{"text_format":"1","workbook":"xlsx","n_sheets":19,"sheets":["areas","barras","criterios","obras","proyectos","cortocircuito","zonas","zonaBarra","calificacionProyectos","ejecutar","ASIGNACION","RESUMEN","RESUMEN %","EXPANSION","BENEFICIO","INTERCAMBIO","PORCENTAJE BARRAS","PORCENTAJE AREAS","PORCENTAJE ZONAS"],"not_rendered":{"charts":0,"images":0,"macros":1,"external_links":0,"defined_names":7,"comments":1,"pivot_tables":0},"unopened":[],"bounds":{"document_bytes":16777216,"sheet_cells":100000,"rows_first":2000,"rows_last":500,"rows_between":2000,"halvings":0,"cell_chars":16384,"cell_head_chars":4096},"cells_cut":0,"cells_raw":0,"read":"whole","date_system":"1900"}

{"sheet":"areas","index":0,"n_rows":12,"n_cols":8,"rows_kept":12,"cut":false,"hidden":false,"merged":[]}
["nombre","periodo","limiteimportacion","limiteexportacion","demanda","generacion","factorimportacion","factorexportacion"]
["Antioquia",2023,9999999,999999,200,300,1,1]
["Antioquia",2024,9999999,999999,200,300,1,1]
["Antioquia",2025,9999999,999999,200,300,1,1]
["Antioquia",2026,9999999,999999,200,300,1,1]
["Antioquia",2027,9999999,999999,200,300,1,1]
["Antioquia",2028,9999999,999999,200,300,1,1]
["Antioquia",2029,9999999,999999,200,300,1,1]
["Antioquia",2030,9999999,999999,200,300,1,1]
["Antioquia",2031,9999999,999999,200,300,1,1]
["Antioquia",2032,9999999,999999,200,300,1,1]
["Antioquia",2033,9999999,999999,200,300,1,1]

{"sheet":"barras","index":1,"n_rows":3026,"n_cols":6,"rows_kept":3026,"cut":false,"hidden":false,"merged":[]}
["nombre","periodo","capacidad","cortocircuito","factorcapacidad","factorcorto"]
["Amaga 110",2023,83.473657022668505,31.168561174676729,1,1]
["Ancon EPM 110",2023,552.69251182754317,0.105,1,1]
["Ancon EPM 220",2023,849.86645594271511,11.00881097633382,1,1]
["Ancon ISA 220",2023,885.47833508075519,11.231900828443299,1,1]
["Andes 13.2",2023,21.102925264858641,18.173773457285119,1,1]
["Barroso 110",2023,99.432118869127521,34.374842133373143,1,1]
["Bolivar 44 kV",2023,24.177638058617308,19.030988421456069,1,1]
["Bolombolo 110",2023,118.0524984833872,16.975326469296029,1,1]
["Carrieles 110",2023,0,0,1,1]
["Carrieles 220",2023,0,0,1,1]
["Certegui 115",2023,104.151892398821,29.204738830675971,1,1]
["El Siete 115",2023,97.020021588244731,28.02340945965852,1,1]
["Envigado 110",2023,35.247481207536907,5.1797441317563786,1,1]
["Envigado 220",2023,99.660764602637954,21.7428605899714,1,1]
["Guayabal 220",2023,302.02927087341749,22.726475856496439,1,1]
["Hispania 110",2023,136.5776729183967,20.411791350829969,1,1]
["Hispania 44 kV",2023,39.229529424887197,9.7754059084653733,1,1]
["Istmina 115",2023,48.773414689702307,29.82737979377039,1,1]
["Itagui 110",2023,83.981508017180658,20.528807755983731,1,1]
["Jericó 44 kV",2023,35.57444109010541,17.928778950852909,1,1]
["Medellin 220",2023,794.15651604292566,12.75683165100217,1,1]
["Moriche 110",2023,63.829849200469518,27.157664004252339,1,1]
["Occidente 220",2023,266.92031511788429,18.60180485365731,1,1]
["Pto Inmarco 110",2023,108.59519266596079,27.333014281891689,1,1]
["Purnio 220",2023,999.50985692152358,8.4081984528123108,1,1]
["Quibdo 115",2023,152.55416617519711,28.611649387706869,1,1]
["Rodeo 110",2023,633.28612634125818,14.772391827636101,1,1]
["Virginia 115",2023,80.914292163089186,24.949261600526569,1,1]
["Amaga 110",2024,83.473657022668505,31.082292188824749,1,1]
["Ancon EPM 110",2024,538.37758884371101,0.105,1,1]
["Ancon EPM 220",2024,849.81492122573991,10.393986952173631,1,1]
["Ancon ISA 220",2024,851.83175686825484,10.63023033427967,1,1]
["Andes 13.2",2024,21.21065578469587,18.15782754799773,1,1]
["Barroso 110",2024,99.432118869127521,34.286436298356513,1,1]
["Bolivar 44 kV",2024,23.592873634093241,19.014169003173219,1,1]
["Bolombolo 110",2024,113.4410727613799,16.739626861547311,1,1]
["Carrieles 110",2024,0,0,1,1]
["Carrieles 220",2024,0,0,1,1]
["Certegui 115",2024,104.151892398821,29.210984846154709,1,1]
["El Siete 115",2024,100.0903109613044,28.003102572527592,1,1]
["Envigado 110",2024,44.622481207536907,4.839369959632748,1,1]
["Envigado 220",2024,118.410764602638,21.60848362052084,1,1]
["Guayabal 220",2024,364.52927087341749,22.601802889964759,1,1]
["Hispania 110",2024,135.5106598487217,20.31614118968934,1,1]
["Hispania 44 kV",2024,37.390645233095611,9.5509787056795723,1,1]
["Istmina 115",2024,49.577407383711439,29.834516785083821,1,1]
["Itagui 110",2024,91.794008017180658,20.47083563008567,1,1]
["Jericó 44 kV",2024,33.906889164006706,17.586526935754041,1,1]
["Medellin 220",2024,701.77608259536498,11.984490082411121,1,1]
["Moriche 110",2024,63.829849200469518,27.154120661965781,1,1]
["Occidente 220",2024,366.92031511788429,18.405435406362791,1,1]
["Pto Inmarco 110",2024,108.59519266596079,27.3298888465788,1,1]
["Purnio 220",2024,999.50985692152358,8.1214061972120817,1,1]
["Quibdo 115",2024,149.34136159455639,28.605777062560779,1,1]
["Rodeo 110",2024,833.67675134125818,14.74528124830133,1,1]
["Virginia 115",2024,81.953485211879865,24.983616125449529,1,1]
["Amaga 110",2025,83.473657022668505,30.412386088071202,1,1]
["Ancon EPM 110",2025,557.81435834606577,0.105,1,1]
["Ancon EPM 220",2025,537.35338521088158,10.21172708781719,1,1]
["Ancon ISA 220",2025,535.68479188509446,10.450335133949601,1,1]
["Andes 13.2",2025,22.46065578469587,17.952987966039199,1,1]
["Barroso 110",2025,122.86961886912751,33.430173444158122,1,1]
["Bolivar 44 kV",2025,26.480545368029741,18.923194130106829,1,1]
["Bolombolo 110",2025,158.31052700080059,14.667624279902039,1,1]
["Carrieles 110",2025,240.625,25.517496142448351,1,1]
["Carrieles 220",2025,606.25,30.367692272220658,1,1]
["Certegui 115",2025,99.269772442626305,29.107550859430969,1,1]
["El Siete 115",2025,86.844510908555961,27.68703850414963,1,1]
["Envigado 110",2025,19.5223355282974,4.4451466351433098,1,1]
["Envigado 220",2025,51.804709513654103,21.506174382301069,1,1]
["Guayabal 220",2025,182.2646354367088,22.55692704061255,1,1]
["Hispania 110",2025,131.82188799973849,17.60033406776488,1,1]
["Hispania 44 kV",2025,35.053729906027137,8.9570249140571612,1,1]
["Istmina 115",2025,49.968032383711432,29.778993942895521,1,1]
["Itagui 110",2025,65.976943262348598,20.384676919888641,1,1]
["Jericó 44 kV",2025,31.257913448068692,17.372565004184139,1,1]
["Medellin 220",2025,380.17391490724788,11.85023735596028,1,1]
["Moriche 110",2025,92.736099200469539,27.00554350498323,1,1]
["Occidente 220",2025,114.66259847433879,18.30714963042595,1,1]
["Pto Inmarco 110",2025,104.3531929524467,27.19633820390413,1,1]
["Purnio 220",2025,999.50985692152358,7.7993271949612897,1,1]
["Quibdo 115",2025,141.47166304525729,28.339500242402391,1,1]
["Rodeo 110",2025,554.33837567062915,14.691105577436071,1,1]
["Virginia 115",2025,84.567723780444382,24.99998051933623,1,1]
["Amaga 110",2026,83.473657022668505,30.40467586965169,1,1]
["Ancon EPM 110",2026,601.56435834606577,0.105,1,1]
["Ancon EPM 220",2026,599.85338521088158,10.220833117068841,1,1]
["Ancon ISA 220",2026,610.68479188509446,10.459345659701601,1,1]
["Andes 13.2",2026,22.77315578469587,17.719147230004509,1,1]
["Barroso 110",2026,122.86961886912751,33.397480561269077,1,1]
["Bolivar 44 kV",2026,25.53510815848929,18.805089981150921,1,1]
["Bolombolo 110",2026,175.4980270008007,14.56509210211123,1,1]
["Carrieles 110",2026,235.546875,24.696664998733119,1,1]
["Carrieles 220",2026,599.8046875,30.158259799743458,1,1]
["Certegui 115",2026,99.269772442626305,29.108783987783632,1,1]
["El Siete 115",2026,86.844510908555961,27.679579804254089,1,1]
["Envigado 110",2026,14.641751646223049,4.454916807362217,1,1]
["Envigado 220",2026,38.853532135240577,21.515581948969121,1,1]
["Guayabal 220",2026,170.8730957219145,22.57969266090311,1,1]
["Hispania 110",2026,142.75938799973849,17.474677199842102,1,1]
["Hispania 44 kV",2026,45.600604906027137,7.8913916255010683,1,1]
["Istmina 115",2026,50.358657383711432,29.780703749454311,1,1]
["Itagui 110",2026,32.988471631174299,20.39065594271376,1,1]
["Jericó 44 kV",2026,67.586038448068692,13.666577161169689,1,1]
["Medellin 220",2026,430.17391490724788,11.881775857313951,1,1]
["Moriche 110",2026,92.736099200469539,27.01421664360117,1,1]
["Occidente 220",2026,85.996948855754127,18.249932357513359,1,1]
["Pto Inmarco 110",2026,104.3531929524467,27.204536783574671,1,1]
["Purnio 220",2026,999.50985692152358,7.825823327853211,1,1]
["Quibdo 115",2026,150.90386159455639,28.335516728794829,1,1]
["Rodeo 110",2026,654.72900067062915,14.673984106287049,1,1]
["Virginia 115",2026,81.924982412305496,25.014445408205869,1,1]
["Amaga 110",2027,82.821519077178905,30.404993957555511,1,1]
["Ancon EPM 110",2027,619.62758884371101,0.105,1,1]
["Ancon EPM 220",2027,599.85338521088158,10.221633257050049,1,1]
["Ancon ISA 220",2027,610.68479188509446,10.460085655624439,1,1]
["Andes 13.2",2027,22.77315578469587,17.719543558795269,1,1]
["Barroso 110",2027,122.86961886912751,33.397756295538848,1,1]
["Bolivar 44 kV",2027,25.136122093512899,18.805217723334309,1,1]
["Bolombolo 110",2027,175.13478251121671,14.56550555323158,1,1]
["Carrieles 110",2027,238.0859375,24.697505549888099,1,1]
["Carrieles 220",2027,612.3046875,30.158436039433141,1,1]
["Certegui 115",2027,99.269772442626305,29.10896607784133,1,1]
["El Siete 115",2027,86.844510908555961,27.679760662900669,1,1]
["Envigado 110",2027,20.891751646223049,4.4569693733302529,1,1]
["Envigado 220",2027,57.603532135240577,21.516812438918191,1,1]
["Guayabal 220",2027,195.8730957219145,22.580542015796059,1,1]
["Hispania 110",2027,144.32188799973849,17.475067281308849,1,1]
["Hispania 44 kV",2027,45.600604906027137,7.8918489351660526,1,1]
["Istmina 115",2027,50.749282383711432,29.78083784788619,1,1]
["Itagui 110",2027,67.363471631174292,20.39121920056461,1,1]
["Jericó 44 kV",2027,67.586038448068692,13.667006234501621,1,1]
["Medellin 220",2027,430.17391490724788,11.882529831397081,1,1]
["Moriche 110",2027,92.736099200469539,26.99966867293627,1,1]
["Occidente 220",2027,135.99694885575411,18.251157944357029,1,1]
["Pto Inmarco 110",2027,108.2594429524467,27.19109856110861,1,1]
["Purnio 220",2027,999.50985692152358,7.8243479137398708,1,1]
["Quibdo 115",2027,144.38048169796679,28.335714866456001,1,1]
["Rodeo 110",2027,655.11962567062915,14.67438231381329,1,1]
["Virginia 115",2027,83.56165749533838,25.015096660219641,1,1]
["Amaga 110",2028,83.602769077178891,30.404993957555138,1,1]
["Ancon EPM 110",2028,574.93623224778264,0.105,1,1]
["Ancon EPM 220",2028,618.66902803626124,10.22163325705209,1,1]
["Ancon ISA 220",2028,619.55139362986142,10.46008565562642,1,1]
["Andes 13.2",2028,22.426511311608881,17.719543558795241,1,1]
["Barroso 110",2028,124.43211886912751,33.397756295538692,1,1]
["Bolivar 44 kV",2028,26.728527616403341,18.805217723334291,1,1]
["Bolombolo 110",2028,170.75044768849199,14.56550555323123,1,1]
["Carrieles 110",2028,238.0859375,24.697505515502161,1,1]
["Carrieles 220",2028,618.75,30.158436039433081,1,1]
["Certegui 115",2028,99.27,29.108966077841309,1,1]
["El Siete 115",2028,87.625760908555947,27.679760662900609,1,1]
["Envigado 110",2028,42.766751646223042,4.4569693733307929,1,1]
["Envigado 220",2028,107.6035321352406,21.516812438920049,1,1]
["Guayabal 220",2028,370.87309572191452,22.580542015798081,1,1]
["Hispania 110",2028,142.06685849974261,17.475067281308689,1,1]
["Hispania 44 kV",2028,45.600604906027137,7.8918489348569878,1,1]
["Istmina 115",2028,51.139907383711432,29.780837847886179,1,1]
["Itagui 110",2028,77.849556744136692,20.39121920056439,1,1]
["Jericó 44 kV",2028,67.058022522693165,13.667006234501541,1,1]
["Medellin 220",2028,441.50127258467012,11.88252983139807,1,1]
["Moriche 110",2028,94.219737896922084,26.999668672936242,1,1]
["Occidente 220",2028,339.12194885575411,18.251157944358422,1,1]
["Pto Inmarco 110",2028,104.87633536018269,27.191098561108578,1,1]
["Purnio 220",2028,999.50985692152358,7.8243479137398211,1,1]
["Quibdo 115",2028,140.9965641581708,28.335714866455959,1,1]
["Rodeo 110",2028,707.93932630924178,14.6743823138131,1,1]
["Virginia 115",2028,85.09947964142664,25.015096660066821,1,1]
["Amaga 110",2029,82.296475810347971,30.404993957555138,1,1]
["Ancon EPM 110",2029,618.68623224778264,0.105,1,1]
["Ancon EPM 220",2029,637.42669260544085,10.22163325705209,1,1]
["Ancon ISA 220",2029,654.15022303467128,10.46008565562642,1,1]
["Andes 13.2",2029,22.739011311608881,17.719543558795241,1,1]
["Barroso 110",2029,122.48786701179741,33.397756295538692,1,1]
["Bolivar 44 kV",2029,25.293981877237648,18.805217723334291,1,1]
["Bolombolo 110",2029,174.77056500858191,14.56550555323123,1,1]
["Carrieles 110",2029,238.0859375,24.697505515502161,1,1]
["Carrieles 220",2029,610.75439453125,30.158436039433081,1,1]
["Certegui 115",2029,99.27,29.108966077841309,1,1]
["El Siete 115",2029,86.256608394359759,27.679760662900609,1,1]
["Envigado 110",2029,18.710453845222581,4.4569693733307929,1,1]
["Envigado 220",2029,53.801766067620292,21.516812438920049,1,1]
["Guayabal 220",2029,208.61611634357689,22.580542015798081,1,1]
["Hispania 110",2029,142.84810849974261,17.475067281308689,1,1]
["Hispania 44 kV",2029,45.991229906027137,7.8918489348569878,1,1]
["Istmina 115",2029,51.530532383711432,29.780837847886179,1,1]
["Itagui 110",2029,69.717555961854913,20.39121920056439,1,1]
["Jericó 44 kV",2029,67.448647522693165,13.667006234501541,1,1]
["Medellin 220",2029,465.08695745362388,11.88252983139807,1,1]
["Moriche 110",2029,92.8672574348262,26.999668672936242,1,1]
["Occidente 220",2029,137.7682917226501,18.251157944358422,1,1]
["Pto Inmarco 110",2029,104.87633536018269,27.191098561108578,1,1]
["Purnio 220",2029,999.50985692152358,7.8243479137398211,1,1]
["Quibdo 115",2029,149.72492517584891,28.335714866455959,1,1]
["Rodeo 110",2029,615.05981283531457,14.6743823138131,1,1]
["Virginia 115",2029,82.750154392798422,25.015096660066821,1,1]
["Amaga 110",2030,83.077725810347971,30.404993957555138,1,1]
["Ancon EPM 110",2030,584.34311612389138,0.105,1,1]
["Ancon EPM 220",2030,601.5017710271959,10.22163325705209,1,1]
["Ancon ISA 220",2030,602.16354522239612,10.46008565562642,1,1]
["Andes 13.2",2030,22.396634897657769,17.719543558795241,1,1]
["Barroso 110",2030,122.48786701179741,33.397756295538692,1,1]
["Bolivar 44 kV",2030,25.293981877237648,18.805217723334291,1,1]
["Bolombolo 110",2030,172.9828555732266,14.56550555323123,1,1]
["Carrieles 110",2030,238.0859375,24.697505515502161,1,1]
["Carrieles 220",2030,618.75,30.158436039433081,1,1]
["Certegui 115",2030,99.27,29.108966077841309,1,1]
["El Siete 115",2030,87.037858394359773,27.679760662900609,1,1]
["Envigado 110",2030,31.210453845222581,4.4569693733307929,1,1]
["Envigado 220",2030,85.051766067620292,21.516812438920049,1,1]
["Guayabal 220",2030,321.11611634357689,22.580542015798081,1,1]
["Hispania 110",2030,142.84810849974261,17.475067281308689,1,1]
["Hispania 44 kV",2030,45.631923422386294,7.8918489348569878,1,1]
["Istmina 115",2030,51.921157383711432,29.780837847886179,1,1]
["Itagui 110",2030,77.849556744136692,20.39121920056439,1,1]
["Jericó 44 kV",2030,67.448647522693165,13.667006234501541,1,1]
["Medellin 220",2030,427.00063629233512,11.88252983139807,1,1]
["Moriche 110",2030,92.8672574348262,26.999668672936242,1,1]
["Occidente 220",2030,300.26829172265008,18.251157944358422,1,1]
["Pto Inmarco 110",2030,104.87633536018269,27.191098561108578,1,1]
["Purnio 220",2030,999.50985692152358,7.8243479137398211,1,1]
["Quibdo 115",2030,141.2401845434137,28.335714866455959,1,1]
["Rodeo 110",2030,677.40716315462089,14.6743823138131,1,1]
["Virginia 115",2030,70.790171140714278,25.015096660066821,1,1]
["Amaga 110",2031,83.077725810347971,30.404993957555138,1,1]
["Ancon EPM 110",2031,526.73589233517532,0.105,1,1]
["Ancon EPM 220",2031,475.75088551359801,10.22163325705209,1,1]
["Ancon ISA 220",2031,476.08177261119812,10.46008565562642,1,1]
["Andes 13.2",2031,22.709134897657769,17.719543558795241,1,1]
["Barroso 110",2031,123.26911701179741,33.397756295538692,1,1]
["Bolivar 44 kV",2031,25.293981877237648,18.805217723334291,1,1]
["Bolombolo 110",2031,162.1714270999,14.56550555323123,1,1]
["Carrieles 110",2031,230.94482421875,24.697505515502161,1,1]
["Carrieles 220",2031,618.75,30.158436039433081,1,1]
["Certegui 115",2031,99.27,29.108966077841309,1,1]
["El Siete 115",2031,87.037858394359773,27.679760662900609,1,1]
["Envigado 110",2031,44.065926239363208,4.4569693733307929,1,1]
["Envigado 220",2031,114.74946709307009,21.516812438920049,1,1]
["Guayabal 220",2031,293.77592050835261,22.580542015798081,1,1]
["Hispania 110",2031,142.31851490563179,17.475067281308689,1,1]
["Hispania 44 kV",2031,45.631923422386294,7.8918489348569878,1,1]
["Istmina 115",2031,52.311782383711432,29.780837847886179,1,1]
["Itagui 110",2031,68.118362151119612,20.39121920056439,1,1]
["Jericó 44 kV",2031,67.448647522693165,13.667006234501541,1,1]
["Medellin 220",2031,338.50031814616761,11.88252983139807,1,1]
["Moriche 110",2031,92.8672574348262,26.999668672936242,1,1]
["Occidente 220",2031,298.21060633973002,18.251157944358422,1,1]
["Pto Inmarco 110",2031,104.87633536018269,27.191098561108578,1,1]
["Purnio 220",2031,999.50985692152358,7.8243479137398211,1,1]
["Quibdo 115",2031,137.92986771817741,28.335714866455959,1,1]
["Rodeo 110",2031,538.70358157731039,14.6743823138131,1,1]
["Virginia 115",2031,83.115348707404138,25.015096660066821,1,1]
["Amaga 110",2032,81.779636344561283,30.404993957555138,1,1]
["Ancon EPM 110",2032,536.3762944218555,0.105,1,1]
["Ancon EPM 220",2032,475.75088551359801,10.22163325705209,1,1]
["Ancon ISA 220",2032,476.08177261119812,10.46008565562642,1,1]
["Andes 13.2",2032,22.709134897657769,17.719543558795241,1,1]
["Barroso 110",2032,121.34303705848809,33.397756295538692,1,1]
["Bolivar 44 kV",2032,24.89876341040581,18.805217723334291,1,1]
["Bolombolo 110",2032,168.0674525863046,14.56550555323123,1,1]
["Carrieles 110",2032,230.94482421875,24.697505515502161,1,1]
["Carrieles 220",2032,616.27769470214844,30.158436039433081,1,1]
["Certegui 115",2032,100,29.108966077841309,1,1]
["El Siete 115",2032,85.677891856947895,27.679760662900609,1,1]
["Envigado 110",2032,16.589204326632061,4.4569693733307929,1,1]
["Envigado 220",2032,44.156801896131341,21.516812438920049,1,1]
["Guayabal 220",2032,220.83567953605171,22.580542015798081,1,1]
["Hispania 110",2032,141.7321076520883,17.475067281308689,1,1]
["Hispania 44 kV",2032,45.631923422386294,7.8918489348569878,1,1]
["Istmina 115",2032,52.702407383711432,29.780837847886179,1,1]
["Itagui 110",2032,68.118362151119612,20.39121920056439,1,1]
["Jericó 44 kV",2032,67.448647522693165,13.667006234501541,1,1]
["Medellin 220",2032,338.50031814616761,11.88252983139807,1,1]
["Moriche 110",2032,92.141731986116625,26.999668672936242,1,1]
["Occidente 220",2032,156.33384116332809,18.251157944358422,1,1]
["Pto Inmarco 110",2032,104.0569889901813,27.191098561108578,1,1]
["Purnio 220",2032,999.50985692152358,7.8243479137398211,1,1]
["Quibdo 115",2032,139.86540642287221,28.335714866455959,1,1]
["Rodeo 110",2032,538.70358157731039,14.6743823138131,1,1]
["Virginia 115",2032,83.115348707404138,25.015096660066821,1,1]
["Amaga 110",2033,81.779636344561283,30.404993957555138,1,1]
["Ancon EPM 110",2033,582.11794616758766,0.105,1,1]
["Ancon EPM 220",2033,663.25088551359795,10.22163325705209,1,1]
["Ancon ISA 220",2033,676.08177261119806,10.46008565562642,1,1]
["Andes 13.2",2033,22.709134897657769,17.719543558795241,1,1]
["Barroso 110",2033,121.34303705848809,33.397756295538692,1,1]
["Bolivar 44 kV",2033,25.710395294506402,18.805217723334291,1,1]
["Bolombolo 110",2033,171.94218605146401,14.56550555323123,1,1]
["Carrieles 110",2033,240.31982421875,24.697505515502161,1,1]
["Carrieles 220",2033,618.75,30.158436039433081,1,1]
["Certegui 115",2033,98.477179897188364,29.108966077841309,1,1]
["El Siete 115",2033,85.677891856947895,27.679760662900609,1,1]
["Envigado 110",2033,25.964204326632061,4.4569693733307929,1,1]
["Envigado 220",2033,69.156801896131356,21.516812438920049,1,1]
["Guayabal 220",2033,270.83567953605171,22.580542015798081,1,1]
["Hispania 110",2033,143.2946076520883,17.475067281308689,1,1]
["Hispania 44 kV",2033,46.022548422386294,7.8918489348569878,1,1]
["Istmina 115",2033,53.093032383711432,29.780837847886179,1,1]
["Itagui 110",2033,77.493362151119612,20.39121920056439,1,1]
["Jericó 44 kV",2033,67.448647522693165,13.667006234501541,1,1]
["Medellin 220",2033,476.00031814616761,11.88252983139807,1,1]
["Moriche 110",2033,93.851692045762235,26.999668672936242,1,1]
["Occidente 220",2033,206.3338411633282,18.251157944358422,1,1]
["Pto Inmarco 110",2033,104.0569889901813,27.191098561108578,1,1]
["Purnio 220",2033,999.50985692152358,7.8243479137398211,1,1]
["Quibdo 115",2033,139.8292592534053,28.335714866455959,1,1]
["Rodeo 110",2033,751.20358157731039,14.6743823138131,1,1]
["Virginia 115",2033,84.209548769412748,25.015096660066821,1,1]
["Amalfi 110",2023,100.91326227411631,24.566967640702369,1,1]
["Amalfi 13.2",2023,5.8502586785471067,17.24121384273635,1,1]
["Amalfi 44",2023,20.734470653042081,23.4047580057251,1,1]
["Antioquia 110",2023,40.846633911132813,35.440343337329679,1,1]
["Apartado 110",2023,209.0466029147947,20.18517387029646,1,1]
["Apartado 13.2",2023,49.53125,3.2019973688799008,1,1]
["Apartado 44",2023,151.35130777159179,19.37914390911595,1,1]
["Barbosa 110",2023,88.20731563218385,8.3500000000000005E-2,1,1]
["Barbosa 220",2023,180.0872802734375,7.9546252620617501,1,1]
["Buritica 110 kV",2023,41.070556640625,29.851809382904751,1,1]
["Carepa 13.2",2023,25.9375,4.7866151388571172,1,1]
["Carepa 44",2023,98.642825820737201,22.360481015670011,1,1]
["Caucasia 13.2 I",2023,27.323118764907122,21.186203435990301,1,1]
["Caucasia 13.2 II",2023,27.151913642883301,21.557922564775161,1,1]
["Caucasia 44 I",2023,46.128700881736151,17.828222481505851,1,1]
["Caucasia 44 II",2023,178.70418591223441,18.629592254350278,1,1]
["Caucheras 110",2023,42.96875,30.397857579076341,1,1]
["Caucheras 13.2",2023,13.4375,21.861863557215401,1,1]
["Chigorodo 13.2",2023,49.622116088867188,18.89746517806838,1,1]
["Chorodo 110",2023,41.02213978767395,37.508686916306743,1,1]
["Cruzada 110",2023,45.3125,27.756637870354929,1,1]
["Dabeiba (Lagunas) 44",2023,16.819920613346799,6.7285760709267057,1,1]
["El Limon 13.2",2023,12.1875,3.701267309370095,1,1]
["El Limon 44",2023,12.109375,27.459412239983561,1,1]
["El Salto (EPM) 110",2023,100,0.17536079840667901,1,1]
["El Salto 220",2023,162.5,11.268817526961019,1,1]
["Girardota 110",2023,101.99299609489189,12.964608900691969,1,1]
["Guadalupe 220",2023,162.5,17.373102238607132,1,1]
["Guárcama 110",2023,0,0,1,1]
["Hidromontañitas 110",2023,42.29736328125,2.5249999999999998E-2,1,1]
["Horizonte 110",2023,154.53317854553461,23.171847355859839,1,1]
["Lagunas 110",2023,0,0,1,1]
["Lagunas 44",2023,0,0,1,1]
["Luzma I 110",2023,48.945314664940973,20.399332531995721,1,1]
["Luzma II 110",2023,82.735339410942288,20.396549766059451,1,1]
["Nva Colonia 110",2023,264.77110648157361,26.517426124498972,1,1]
["Nva Colonia 13.2",2023,12.1875,4.9197651023334528,1,1]
["Nva Sta Rosa 110",2023,53.02734375,32.735540243317949,1,1]
["Occidente 110",2023,162.5,14.94266610288954,1,1]
["Paso Ancho 44",2023,26.46650944961948,6.0004335448201198,1,1]
["Playas 110",2023,146.875,30.637139511095821,1,1]
["Playas 220",2023,200,13.77785733104856,1,1]
["Porce 110",2023,103.02734375,26.491909448357269,1,1]
["Porce 220",2023,162.5,9.2446844855224803,1,1]
["Porce III 500",2023,983.984375,18.38946734559693,1,1]
["Primavera 220",2023,543.75,4.7593288785688301,1,1]
["Riogrande 110",2023,42.67578125,19.799019992786281,1,1]
["SAC",2023,59.375,5.2482241946293229,1,1]
["San Jeronimo 110",2023,41.507530212402337,18.065438135700141,1,1]
["Santa Isabel 44",2023,22.769937022467438,5.9555532673001794,1,1]
["Tigre 110",2023,45.3125,36.15449278864601,1,1]
["Tigre 44",2023,30.66005706787109,21.892699460701959,1,1]
["Troneras 110",2023,38.907535227190237,22.095522894079771,1,1]
["Turbo 13.2",2023,28.125,17.443378415788381,1,1]
["Turbo 44",2023,115.2598457876954,21.952906907083719,1,1]
["Uraba 110",2023,272.65625,10.128107226966801,1,1]
["Uraba 44",2023,197.65625,12.39792234961781,1,1]
["Yarumal 110",2023,40.8203125,32.693011728000883,1,1]
["Yarumal II 110",2023,62.5,57.302388856760523,1,1]
["Zamora 110",2023,168.8255310058594,2.00518821666985,1,1]
["Amalfi 110",2024,72.998046875,24.589503877248831,1,1]
["Amalfi 13.2",2024,6.1627586785471067,17.24734847163684,1,1]
["Amalfi 44",2024,20.410494549088298,23.408495589037571,1,1]
["Antioquia 110",2024,15.93017578125,35.453358919143668,1,1]
["Apartado 110",2024,175.5859375,19.709867140507519,1,1]
["Apartado 13.2",2024,49.53125,1.6033710366106111,1,1]
["Apartado 44",2024,151.74193277159179,18.843379380681618,1,1]
["Barbosa 110",2024,41.347179202586183,8.3500000000000005E-2,1,1]
["Barbosa 220",2024,90.04364013671875,7.7695968967665401,1,1]
["Buritica 110 kV",2024,22.265625,29.856508157755801,1,1]
["Carepa 13.2",2024,25.56640625,4.0578971390586824,1,1]
["Carepa 44",2024,100.51683714311569,22.109955872103519,1,1]
["Caucasia 13.2 I",2024,26.39458179473877,20.797398812424412,1,1]
["Caucasia 13.2 II",2024,26.704919040203091,21.143740625553889,1,1]
["Caucasia 44 I",2024,27.326378254519462,17.562527759905109,1,1]
["Caucasia 44 II",2024,178.39674768601469,18.368845319175161,1,1]
["Caucheras 110",2024,15.777587890625,30.401076553528721,1,1]
["Caucheras 13.2",2024,13.0078125,21.873361363766818,1,1]
["Chigorodo 13.2",2024,49.622116088867188,18.32170336613482,1,1]
["Chorodo 110",2024,22.613525390625,37.51551982278594,1,1]
["Cruzada 110",2024,43.1884765625,27.766730771571499,1,1]
["Dabeiba (Lagunas) 44",2024,16.29429809417972,6.7314783429229879,1,1]
["El Limon 13.2",2024,11.640625,3.7176860199255,1,1]
["El Limon 44",2024,11.73095703125,27.468235360113511,1,1]
["El Salto (EPM) 110",2024,71.875,0.40436211461284088,1,1]
["El Salto 220",2024,81.25,11.25432702365663,1,1]
["Girardota 110",2024,86.06868926435709,12.9986649187775,1,1]
["Guadalupe 220",2024,81.25,17.340537054404521,1,1]
["Guárcama 110",2024,59.375,35.983123018251781,1,1]
["Hidromontañitas 110",2024,50.10986328125,2.5249999999999998E-2,1,1]
["Horizonte 110",2024,100.9063720703125,23.159476150275101,1,1]
["Lagunas 110",2024,0,0,1,1]
["Lagunas 44",2024,0,0,1,1]
["Luzma I 110",2024,41.6015625,20.411810771948922,1,1]
["Luzma II 110",2024,41.5283203125,20.40904593187182,1,1]
["Nva Colonia 110",2024,174.95598231749341,26.024701680703199,1,1]
["Nva Colonia 13.2",2024,12.1875,4.203746365874256,1,1]
["Nva Sta Rosa 110",2024,57.71484375,33.765073145611787,1,1]
["Occidente 110",2024,81.25,14.8588331755879,1,1]
["Paso Ancho 44",2024,25.22589181916857,6.0051397453307658,1,1]
["Playas 110",2024,110.15625,30.617281284548461,1,1]
["Playas 220",2024,100,13.602348294506481,1,1]
["Porce 110",2024,74.12109375,26.50971675000136,1,1]
["Porce 220",2024,81.25,9.2157214137064614,1,1]
["Porce III 500",2024,999.68942097876436,16.634781537628321,1,1]
["Primavera 220",2024,431.25,0.1575,1,1]
["Riogrande 110",2024,50.48828125,20.401054900191919,1,1]
["SAC",2024,51.4892578125,5.3561590241206467,1,1]
["San Jeronimo 110",2024,18.76220703125,18.082603758121511,1,1]
["Santa Isabel 44",2024,22.63063894707248,5.9596526231985676,1,1]
["Tigre 110",2024,43.1884765625,36.165601538396409,1,1]
["Tigre 44",2024,30.66005706787109,21.899426083436111,1,1]
["Troneras 110",2024,38.907535227190237,22.20836795671735,1,1]
["Turbo 13.2",2024,28.125,16.7295623825581,1,1]
["Turbo 44",2024,109.0605334364441,21.66323444746287,1,1]
["Uraba 110",2024,175.87890625,8.9606822933301693,1,1]
["Uraba 44",2024,147.68825839060111,11.669490864256289,1,1]
["Yarumal 110",2024,44.921875,33.564770113352807,1,1]
["Yarumal II 110",2024,55.6640625,58.266848769750403,1,1]
["Zamora 110",2024,84.412765502929688,1.983284067825501,1,1]
["Amalfi 110",2025,42.201995849609382,24.596734930706852,1,1]
["Amalfi 13.2",2025,5.7775862611379134,17.253261396494249,1,1]
["Amalfi 44",2025,20.410494549088298,23.41210664650669,1,1]
["Antioquia 110",2025,6.4716339111328116,35.286797363031333,1,1]
["Apartado 110",2025,145.60062526215921,19.73140338197808,1,1]
["Apartado 13.2",2025,49.53125,1.6828110172785711,1,1]
["Apartado 44",2025,152.13255777159179,18.869901159798989,1,1]
["Barbosa 110",2025,66.347179202586176,8.3500000000000005E-2,1,1]
["Barbosa 220",2025,90.04364013671875,7.6883847147385609,1,1]
["Buritica 110 kV",2025,5.914306640625,29.741114394504109,1,1]
["Carepa 13.2",2025,25.87890625,4.0947542901570149,1,1]
["Carepa 44",2025,100.90746214311569,22.122484896200319,1,1]
["Caucasia 13.2 I",2025,23.661559382453561,20.860036862049,1,1]
["Caucasia 13.2 II",2025,27.017419040203091,21.210243272998319,1,1]
["Caucasia 44 I",2025,24.764530293158259,17.603796134931908,1,1]
["Caucasia 44 II",2025,178.09051039036621,18.409292791248181,1,1]
["Caucheras 110",2025,6.4096450805664063,30.29550967629109,1,1]
["Caucheras 13.2",2025,7.1214580535888672,21.805049055110231,1,1]
["Chigorodo 13.2",2025,49.622116088867188,18.35091778507044,1,1]
["Chorodo 110",2025,15.19346237182617,37.231364775447602,1,1]
["Cruzada 110",2025,43.1884765625,27.772349670256229,1,1]
["Dabeiba (Lagunas) 44",2025,4.8780441284179688,4.3512395702904669,1,1]
["El Limon 13.2",2025,11.640625,3.7316632156069249,1,1]
["El Limon 44",2025,11.73095703125,27.47539983771491,1,1]
["El Salto (EPM) 110",2025,71.875,0.33462314916009112,1,1]
["El Salto 220",2025,81.25,11.24201902929485,1,1]
["Girardota 110",2025,79.563090637384434,12.9535674005499,1,1]
["Guadalupe 220",2025,81.25,17.325823961251949,1,1]
["Guárcama 110",2025,44.04296875,35.448871489851889,1,1]
["Hidromontañitas 110",2025,39.148330688476563,2.5249999999999998E-2,1,1]
["Horizonte 110",2025,88.293075561523438,23.119446837596019,1,1]
["Lagunas 110",2025,16.015625,37.989529847274021,1,1]
["Lagunas 44",2025,6.640625,20.379821306125471,1,1]
["Luzma I 110",2025,41.6015625,20.4181214833756,1,1]
["Luzma II 110",2025,75.9033203125,20.415350390141949,1,1]
["Nva Colonia 110",2025,146.2522664685296,26.046926296980651,1,1]
["Nva Colonia 13.2",2025,12.1875,4.2399770832309862,1,1]
["Nva Sta Rosa 110",2025,44.18792724609375,33.586223030046867,1,1]
["Occidente 110",2025,81.25,14.707003802833579,1,1]
["Paso Ancho 44",2025,8.411407470703125,6.0950650425567066,1,1]
["Playas 110",2025,120.1171875,30.16920648242349,1,1]
["Playas 220",2025,100,13.47542635502484,1,1]
["Porce 110",2025,74.12109375,26.516681943410099,1,1]
["Porce 220",2025,81.25,9.203322825181349,1,1]
["Porce III 500",2025,999.68942097876436,16.39588417893026,1,1]
["Primavera 220",2025,418.75,0.1575,1,1]
["Riogrande 110",2025,38.65509033203125,20.281682677848941,1,1]
["SAC",2025,51.4892578125,5.3414779460183581,1,1]
["San Jeronimo 110",2025,5.5700302124023438,17.959085673991432,1,1]
["Santa Isabel 44",2025,22.63063894707248,5.9631044661740678,1,1]
["Tigre 110",2025,43.5791015625,36.171529850780473,1,1]
["Tigre 44",2025,30.66005706787109,21.904688620828139,1,1]
["Troneras 110",2025,20.06169785151997,22.18436416401865,1,1]
["Turbo 13.2",2025,28.4375,16.765677123798511,1,1]
["Turbo 44",2025,107.6448250869997,21.6776647509434,1,1]
["Uraba 110",2025,145.64971923828119,9.0043998927004498,1,1]
["Uraba 44",2025,129.80516149412571,11.70508911618445,1,1]
["Yarumal 110",2025,40.78369140625,33.402272354158981,1,1]
["Yarumal II 110",2025,40.750551223754883,58.08708165569287,1,1]
["Zamora 110",2025,84.412765502929688,1.9302780930478389,1,1]
["Amalfi 110",2026,42.201995849609382,24.596844784177829,1,1]
["Amalfi 13.2",2026,6.0900862611379134,17.25690177124574,1,1]
["Amalfi 44",2026,20.410494549088298,23.414346286312359,1,1]
["Antioquia 110",2026,5.9758778661489487,33.300855016428912,1,1]
["Apartado 110",2026,148.34136962890619,19.79229013795522,1,1]
["Apartado 13.2",2026,49.53125,1.9124914315692121,1,1]
["Apartado 44",2026,113.1756538857959,18.946514725893049,1,1]
["Barbosa 110",2026,53.907083102101268,8.3500000000000005E-2,1,1]
["Barbosa 220",2026,90.04364013671875,7.704352048647781,1,1]
["Buritica 110 kV",2026,5.914306640625,29.48004047765766,1,1]
["Carepa 13.2",2026,26.19140625,4.2017433275349347,1,1]
["Carepa 44",2026,75.102662910368593,22.158759198861329,1,1]
["Caucasia 13.2 I",2026,21.83077969122678,20.981651837835159,1,1]
["Caucasia 13.2 II",2026,27.329919040203091,21.339395700895071,1,1]
["Caucasia 44 I",2026,22.442855578174669,17.684142850337029,1,1]
["Caucasia 44 II",2026,177.07136771059251,18.48805169737361,1,1]
["Caucheras 110",2026,6.4096450805664063,30.19902151614501,1,1]
["Caucheras 13.2",2026,6.2312757968902588,21.731629793617309,1,1]
["Chigorodo 13.2",2026,49.622116088867188,18.435781939460711,1,1]
["Chorodo 110",2026,6.1132246570196003,36.498472173134893,1,1]
["Cruzada 110",2026,43.9697265625,27.77422651290351,1,1]
["Dabeiba (Lagunas) 44",2026,5.0919681544311608,4.1734726367520327,1,1]
["El Limon 13.2",2026,11.640625,3.73832946100638,1,1]
["El Limon 44",2026,12.12158203125,27.47872093617708,1,1]
["El Salto (EPM) 110",2026,78.125,0.2227172456065496,1,1]
["El Salto 220",2026,86.1328125,11.25399097962609,1,1]
["Girardota 110",2026,79.563090637384434,12.951299308106231,1,1]
["Guadalupe 220",2026,81.25,17.343052363344199,1,1]
["Guárcama 110",2026,11.0107421875,33.219137618483948,1,1]
["Hidromontañitas 110",2026,34.560635685920722,2.5249999999999998E-2,1,1]
["Horizonte 110",2026,88.293075561523438,23.033114324492729,1,1]
["Lagunas 110",2026,5.859375,37.687953923990932,1,1]
["Lagunas 44",2026,5.92041015625,20.07705519962332,1,1]
["Luzma I 110",2026,48.945314664940973,20.419980100631459,1,1]
["Luzma II 110",2026,42.102622985839837,20.417196274032861,1,1]
["Nva Colonia 110",2026,147.8147664685296,26.1096864070911,1,1]
["Nva Colonia 13.2",2026,12.1875,4.3451584559321592,1,1]
["Nva Sta Rosa 110",2026,10.83984375,33.117602925363052,1,1]
["Occidente 110",2026,81.25,14.23258035191385,1,1]
["Paso Ancho 44",2026,6.1103773812646978,6.0310736816383113,1,1]
["Playas 110",2026,135.15625,30.18876365757021,1,1]
["Playas 220",2026,109.375,13.506266704417881,1,1]
["Porce 110",2026,77.2705078125,26.5177060794387,1,1]
["Porce 220",2026,81.25,9.2203375640418486,1,1]
["Porce III 500",2026,924.45346117019653,16.386666263650159,1,1]
["Primavera 220",2026,418.75,0.1575,1,1]
["Riogrande 110",2026,38.65509033203125,20.036886663295402,1,1]
["SAC",2026,22.52655029296875,5.2844933547996709,1,1]
["San Jeronimo 110",2026,6.0707526281476003,16.7792322119838,1,1]
["Santa Isabel 44",2026,22.63063894707248,5.9647541789496703,1,1]
["Tigre 110",2026,43.5791015625,36.173409833624383,1,1]
["Tigre 44",2026,30.66005706787109,21.9070666360054,1,1]
["Troneras 110",2026,20.06169785151997,22.13852222000386,1,1]
["Turbo 13.2",2026,28.4375,16.870518467147111,1,1]
["Turbo 44",2026,104.3002141114374,21.71940558422801,1,1]
["Uraba 110",2026,145.36524713039401,9.12658436317151,1,1]
["Uraba 44",2026,181.640625,11.8076155698809,1,1]
["Yarumal 110",2026,20.391845703125,32.887502336693728,1,1]
["Yarumal II 110",2026,20.375275611877441,57.540186258463649,1,1]
["Zamora 110",2026,84.412765502929688,1.840180719998681,1,1]
["Amalfi 110",2027,42.201995849609382,24.59683668812098,1,1]
["Amalfi 13.2",2027,6.0900862611379134,17.256889886529081,1,1]
["Amalfi 44",2027,20.410494549088298,23.414339318824329,1,1]
["Antioquia 110",2027,5.9758778661489487,33.30087006863274,1,1]
["Apartado 110",2027,149.90386962890619,19.792371447509591,1,1]
["Apartado 13.2",2027,49.53125,1.912783260673439,1,1]
["Apartado 44",2027,99.947201942897948,18.946612252283071,1,1]
["Barbosa 110",2027,47.168697714338613,8.3500000000000005E-2,1,1]
["Barbosa 220",2027,90.04364013671875,7.7058873580521308,1,1]
["Buritica 110 kV",2027,5.914306640625,29.480039527231298,1,1]
["Carepa 13.2",2027,26.19140625,4.2018781191588577,1,1]
["Carepa 44",2027,67.768418485527903,22.158805185486919,1,1]
["Caucasia 13.2 I",2027,24.33077969122678,20.981897252728899,1,1]
["Caucasia 13.2 II",2027,26.871799100190401,21.339656435446152,1,1]
["Caucasia 44 I",2027,22.442855578174669,17.684305652388861,1,1]
["Caucasia 44 II",2027,177.07136771059251,18.488211317346021,1,1]
["Caucheras 110",2027,6.4096450805664063,30.199020699932909,1,1]
["Caucheras 13.2",2027,6.2312757968902588,21.73162642009996,1,1]
["Chigorodo 13.2",2027,49.622116088867188,18.435888695403261,1,1]
["Chorodo 110",2027,6.1132246570196003,36.498471812864352,1,1]
["Cruzada 110",2027,43.9697265625,27.774218102715729,1,1]
["Dabeiba (Lagunas) 44",2027,3.0247931050490622,4.1734699672560627,1,1]
["El Limon 13.2",2027,11.640625,3.7383058083814031,1,1]
["El Limon 44",2027,11.742782592773439,27.478708874875569,1,1]
["El Salto (EPM) 110",2027,78.125,0.2228775560516105,1,1]
["El Salto 220",2027,80.74951171875,11.254283499807061,1,1]
["Girardota 110",2027,79.563090637384434,12.95158433019663,1,1]
["Guadalupe 220",2027,81.25,17.343425580041419,1,1]
["Guárcama 110",2027,11.0107421875,33.219138708228371,1,1]
["Hidromontañitas 110",2027,53.073993348516517,2.5249999999999998E-2,1,1]
["Horizonte 110",2027,72.501928545534625,23.03344631701809,1,1]
["Lagunas 110",2027,5.859375,37.687952976939897,1,1]
["Lagunas 44",2027,5.92041015625,20.077051991950459,1,1]
["Luzma I 110",2027,42.43927001953125,20.419971022148381,1,1]
["Luzma II 110",2027,42.102622985839837,20.417187207581389,1,1]
["Nva Colonia 110",2027,149.3772664685296,26.109770427343459,1,1]
["Nva Colonia 13.2",2027,12.5,4.345290937011189,1,1]
["Nva Sta Rosa 110",2027,10.83984375,33.117605452910311,1,1]
["Occidente 110",2027,79.1473388671875,14.23336577276195,1,1]
["Paso Ancho 44",2027,6.1103773812646978,6.0310723655792389,1,1]
["Playas 110",2027,135.15625,30.1715623438214,1,1]
["Playas 220",2027,109.375,13.50680684498538,1,1]
["Porce 110",2027,77.2705078125,26.517697121496241,1,1]
["Porce 220",2027,81.25,9.2206878652699586,1,1]
["Porce III 500",2027,980.81826162524521,16.384933979983039,1,1]
["Primavera 220",2027,418.75,0.1575,1,1]
["Riogrande 110",2027,52.304089069366462,20.036936592838781,1,1]
["SAC",2027,20.456771599128839,5.2844878623544496,1,1]
["San Jeronimo 110",2027,6.0707526281476003,16.779277187799,1,1]
["Santa Isabel 44",2027,22.277035213524471,5.96474840236462,1,1]
["Tigre 110",2027,44.3603515625,36.173401106828543,1,1]
["Tigre 44",2027,30.66005706787109,21.907057928861409,1,1]
["Troneras 110",2027,19.434769793659971,22.138603862552721,1,1]
["Turbo 13.2",2027,28.4375,16.870650532717612,1,1]
["Turbo 44",2027,100.19698205571871,21.71945860812114,1,1]
["Uraba 110",2027,85.458865988766775,9.1267509343545701,1,1]
["Uraba 44",2027,185.84973989050931,11.80774690730021,1,1]
["Yarumal 110",2027,20.391845703125,32.887497808883907,1,1]
["Yarumal II 110",2027,20.375275611877441,57.54018252712693,1,1]
["Zamora 110",2027,84.412765502929688,1.8405729715455019,1,1]
["Amalfi 110",2028,42.201995849609382,24.596836688120881,1,1]
["Amalfi 13.2",2028,6.0900862611379134,17.25688988652907,1,1]
["Amalfi 44",2028,20.801119549088298,23.414339318824311,1,1]
["Antioquia 110",2028,5.9758778661489487,33.30087006863257,1,1]
["Apartado 110",2028,151.85062526215921,19.792371447509591,1,1]
["Apartado 13.2",2028,49.53125,1.912783260673429,1,1]
["Apartado 44",2028,121.04095194289791,18.946612252283071,1,1]
["Barbosa 110",2028,41.272610500046277,8.3500000000000005E-2,1,1]
["Barbosa 220",2028,90.04364013671875,7.705887358053559,1,1]
["Buritica 110 kV",2028,5.914306640625,29.480039527231281,1,1]
["Carepa 13.2",2028,26.19140625,4.2018781191588541,1,1]
["Carepa 44",2028,98.473507418451675,22.158805185486919,1,1]
["Caucasia 13.2 I",2028,27.4988266825676,20.981897252728889,1,1]
["Caucasia 13.2 II",2028,27.184299100190401,21.339656435446141,1,1]
["Caucasia 44 I",2028,35.724105578174672,17.684305652388861,1,1]
["Caucasia 44 II",2028,177.37360836828111,18.488211317346021,1,1]
["Caucheras 110",2028,6.4096450805664063,30.199020699932891,1,1]
["Caucheras 13.2",2028,6.2312757968902588,21.731626420088141,1,1]
["Chigorodo 13.2",2028,49.622116088867188,18.43588869540325,1,1]
["Chorodo 110",2028,6.1132246570196003,36.498471812864302,1,1]
["Cruzada 110",2028,43.9697265625,27.77421810271569,1,1]
["Dabeiba (Lagunas) 44",2028,5.0919681544311608,4.173469967256036,1,1]
["El Limon 13.2",2028,11.953125,3.7383058083813658,1,1]
["El Limon 44",2028,12.133407592773439,27.478708874875551,1,1]
["El Salto (EPM) 110",2028,78.125,0.22287742765061941,1,1]
["El Salto 220",2028,93.75,11.254283241349061,1,1]
["Girardota 110",2028,86.06868926435709,12.95158433020822,1,1]
["Guadalupe 220",2028,81.25,17.343425393483241,1,1]
["Guárcama 110",2028,11.0107421875,33.219138708228193,1,1]
["Hidromontañitas 110",2028,53.073993348516517,2.5249999999999998E-2,1,1]
["Horizonte 110",2028,88.293075561523438,23.033446317018321,1,1]
["Lagunas 110",2028,5.859375,37.687952976939883,1,1]
["Lagunas 44",2028,5.810546875,20.07705199195043,1,1]
["Luzma I 110",2028,42.43927001953125,20.419971022148321,1,1]
["Luzma II 110",2028,79.602622985839844,20.417187207581321,1,1]
["Nva Colonia 110",2028,152.5022664685296,26.109770427343449,1,1]
["Nva Colonia 13.2",2028,12.109375,4.3452909370111854,1,1]
["Nva Sta Rosa 110",2028,9.6661090850830078,33.117605452910098,1,1]
["Occidente 110",2028,81.25,14.23336577276274,1,1]
["Paso Ancho 44",2028,6.1103773812646978,6.0310723655792264,1,1]
["Playas 110",2028,135.15625,30.171562343821389,1,1]
["Playas 220",2028,112.5,13.506806844986061,1,1]
["Porce 110",2028,80.37109375,26.51769712149617,1,1]
["Porce 220",2028,81.25,9.2206877023187204,1,1]
["Porce III 500",2028,999.68942097876436,16.384933979983071,1,1]
["Primavera 220",2028,431.25,0.1575,1,1]
["Riogrande 110",2028,53.085339069366462,20.03693659283865,1,1]
["SAC",2028,20.456771599128839,5.2844878623544194,1,1]
["San Jeronimo 110",2028,6.0707526281476003,16.779277187798741,1,1]
["Santa Isabel 44",2028,22.41415675649138,5.9647484023646076,1,1]
["Tigre 110",2028,44.3603515625,36.173401106828493,1,1]
["Tigre 44",2028,30.66005706787109,21.907057928861398,1,1]
["Troneras 110",2028,19.434769793659971,22.13860386255207,1,1]
["Turbo 13.2",2028,28.75,16.870650532717601,1,1]
["Turbo 44",2028,95.801616027859339,21.71945860812114,1,1]
["Uraba 110",2028,152.6463659887668,9.1267509343545701,1,1]
["Uraba 44",2028,130.41984999320249,11.807746907300199,1,1]
["Yarumal 110",2028,20.391845703125,32.887497808883751,1,1]
["Yarumal II 110",2028,20.375275611877441,57.540182527126767,1,1]
["Zamora 110",2028,84.412765502929688,1.8405729715462411,1,1]
["Amalfi 110",2029,42.964357137680047,24.596836688120881,1,1]
["Amalfi 13.2",2029,6.0900862611379134,17.25688988652907,1,1]
["Amalfi 44",2029,20.47610205613379,23.414339318824311,1,1]
["Antioquia 110",2029,5.9758778661489487,33.30087006863257,1,1]
["Apartado 110",2029,153.41312526215921,19.792371447509591,1,1]
["Apartado 13.2",2029,49.53125,1.912783260673429,1,1]
["Apartado 44",2029,121.040951942898,18.946612252283071,1,1]
["Barbosa 110",2029,36.113534187540509,8.3500000000000005E-2,1,1]
["Barbosa 220",2029,90.04364013671875,7.705887358053559,1,1]
["Buritica 110 kV",2029,5.914306640625,29.480039527231281,1,1]
["Carepa 13.2",2029,26.19140625,4.2018781191588541,1,1]
["Carepa 44",2029,98.088845280098354,22.158805185486919,1,1]
["Caucasia 13.2 I",2029,27.4988266825676,20.981897252728889,1,1]
["Caucasia 13.2 II",2029,27.496799100190401,21.339656435446141,1,1]
["Caucasia 44 I",2029,36.505355578174672,17.684305652388861,1,1]
["Caucasia 44 II",2029,177.07136771059251,18.488211317346021,1,1]
["Caucheras 110",2029,6.4096450805664063,30.199020699932891,1,1]
["Caucheras 13.2",2029,6.2312757968902588,21.731626420088141,1,1]
["Chigorodo 13.2",2029,49.622116088867188,18.43588869540325,1,1]
["Chorodo 110",2029,6.1132246570196003,36.498471812864302,1,1]
["Cruzada 110",2029,44.7509765625,27.77421810271569,1,1]
["Dabeiba (Lagunas) 44",2029,4.9967068978523628,4.173469967256036,1,1]
["El Limon 13.2",2029,11.953125,3.7383058083813658,1,1]
["El Limon 44",2029,12.133407592773439,27.478708874875551,1,1]
["El Salto (EPM) 110",2029,81.25,0.22287742765061941,1,1]
["El Salto 220",2029,93.75,11.254283241349061,1,1]
["Girardota 110",2029,86.06868926435709,12.95158433020822,1,1]
["Guadalupe 220",2029,81.25,17.343425393483241,1,1]
["Guárcama 110",2029,11.0107421875,33.219138708228193,1,1]
["Hidromontañitas 110",2029,53.073993348516531,2.5249999999999998E-2,1,1]
["Horizonte 110",2029,88.293075561523438,23.033446317018321,1,1]
["Lagunas 110",2029,5.859375,37.687952976939883,1,1]
["Lagunas 44",2029,5.810546875,20.07705199195043,1,1]
["Luzma I 110",2029,42.43927001953125,20.419971022148321,1,1]
["Luzma II 110",2029,42.288893461227417,20.417187207581321,1,1]
["Nva Colonia 110",2029,154.0647664685296,26.109770427343449,1,1]
["Nva Colonia 13.2",2029,12.421875,4.3452909370111854,1,1]
["Nva Sta Rosa 110",2029,9.6661090850830078,33.117605452910098,1,1]
["Occidente 110",2029,81.25,14.23336577276274,1,1]
["Paso Ancho 44",2029,6.1103773812646978,6.0310723655792264,1,1]
["Playas 110",2029,135.15625,30.171562343821389,1,1]
["Playas 220",2029,112.5,13.506806844986061,1,1]
["Porce 110",2029,78.5491943359375,26.51769712149617,1,1]
["Porce 220",2029,81.25,9.2206877023187204,1,1]
["Porce III 500",2029,999.68942097876436,16.384933979983071,1,1]
["Primavera 220",2029,431.25,0.1575,1,1]
["Riogrande 110",2029,53.085339069366462,20.03693659283865,1,1]
["SAC",2029,20.456771599128839,5.2844878623544194,1,1]
["San Jeronimo 110",2029,6.0707526281476003,16.779277187798741,1,1]
["Santa Isabel 44",2029,22.337713800601829,5.9647484023646076,1,1]
["Tigre 110",2029,44.3603515625,36.173401106828493,1,1]
["Tigre 44",2029,30.66005706787109,21.907057928861398,1,1]
["Troneras 110",2029,19.434769793659971,22.13860386255207,1,1]
["Turbo 13.2",2029,28.75,16.870650532717601,1,1]
["Turbo 44",2029,90.936690213944615,21.71945860812114,1,1]
["Uraba 110",2029,154.20886598876669,9.1267509343545701,1,1]
["Uraba 44",2029,130.41984999320249,11.807746907300199,1,1]
["Yarumal 110",2029,20.391845703125,32.887497808883751,1,1]
["Yarumal II 110",2029,20.375275611877441,57.540182527126767,1,1]
["Zamora 110",2029,84.412765502929688,1.8405729715462411,1,1]
["Amalfi 110",2030,42.964357137680047,24.596836688120881,1,1]
["Amalfi 13.2",2030,6.3003568769278484,17.25688988652907,1,1]
["Amalfi 44",2030,20.476102056133801,23.414339318824311,1,1]
["Antioquia 110",2030,5.9758778661489487,33.30087006863257,1,1]
["Apartado 110",2030,149.7603893280029,19.792371447509591,1,1]
["Apartado 13.2",2030,49.53125,1.912783260673429,1,1]
["Apartado 44",2030,120.3834221946824,18.946612252283071,1,1]
["Barbosa 110",2030,36.113534187540509,8.3500000000000005E-2,1,1]
["Barbosa 220",2030,90.04364013671875,7.705887358053559,1,1]
["Buritica 110 kV",2030,5.914306640625,29.480039527231281,1,1]
["Carepa 13.2",2030,26.19140625,4.2018781191588541,1,1]
["Carepa 44",2030,70.611817479568003,22.158805185486919,1,1]
["Caucasia 13.2 I",2030,24.855174807016741,20.981897252728889,1,1]
["Caucasia 13.2 II",2030,27.496799100190401,21.339656435446141,1,1]
["Caucasia 44 I",2030,26.238224321813039,17.684305652388861,1,1]
["Caucasia 44 II",2030,175.86712759011451,18.488211317346021,1,1]
["Caucheras 110",2030,6.4096450805664063,30.199020699932891,1,1]
["Caucheras 13.2",2030,4.9951171875,21.731626420088141,1,1]
["Chigorodo 13.2",2030,49.622116088867188,18.43588869540325,1,1]
["Chorodo 110",2030,6.1132246570196003,36.498471812864302,1,1]
["Cruzada 110",2030,44.7509765625,27.77421810271569,1,1]
["Dabeiba (Lagunas) 44",2030,4.9526018556207418,4.173469967256036,1,1]
["El Limon 13.2",2030,11.4453125,3.7383058083813658,1,1]
["El Limon 44",2030,12.133407592773439,27.478708874875551,1,1]
["El Salto (EPM) 110",2030,81.25,0.22287742765061941,1,1]
["El Salto 220",2030,93.75,11.254283241349061,1,1]
["Girardota 110",2030,86.06868926435709,12.95158433020822,1,1]
["Guadalupe 220",2030,81.25,17.343425393483241,1,1]
["Guárcama 110",2030,8.94622802734375,33.219138708228193,1,1]
["Hidromontañitas 110",2030,53.073993348516517,2.5249999999999998E-2,1,1]
["Horizonte 110",2030,88.293075561523438,23.033446317018321,1,1]
["Lagunas 110",2030,5.4931640625,37.687952976939883,1,1]
["Lagunas 44",2030,5.810546875,20.07705199195043,1,1]
["Luzma I 110",2030,42.43927001953125,20.419971022148321,1,1]
["Luzma II 110",2030,81.447649497014666,20.417187207581321,1,1]
["Nva Colonia 110",2030,154.0647664685296,26.109770427343449,1,1]
["Nva Colonia 13.2",2030,12.1875,4.3452909370111854,1,1]
["Nva Sta Rosa 110",2030,9.6661090850830078,33.117605452910098,1,1]
["Occidente 110",2030,81.25,14.23336577276274,1,1]
["Paso Ancho 44",2030,6.1103773812646978,6.0310723655792264,1,1]
["Playas 110",2030,135.15625,30.171562343821389,1,1]
["Playas 220",2030,112.5,13.506806844986061,1,1]
["Porce 110",2030,78.5491943359375,26.51769712149617,1,1]
["Porce 220",2030,81.25,9.2206877023187204,1,1]
["Porce III 500",2030,849.85014266894723,16.384933979983071,1,1]
["Primavera 220",2030,431.25,0.1575,1,1]
["Riogrande 110",2030,53.085339069366462,20.03693659283865,1,1]
["SAC",2030,20.456771599128839,5.2844878623544194,1,1]
["San Jeronimo 110",2030,6.0707526281476003,16.779277187798741,1,1]
["Santa Isabel 44",2030,22.33771380060184,5.9647484023646076,1,1]
["Tigre 110",2030,45.1416015625,36.173401106828493,1,1]
["Tigre 44",2030,30.561286280862991,21.907057928861398,1,1]
["Troneras 110",2030,19.434769793659971,22.13860386255207,1,1]
["Turbo 13.2",2030,28.75,16.870650532717601,1,1]
["Turbo 44",2030,90.936690213944615,21.71945860812114,1,1]
["Uraba 110",2030,154.20886598876669,9.1267509343545701,1,1]
["Uraba 44",2030,115.2099249966012,11.807746907300199,1,1]
["Yarumal 110",2030,20.391845703125,32.887497808883751,1,1]
["Yarumal II 110",2030,19.738548249006271,57.540182527126767,1,1]
["Zamora 110",2030,84.412765502929688,1.8405729715462411,1,1]
["Amalfi 110",2031,42.964357137680047,24.596836688120881,1,1]
["Amalfi 13.2",2031,6.002424619816793,17.25688988652907,1,1]
["Amalfi 44",2031,20.866727056133801,23.414339318824311,1,1]
["Antioquia 110",2031,6.4716339111328116,33.30087006863257,1,1]
["Apartado 110",2031,157.5728893280029,19.792371447509591,1,1]
["Apartado 13.2",2031,49.53125,1.912783260673429,1,1]
["Apartado 44",2031,119.7464402510986,18.946612252283071,1,1]
["Barbosa 110",2031,31.599342414097951,8.3500000000000005E-2,1,1]
["Barbosa 220",2031,102.54364013671881,7.705887358053559,1,1]
["Buritica 110 kV",2031,5.914306640625,29.480039527231281,1,1]
["Carepa 13.2",2031,26.19140625,4.2018781191588541,1,1]
["Carepa 44",2031,92.75225200438615,22.158805185486919,1,1]
["Caucasia 13.2 I",2031,27.8113266825676,20.981897252728889,1,1]
["Caucasia 13.2 II",2031,27.78161053727672,21.339656435446141,1,1]
["Caucasia 44 I",2031,34.05072432181305,17.684305652388861,1,1]
["Caucasia 44 II",2031,176.80241131735349,18.488211317346021,1,1]
["Caucheras 110",2031,6.4096450805664063,30.199020699932891,1,1]
["Caucheras 13.2",2031,6.2312757968902588,21.731626420088141,1,1]
["Chigorodo 13.2",2031,49.622116088867188,18.43588869540325,1,1]
["Chorodo 110",2031,6.6471397876739502,36.498471812864302,1,1]
["Cruzada 110",2031,45.1416015625,27.77421810271569,1,1]
["Dabeiba (Lagunas) 44",2031,5.0506236542365901,4.173469967256036,1,1]
["El Limon 13.2",2031,11.953125,3.7383058083813658,1,1]
["El Limon 44",2031,12.133407592773439,27.478708874875551,1,1]
["El Salto (EPM) 110",2031,81.25,0.22287742765061941,1,1]
["El Salto 220",2031,93.75,11.254283241349061,1,1]
["Girardota 110",2031,86.06868926435709,12.95158433020822,1,1]
["Guadalupe 220",2031,93.75,17.343425393483241,1,1]
["Guárcama 110",2031,10.50872802734375,33.219138708228193,1,1]
["Hidromontañitas 110",2031,54.277747505693704,2.5249999999999998E-2,1,1]
["Horizonte 110",2031,88.293075561523438,23.033446317018321,1,1]
["Lagunas 110",2031,6.005859375,37.687952976939883,1,1]
["Lagunas 44",2031,5.810546875,20.07705199195043,1,1]
["Luzma I 110",2031,44.973881331033517,20.419971022148321,1,1]
["Luzma II 110",2031,80.811339735319251,20.417187207581321,1,1]
["Nva Colonia 110",2031,155.6272664685296,26.109770427343449,1,1]
["Nva Colonia 13.2",2031,12.421875,4.3452909370111854,1,1]
["Nva Sta Rosa 110",2031,10.44735908508301,33.117605452910098,1,1]
["Occidente 110",2031,81.25,14.23336577276274,1,1]
["Paso Ancho 44",2031,6.1103773812646978,6.0310723655792264,1,1]
["Playas 110",2031,135.15625,30.171562343821389,1,1]
["Playas 220",2031,112.5,13.506806844986061,1,1]
["Porce 110",2031,83.49609375,26.51769712149617,1,1]
["Porce 220",2031,93.75,9.2206877023187204,1,1]
["Porce III 500",2031,999.68942097876436,16.384933979983071,1,1]
["Primavera 220",2031,481.25,0.1575,1,1]
["Riogrande 110",2031,53.085339069366462,20.03693659283865,1,1]
["SAC",2031,19.71073150634766,5.2844878623544194,1,1]
["San Jeronimo 110",2031,6.0707526281476003,16.779277187798741,1,1]
["Santa Isabel 44",2031,22.33771380060184,5.9647484023646076,1,1]
["Tigre 110",2031,45.1416015625,36.173401106828493,1,1]
["Tigre 44",2031,30.561286280862991,21.907057928861398,1,1]
["Troneras 110",2031,19.434769793659971,22.13860386255207,1,1]
["Turbo 13.2",2031,29.0625,16.870650532717601,1,1]
["Turbo 44",2031,79.442046938298418,21.71945860812114,1,1]
["Uraba 110",2031,157.33386598876669,9.1267509343545701,1,1]
["Uraba 44",2031,155.88258026317021,11.807746907300199,1,1]
["Yarumal 110",2031,21.954345703125,32.887497808883751,1,1]
["Yarumal II 110",2031,20.8740234375,57.540182527126767,1,1]
["Zamora 110",2031,84.412765502929688,1.8405729715462411,1,1]
["Amalfi 110",2032,39.1448974609375,24.596836688120881,1,1]
["Amalfi 13.2",2032,6.314924619816793,17.25688988652907,1,1]
["Amalfi 44",2032,20.526123046875,23.414339318824311,1,1]
["Antioquia 110",2032,6.4716339111328116,33.30087006863257,1,1]
["Apartado 110",2032,159.375,19.792371447509591,1,1]
["Apartado 13.2",2032,49.5947265625,1.912783260673429,1,1]
["Apartado 44",2032,119.7464402510986,18.946612252283071,1,1]
["Barbosa 110",2032,29.624383513216831,8.3500000000000005E-2,1,1]
["Barbosa 220",2032,102.54364013671881,7.705887358053559,1,1]
["Buritica 110 kV",2032,5.914306640625,29.480039527231281,1,1]
["Carepa 13.2",2032,26.19140625,4.2018781191588541,1,1]
["Carepa 44",2032,76.56097412109375,22.158805185486919,1,1]
["Caucasia 13.2 I",2032,24.6875,20.981897252728889,1,1]
["Caucasia 13.2 II",2032,27.321217906428501,21.339656435446141,1,1]
["Caucasia 44 I",2032,25.78125,17.684305652388861,1,1]
["Caucasia 44 II",2032,167.03338623046881,18.488211317346021,1,1]
["Caucheras 110",2032,6.25,30.199020699932891,1,1]
["Caucheras 13.2",2032,6.2312757968902588,21.731626420088141,1,1]
["Chigorodo 13.2",2032,49.622116088867188,18.43588869540325,1,1]
["Chorodo 110",2032,6.25,36.498471812864302,1,1]
["Cruzada 110",2032,45.1416015625,27.77421810271569,1,1]
["Dabeiba (Lagunas) 44",2032,4.1259765625,4.173469967256036,1,1]
["El Limon 13.2",2032,11.953125,3.7383058083813658,1,1]
["El Limon 44",2032,12.133407592773439,27.478708874875551,1,1]
["El Salto (EPM) 110",2032,80.56640625,0.22287742765061941,1,1]
["El Salto 220",2032,69.384765625,11.254283241349061,1,1]
["Girardota 110",2032,86.06868926435709,12.95158433020822,1,1]
["Guadalupe 220",2032,93.75,17.343425393483241,1,1]
["Guárcama 110",2032,10.7421875,33.219138708228193,1,1]
["Hidromontañitas 110",2032,20.8740234375,2.5249999999999998E-2,1,1]
["Horizonte 110",2032,88.293075561523438,23.033446317018321,1,1]
["Lagunas 110",2032,6.005859375,37.687952976939883,1,1]
["Lagunas 44",2032,5.810546875,20.07705199195043,1,1]
["Luzma I 110",2032,43.053269386291497,20.419971022148321,1,1]
["Luzma II 110",2032,28.6041259765625,20.417187207581321,1,1]
["Nva Colonia 110",2032,155.6272664685296,26.109770427343449,1,1]
["Nva Colonia 13.2",2032,12.1875,4.3452909370111854,1,1]
["Nva Sta Rosa 110",2032,10.83984375,33.117605452910098,1,1]
["Occidente 110",2032,81.25,14.23336577276274,1,1]
["Paso Ancho 44",2032,5.859375,6.0310723655792264,1,1]
["Playas 110",2032,135.15625,30.171562343821389,1,1]
["Playas 220",2032,112.5,13.506806844986061,1,1]
["Porce 110",2032,83.49609375,26.51769712149617,1,1]
["Porce 220",2032,93.75,9.2206877023187204,1,1]
["Porce III 500",2032,999.68942097876436,16.384933979983071,1,1]
["Primavera 220",2032,444.140625,0.1575,1,1]
["Riogrande 110",2032,53.1005859375,20.03693659283865,1,1]
["SAC",2032,19.71073150634766,5.2844878623544194,1,1]
["San Jeronimo 110",2032,6.3512802124023438,16.779277187798741,1,1]
["Santa Isabel 44",2032,22.33771380060184,5.9647484023646076,1,1]
["Tigre 110",2032,45.1416015625,36.173401106828493,1,1]
["Tigre 44",2032,30.486094616846032,21.907057928861398,1,1]
["Troneras 110",2032,18.827433237608101,22.13860386255207,1,1]
["Turbo 13.2",2032,28.779296875,16.870650532717601,1,1]
["Turbo 44",2032,69.511791071011118,21.71945860812114,1,1]
["Uraba 110",2032,168.33492499660119,9.1267509343545701,1,1]
["Uraba 44",2032,141.47535253907159,11.807746907300199,1,1]
["Yarumal 110",2032,21.484375,32.887497808883751,1,1]
["Yarumal II 110",2032,20.8740234375,57.540182527126767,1,1]
["Zamora 110",2032,84.412765502929688,1.8405729715462411,1,1]
["Amalfi 110",2033,39.1448974609375,24.596836688120881,1,1]
["Amalfi 13.2",2033,5.9202418310782434,17.25688988652907,1,1]
["Amalfi 44",2033,20.540684445881709,23.414339318824311,1,1]
["Antioquia 110",2033,6.4716339111328116,33.30087006863257,1,1]
["Apartado 110",2033,160.6091029147947,19.792371447509591,1,1]
["Apartado 13.2",2033,49.53125,1.912783260673429,1,1]
["Apartado 44",2033,115.542608244517,18.946612252283071,1,1]
["Barbosa 110",2033,25.92133557406472,8.3500000000000005E-2,1,1]
["Barbosa 220",2033,102.54364013671881,7.705887358053559,1,1]
["Buritica 110 kV",2033,5.914306640625,29.480039527231281,1,1]
["Carepa 13.2",2033,26.19140625,4.2018781191588541,1,1]
["Carepa 44",2033,80.154781986517506,22.158805185486919,1,1]
["Caucasia 13.2 I",2033,27.8113266825676,20.981897252728889,1,1]
["Caucasia 13.2 II",2033,27.633717906428501,21.339656435446141,1,1]
["Caucasia 44 I",2033,35.694293241359787,17.684305652388861,1,1]
["Caucasia 44 II",2033,166.93960166087689,18.488211317346021,1,1]
["Caucheras 110",2033,6.4096450805664063,30.199020699932891,1,1]
["Caucheras 13.2",2033,6.2312757968902588,21.731626420088141,1,1]
["Chigorodo 13.2",2033,46.915895938873291,18.43588869540325,1,1]
["Chorodo 110",2033,6.6471397876739502,36.498471812864302,1,1]
["Cruzada 110",2033,45.1416015625,27.77421810271569,1,1]
["Dabeiba (Lagunas) 44",2033,5.1011706133468033,4.173469967256036,1,1]
["El Limon 13.2",2033,11.953125,3.7383058083813658,1,1]
["El Limon 44",2033,12.133407592773439,27.478708874875551,1,1]
["El Salto (EPM) 110",2033,81.25,0.22287742765061941,1,1]
["El Salto 220",2033,93.75,11.254283241349061,1,1]
["Girardota 110",2033,86.06868926435709,12.95158433020822,1,1]
["Guadalupe 220",2033,93.75,17.343425393483241,1,1]
["Guárcama 110",2033,11.1328125,33.219138708228193,1,1]
["Hidromontañitas 110",2033,54.217442950152872,2.5249999999999998E-2,1,1]
["Horizonte 110",2033,88.293075561523438,23.033446317018321,1,1]
["Lagunas 110",2033,6.005859375,37.687952976939883,1,1]
["Lagunas 44",2033,5.797576904296875,20.07705199195043,1,1]
["Luzma I 110",2033,43.053269386291497,20.419971022148321,1,1]
["Luzma II 110",2033,80.811339735319251,20.417187207581321,1,1]
["Nva Colonia 110",2033,156.17735648157361,26.109770427343449,1,1]
["Nva Colonia 13.2",2033,12.421875,4.3452909370111854,1,1]
["Nva Sta Rosa 110",2033,10.49423962831497,33.117605452910098,1,1]
["Occidente 110",2033,81.25,14.23336577276274,1,1]
["Paso Ancho 44",2033,5.7633844496194797,6.0310723655792264,1,1]
["Playas 110",2033,135.15625,30.171562343821389,1,1]
["Playas 220",2033,112.5,13.506806844986061,1,1]
["Porce 110",2033,83.49609375,26.51769712149617,1,1]
["Porce 220",2033,93.75,9.2206877023187204,1,1]
["Porce III 500",2033,999.68942097876436,16.384933979983071,1,1]
["Primavera 220",2033,481.25,0.1575,1,1]
["Riogrande 110",2033,53.866589069366462,20.03693659283865,1,1]
["SAC",2033,19.71073150634766,5.2844878623544194,1,1]
["San Jeronimo 110",2033,6.0707526281476003,16.779277187798741,1,1]
["Santa Isabel 44",2033,22.129179697313571,5.9647484023646076,1,1]
["Tigre 110",2033,45.9228515625,36.173401106828493,1,1]
["Tigre 44",2033,30.66005706787109,21.907057928861398,1,1]
["Troneras 110",2033,18.827433237608101,22.13860386255207,1,1]
["Turbo 13.2",2033,29.091796875,16.870650532717601,1,1]
["Turbo 44",2033,63.809651959717243,21.71945860812114,1,1]
["Uraba 110",2033,157.82824672008931,9.1267509343545701,1,1]
["Uraba 44",2033,134.67080251313021,11.807746907300199,1,1]
["Yarumal 110",2033,21.954345703125,32.887497808883751,1,1]
["Yarumal II 110",2033,20.8740234375,57.540182527126767,1,1]
["Zamora 110",2033,84.412765502929688,1.8405729715462411,1,1]
["Aures Bajo 110",2023,24.694006427687938,28.281271712427468,1,1]
["Belen (Antioquia) 110",2023,202.51643657684329,8.1676860916211069E-2,1,1]
["Bello 110",2023,92.444161612002063,7.312444701915382,1,1]
["Bello 220",2023,112.8377059661034,12.49875399356381,1,1]
["Bello 44",2023,48.046944100007849,19.00630570453519,1,1]
["Cabañas 110",2023,109.716796875,23.990642766176791,1,1]
["Calderas 110",2023,35.262180040434863,23.845047510192909,1,1]
["Calizas 110",2023,40.019893754247903,34.878023914414797,1,1]
["Carlos Lleras 110",2023,45.768829104557888,34.372367819745833,1,1]
["Castilla 110",2023,98.047828674316406,14.20227998461759,1,1]
["Central 110",2023,92.5445556640625,8.3500000000000005E-2,1,1]
["Cocorna 110",2023,107.4140367132735,25.276968043553371,1,1]
["Colombia 110",2023,122.2114562988281,11.50995881734536,1,1]
["Cordova (Antioquia) 110",2023,78.386688232421875,12.377715406253129,1,1]
["El Molino 110",2023,39.349657774798096,17.466080370450189,1,1]
["El Tecal 115",2023,0,34.98469338217636,1,1]
["Escuela de Minas 110",2023,8.2805693149566668,32.990925683579597,1,1]
["Guatape 110",2023,43.351926741195598,29.657995848116741,1,1]
["Guatape 13.2",2023,39.927943331422277,18.259023673433038,1,1]
["Guatape 220",2023,134.7876841085963,0.1575,1,1]
["Guatape 44",2023,29.289270186052718,20.992616971431861,1,1]
["Juanes 44",2023,25.390625,29.378602327557051,1,1]
["La Ceja 110",2023,19.96649173154422,23.790523937867629,1,1]
["La Ceja 13.2",2023,19.95541870594025,11.954074896950249,1,1]
["La Sierra 110",2023,106.1201678166981,32.46796599002154,1,1]
["La Sierra 220",2023,245.34473494230011,8.7651155700264205,1,1]
["La Unión 13.2",2023,20.288436412811279,15.20018972994221,1,1]
["Malena 13.2",2023,19.14369301171973,18.859644206984331,1,1]
["Malena 44",2023,60.283973541027081,13.63504001032668,1,1]
["Miraflores 110",2023,107.6710838242434,5.5595877460455227,1,1]
["Miraflores 220",2023,187.8670831232796,4.9347258543608312,1,1]
["Oriente 110",2023,78.387653087702347,15.108511582621659,1,1]
["Oriente 220",2023,65.818019217113033,23.324469758150659,1,1]
["P Blancas 110",2023,107.6680625259996,3.953958870406058,1,1]
["Palagua 110",2023,86.781903088558465,27.57514532187324,1,1]
["Poblado 110",2023,87.884521484375,13.307156137624039,1,1]
["Pto Boyaca 110",2023,106.04475797097059,34.603190551028163,1,1]
["Pto Nare 110",2023,87.632278751530663,25.883973106693109,1,1]
["Rio Claro 110",2023,45.284405974517057,20.12646349947839,1,1]
["Rionegro 110",2023,78.386688232421875,8.3500000000000005E-2,1,1]
["Salamina 220",2023,0,0,1,1]
["San Carlos 220",2023,646.91314697265625,6.1500422928833132,1,1]
["San Carlos 44",2023,25.60344033453816,5.9764322478176624,1,1]
["San Diego 110",2023,110.56184768676761,0.1575,1,1]
["San Lorenzo 110",2023,39.339034500072813,31.22489084268334,1,1]
["San Lorenzo II 110",2023,0,0,1,1]
["San Lorenzo II 220",2023,0,0,1,1]
["San Miguel 110",2023,38.209463283419609,19.72178671433306,1,1]
["Santuario 1 44",2023,25.781046245555221,16.976897878277789,1,1]
["Santuario 2 44",2023,25.781046245555221,14.47689787808137,1,1]
["Sonson 110",2023,25.40365457715318,35.76836733788938,1,1]
["Sonsón 44",2023,23.086239201613829,18.872726676307341,1,1]
["Teka 110",2023,60.509679280221462,26.25036740851041,1,1]
["Vasconia 110",2023,90.675235039704319,26.843900322598511,1,1]
["Vlla Hermosa 110",2023,107.6794743537903,17.166596977187531,1,1]
["Aures Bajo 110",2024,16.20544171817021,28.167918745122961,1,1]
["Belen (Antioquia) 110",2024,153.125,1.8648390616949229E-2,1,1]
["Bello 110",2024,86.854166252361324,7.2685952552287176,1,1]
["Bello 220",2024,120.3125,12.38429399467989,1,1]
["Bello 44",2024,47.671577349226538,19.03026906092181,1,1]
["Cabañas 110",2024,93.850448727607727,23.982924884045449,1,1]
["Calderas 110",2024,26.446635030326139,23.825381677875409,1,1]
["Calizas 110",2024,33.766785355146673,34.867060044543543,1,1]
["Carlos Lleras 110",2024,61.267652285523013,34.389912145847831,1,1]
["Castilla 110",2024,72.781921655405313,14.123908450013831,1,1]
["Central 110",2024,67.518375813961029,8.3500000000000005E-2,1,1]
["Cocorna 110",2024,80.560527534955099,25.268329455629271,1,1]
["Colombia 110",2024,95.056140515953302,11.47045678911538,1,1]
["Cordova (Antioquia) 110",2024,72.199489781633019,12.323883696360429,1,1]
["El Molino 110",2024,27.052889720173692,17.44076380590009,1,1]
["El Tecal 115",2024,0,34.979766684982138,1,1]
["Escuela de Minas 110",2024,8.203125,32.995857723017643,1,1]
["Guatape 110",2024,39.287683609208507,29.646399393112159,1,1]
["Guatape 13.2",2024,37.445957498566713,18.264163081102591,1,1]
["Guatape 220",2024,120.65688617100091,0.1575,1,1]
["Guatape 44",2024,29.00390625,20.993876214541871,1,1]
["Juanes 44",2024,15.07568359375,29.37884370533904,1,1]
["La Ceja 110",2024,13.103010198825899,23.71884551893643,1,1]
["La Ceja 13.2",2024,13.10270935297012,11.972262176647931,1,1]
["La Sierra 110",2024,99.487657328154455,32.459293174528298,1,1]
["La Sierra 220",2024,447.505861462697,8.5597870411304307,1,1]
["La Unión 13.2",2024,12.59765625,15.212294827033499,1,1]
["Malena 13.2",2024,18.857952605103488,18.767448863622349,1,1]
["Malena 44",2024,60.283973541027081,13.51189908832378,1,1]
["Miraflores 110",2024,98.595221314195669,5.4534579559988998,1,1]
["Miraflores 220",2024,94.826894346760781,4.7617521274251011,1,1]
["Oriente 110",2024,66.282703539814179,15.01853723354661,1,1]
["Oriente 220",2024,58.63392213086982,23.211973026198951,1,1]
["P Blancas 110",2024,96.875,3.8600126803931012,1,1]
["Palagua 110",2024,81.460833639672501,27.572273319641241,1,1]
["Poblado 110",2024,66.030613705515862,13.178718989454049,1,1]
["Pto Boyaca 110",2024,80.74516944353914,34.596978153734092,1,1]
["Pto Nare 110",2024,79.416752618574662,25.877506496560969,1,1]
["Rio Claro 110",2024,38.208717540998762,20.11808904238249,1,1]
["Rionegro 110",2024,68.064436875283718,8.3500000000000005E-2,1,1]
["Salamina 220",2024,0,0,1,1]
["San Carlos 220",2024,596.91314697265625,5.3089995425527121,1,1]
["San Carlos 44",2024,14.890003127766249,5.9766835139615573,1,1]
["San Diego 110",2024,79.849455831572413,0.1575,1,1]
["San Lorenzo 110",2024,27.045586218800061,31.186289190515279,1,1]
["San Lorenzo II 110",2024,0,0,1,1]
["San Lorenzo II 220",2024,0,0,1,1]
["San Miguel 110",2024,26.893948733325001,19.707256482281171,1,1]
["Santuario 1 44",2024,25.37821739796842,16.984265423548081,1,1]
["Santuario 2 44",2024,25.37821739796842,14.484265423351969,1,1]
["Sonson 110",2024,15.877284110720741,35.562332126441177,1,1]
["Sonsón 44",2024,15.87178945110951,18.841168565007791,1,1]
["Teka 110",2024,60.15625,26.244520285493561,1,1]
["Vasconia 110",2024,79.340830659741272,26.839575918614511,1,1]
["Vlla Hermosa 110",2024,96.875,17.112133162989011,1,1]
["Aures Bajo 110",2025,30.26794171817021,27.776979661478109,1,1]
["Belen (Antioquia) 110",2025,126.6552046676225,0.105,1,1]
["Bello 110",2025,56.611110006296883,7.2066787056034869,1,1]
["Bello 220",2025,87.940772288930106,12.323085929893161,1,1]
["Bello 44",2025,48.062202349226538,19.050032776119171,1,1]
["Cabañas 110",2025,93.850448727607727,23.94534827464274,1,1]
["Calderas 110",2025,35.821635030326149,21.591462147766599,1,1]
["Calizas 110",2025,52.516785355146673,33.499714865086673,1,1]
["Carlos Lleras 110",2025,59.353038151600423,34.403598010424943,1,1]
["Castilla 110",2025,48.175362114818647,14.03966205074722,1,1]
["Central 110",2025,44.111502170562737,8.3500000000000005E-2,1,1]
["Cocorna 110",2025,78.043011049487745,24.880519806663081,1,1]
["Colombia 110",2025,95.056140515953302,11.392404947684041,1,1]
["Cordova (Antioquia) 110",2025,72.199489781633019,12.22945823632981,1,1]
["El Molino 110",2025,45.802889720173702,12.12635980095062,1,1]
["El Tecal 115",2025,75,34.764593494960941,1,1]
["Escuela de Minas 110",2025,7.6806427910923958,32.998107464802132,1,1]
["Guatape 110",2025,29.465762706906389,27.961823318238761,1,1]
["Guatape 13.2",2025,28.72297874928336,18.202219177034689,1,1]
["Guatape 220",2025,120.65688617100091,0.1575,1,1]
["Guatape 44",2025,27.410769846657079,20.88081015199791,1,1]
["Juanes 44",2025,13.317191690116211,29.37332319071449,1,1]
["La Ceja 110",2025,29.042169791337049,23.502373351729389,1,1]
["La Ceja 13.2",2025,19.35270935297012,11.974272094901769,1,1]
["La Sierra 110",2025,87.828947485011355,32.374729032689253,1,1]
["La Sierra 220",2025,464.18229723385849,8.5410330137702601,1,1]
["La Unión 13.2",2025,19.51921820640564,15.215162881932489,1,1]
["Malena 13.2",2025,18.857952605103488,18.80262098384474,1,1]
["Malena 44",2025,60.674598541027081,13.54604089395062,1,1]
["Miraflores 110",2025,61.273760038265252,5.3822342042936313,1,1]
["Miraflores 220",2025,84.320904483362753,4.7032345549729513,1,1]
["Oriente 110",2025,71.601818030967451,14.85976966347439,1,1]
["Oriente 220",2025,68.953331999133908,23.09818739987519,1,1]
["P Blancas 110",2025,62.920578369242193,3.774599134709121,1,1]
["Palagua 110",2025,76.369531537192969,27.43668038507769,1,1]
["Poblado 110",2025,44.09329891204834,13.06324041246727,1,1]
["Pto Boyaca 110",2025,75.698596353317953,34.317073081605102,1,1]
["Pto Nare 110",2025,71.971432060583282,25.62322331584167,1,1]
["Rio Claro 110",2025,56.958717540998762,19.162591740087539,1,1]
["Rionegro 110",2025,66.440769594919402,8.3500000000000005E-2,1,1]
["Salamina 220",2025,468.75,17.797023275840139,1,1]
["San Carlos 220",2025,523.45657348632813,4.5243488271968388,1,1]
["San Carlos 44",2025,13.301787361303029,5.9719014380160527,1,1]
["San Diego 110",2025,49.86632488157737,0.1575,1,1]
["San Lorenzo 110",2025,45.795586218800047,21.929867522057648,1,1]
["San Lorenzo II 110",2025,0,0,1,1]
["San Lorenzo II 220",2025,343.75,31.0152221139702,1,1]
["San Miguel 110",2025,44.829761431901723,17.455616396782329,1,1]
["Santuario 1 44",2025,25.37821739796842,16.992961221865251,1,1]
["Santuario 2 44",2025,25.37821739796842,14.492961221669409,1,1]
["Sonson 110",2025,29.939784110720741,34.877044674304543,1,1]
["Sonsón 44",2025,29.15303945110951,18.713577701337751,1,1]
["Teka 110",2025,58.67585686937673,25.973290402845251,1,1]
["Vasconia 110",2025,74.382028743507448,26.6465799409924,1,1]
["Vlla Hermosa 110",2025,62.920622946694493,17.07166943559476,1,1]
["Aures Bajo 110",2026,8.0322265625,27.783250132386879,1,1]
["Belen (Antioquia) 110",2026,93.997212446993217,0.105,1,1]
["Bello 110",2026,37.5,7.2506689048578679,1,1]
["Bello 220",2026,70.3125,12.34017590846857,1,1]
["Bello 44",2026,42.041015625,19.065002075132728,1,1]
["Cabañas 110",2026,75.321435928344712,23.80423842100673,1,1]
["Calderas 110",2026,11.81640625,21.6090728954381,1,1]
["Calizas 110",2026,9.9609375,33.51130989379535,1,1]
["Carlos Lleras 110",2026,59.21630859375,34.413295438036982,1,1]
["Castilla 110",2026,39.0625,14.0731980792985,1,1]
["Central 110",2026,35.15625,8.3500000000000005E-2,1,1]
["Cocorna 110",2026,22.8515625,24.89310099059686,1,1]
["Colombia 110",2026,84.733041375875473,11.23311563505912,1,1]
["Cordova (Antioquia) 110",2026,56.25,12.26283889839454,1,1]
["El Molino 110",2026,9.08203125,12.14810548578275,1,1]
["El Tecal 115",2026,24.4140625,34.774227583740377,1,1]
["Escuela de Minas 110",2026,7.6806427910923958,33.011347938228923,1,1]
["Guatape 110",2026,22.216796875,27.984993834857921,1,1]
["Guatape 13.2",2026,22.5,18.21590872576073,1,1]
["Guatape 220",2026,86.102035747202876,0.1575,1,1]
["Guatape 44",2026,27.410769846657079,20.888790690090669,1,1]
["Juanes 44",2026,9.5717315272710213,29.37776308630955,1,1]
["La Ceja 110",2026,26.369208973953299,23.518454849493921,1,1]
["La Ceja 13.2",2026,8.359375,11.99236660469359,1,1]
["La Sierra 110",2026,87.828947485011355,32.389750173852249,1,1]
["La Sierra 220",2026,393.75,8.5785479996429395,1,1]
["La Unión 13.2",2026,7.65625,15.22512408004288,1,1]
["Malena 13.2",2026,19.0625,18.822807280218569,1,1]
["Malena 44",2026,60.55908203125,13.56593178694151,1,1]
["Miraflores 110",2026,46.875,5.4394204735773499,1,1]
["Miraflores 220",2026,75,4.7297954600693402,1,1]
["Oriente 110",2026,54.878876106171148,14.907678864117569,1,1]
["Oriente 220",2026,46.875,23.122252874889181,1,1]
["P Blancas 110",2026,46.875,3.8071725994058099,1,1]
["Palagua 110",2026,76.369531537192969,27.444519105832629,1,1]
["Poblado 110",2026,28.125,13.10045941116446,1,1]
["Pto Boyaca 110",2026,23.6328125,34.327932285765947,1,1]
["Pto Nare 110",2026,24.8046875,25.63448314272264,1,1]
["Rio Claro 110",2026,13.037109375,19.173165941563919,1,1]
["Rionegro 110",2026,54.878873750567443,8.3500000000000005E-2,1,1]
["Salamina 220",2026,442.96875,17.816065238762089,1,1]
["San Carlos 220",2026,393.8262939453125,4.6164693791407103,1,1]
["San Carlos 44",2026,13.301787361303029,5.9761365658613554,1,1]
["San Diego 110",2026,39.0625,0.1575,1,1]
["San Lorenzo 110",2026,9.08203125,21.960109942690458,1,1]
["San Lorenzo II 110",2026,0,0,1,1]
["San Lorenzo II 220",2026,283.0078125,31.03351491498838,1,1]
["San Miguel 110",2026,9.375,17.467688954252161,1,1]
["Santuario 1 44",2026,25.37821739796842,16.999867967911211,1,1]
["Santuario 2 44",2026,25.37821739796842,14.49986796771581,1,1]
["Sonson 110",2026,8.203125,34.885539688136397,1,1]
["Sonsón 44",2026,29.94,18.722698571841871,1,1]
["Teka 110",2026,59.84773186937673,25.983853068836279,1,1]
["Vasconia 110",2026,74.382028743507448,26.655905967724209,1,1]
["Vlla Hermosa 110",2026,46.875,17.10708777505096,1,1]
["Aures Bajo 110",2027,30.066655311384249,27.789306931848511,1,1]
["Belen (Antioquia) 110",2027,123.046875,0.105,1,1]
["Bello 110",2027,54.944161612002063,7.251397253784063,1,1]
["Bello 220",2027,87.837705966103385,12.3410646702837,1,1]
["Bello 44",2027,47.97205924987793,19.064999252921851,1,1]
["Cabañas 110",2027,87.5,23.804547581127188,1,1]
["Calderas 110",2027,93.373775482177734,21.72336059683639,1,1]
["Calizas 110",2027,132.28098591207529,33.42781657716079,1,1]
["Carlos Lleras 110",2027,59.378836646524682,34.413275341527381,1,1]
["Castilla 110",2027,48.047828674316413,14.07413936021101,1,1]
["Central 110",2027,42.5445556640625,8.3500000000000005E-2,1,1]
["Cocorna 110",2027,174.5842042531649,24.86307335449597,1,1]
["Colombia 110",2027,98.4375,11.233618930944751,1,1]
["Cordova (Antioquia) 110",2027,75.299072265625,12.263054723716481,1,1]
["El Molino 110",2027,10.986328125,12.189455238405129,1,1]
["El Tecal 115",2027,178.96298988964651,34.75530014424961,1,1]
["Escuela de Minas 110",2027,7.8125,33.010662849625639,1,1]
["Guatape 110",2027,90.810670175220764,28.00794897106314,1,1]
["Guatape 13.2",2027,49.711771011352539,18.20665186234768,1,1]
["Guatape 220",2027,120.7395792007446,0.1575,1,1]
["Guatape 44",2027,27.778428792953491,20.884098063685521,1,1]
["Juanes 44",2027,13.200202211737629,29.375294502647289,1,1]
["La Ceja 110",2027,30.751426538699889,23.521902973712841,1,1]
["La Ceja 13.2",2027,29.0362548828125,11.987590616538149,1,1]
["La Sierra 110",2027,91.40625,32.38093191769125,1,1]
["La Sierra 220",2027,518.75,8.5805688845757118,1,1]
["La Unión 13.2",2027,28.88397216796875,15.22165873279164,1,1]
["Malena 13.2",2027,18.91041100025177,18.82290904297248,1,1]
["Malena 44",2027,60.795821249485023,13.566039523140891,1,1]
["Miraflores 110",2027,65.909810084849596,5.4402339613960544,1,1]
["Miraflores 220",2027,100.4195235694624,4.7312765093736289,1,1]
["Oriente 110",2027,75.300174957374111,14.906797905784041,1,1]
["Oriente 220",2027,65.883892774581909,23.12268362487562,1,1]
["P Blancas 110",2027,65.906357172571006,3.808278865965999,1,1]
["Palagua 110",2027,84.375,27.43132962914067,1,1]
["Poblado 110",2027,44.134521484375,13.10159242339923,1,1]
["Pto Boyaca 110",2027,179.0727049702582,34.304701284305636,1,1]
["Pto Nare 110",2027,179.47467265184969,25.611896602574362,1,1]
["Rio Claro 110",2027,126.2716814285551,19.113197726988059,1,1]
["Rionegro 110",2027,75.299072265625,8.3500000000000005E-2,1,1]
["Salamina 220",2027,451.5625,17.77573314888695,1,1]
["San Carlos 220",2027,596.97626680135727,4.5038654394907098,1,1]
["San Carlos 44",2027,11.223383086099441,5.9737902939220628,1,1]
["San Diego 110",2027,54.927825927734382,0.1575,1,1]
["San Lorenzo 110",2027,10.7421875,22.1691467523002,1,1]
["San Lorenzo II 110",2027,104.4955015182495,19.907914289635809,1,1]
["San Lorenzo II 220",2027,351.04679369998729,30.348268011625091,1,1]
["San Miguel 110",2027,11.328125,17.403664519862328,1,1]
["Santuario 1 44",2027,25.3426507115364,16.999331444568739,1,1]
["Santuario 2 44",2027,25.3426507115364,14.499331444373301,1,1]
["Sonson 110",2027,30.112949669076269,34.907801918717432,1,1]
["Sonsón 44",2027,29.424557834863659,18.719781873168341,1,1]
["Teka 110",2027,58.984375,25.961807962338469,1,1]
["Vasconia 110",2027,178.96302699194541,26.638414680663981,1,1]
["Vlla Hermosa 110",2027,65.919399261474609,17.107816458517618,1,1]
["Aures Bajo 110",2028,30.066655311384249,27.789306741905779,1,1]
["Belen (Antioquia) 110",2028,123.046875,0.105,1,1]
["Bello 110",2028,54.944161612002063,7.251391074924193,1,1]
["Bello 220",2028,87.837705966103385,12.341064670285199,1,1]
["Bello 44",2028,47.97205924987793,19.064999252921851,1,1]
["Cabañas 110",2028,87.5,23.80454758112726,1,1]
["Calderas 110",2028,93.37377548217772,21.723360596836319,1,1]
["Calizas 110",2028,132.28098591207529,33.427816577160748,1,1]
["Carlos Lleras 110",2028,59.378836646524682,34.413274271518759,1,1]
["Castilla 110",2028,48.047828674316413,14.07413936021068,1,1]
["Central 110",2028,42.5445556640625,8.3500000000000005E-2,1,1]
["Cocorna 110",2028,177.7092042531649,24.863073354495938,1,1]
["Colombia 110",2028,98.4375,11.23361893094498,1,1]
["Cordova (Antioquia) 110",2028,75.299072265625,12.26305472371928,1,1]
["El Molino 110",2028,11.376953125,12.189455236872799,1,1]
["El Tecal 115",2028,180.52548988964651,34.755300144249581,1,1]
["Escuela de Minas 110",2028,7.8125,33.010662849624651,1,1]
["Guatape 110",2028,89.391753453732946,28.00794880570546,1,1]
["Guatape 13.2",2028,49.711771011352539,18.206651856175981,1,1]
["Guatape 220",2028,109.7876841085963,0.1575,1,1]
["Guatape 44",2028,27.728912327438589,20.884098063685489,1,1]
["Juanes 44",2028,24.21207427978516,29.375294502647272,1,1]
["La Ceja 110",2028,30.751426538699889,23.521902973712521,1,1]
["La Ceja 13.2",2028,29.0362548828125,11.987590616538061,1,1]
["La Sierra 110",2028,91.40625,32.380931917215257,1,1]
["La Sierra 220",2028,499.47566302798799,8.5805688845756514,1,1]
["La Unión 13.2",2028,28.88397216796875,15.221658732791539,1,1]
["Malena 13.2",2028,19.22291100025177,18.822909042972459,1,1]
["Malena 44",2028,60.795821249485023,13.566039523140869,1,1]
["Miraflores 110",2028,65.909810084849596,5.4402253841871726,1,1]
["Miraflores 220",2028,87.867083123279599,4.7312765093751707,1,1]
["Oriente 110",2028,75.300174957374111,14.90644905042147,1,1]
["Oriente 220",2028,65.818019217113033,23.1226836248795,1,1]
["P Blancas 110",2028,65.906357172571006,3.8082788659661908,1,1]
["Palagua 110",2028,84.375,27.431329629140649,1,1]
["Poblado 110",2028,44.134521484375,13.10159242340155,1,1]
["Pto Boyaca 110",2028,182.1977049702582,34.304701284305608,1,1]
["Pto Nare 110",2028,181.03717265184969,25.61189660257433,1,1]
["Rio Claro 110",2028,126.2716814285551,19.11319772698803,1,1]
["Rionegro 110",2028,75.299072265625,8.3500000000000005E-2,1,1]
["Salamina 220",2028,470.3125,17.775733148886921,1,1]
["San Carlos 220",2028,500.24340240888711,4.503865226829042,1,1]
["San Carlos 44",2028,13.49406533453816,5.9737902939220433,1,1]
["San Diego 110",2028,54.927825927734382,0.1575,1,1]
["San Lorenzo 110",2028,11.5234375,22.169146747550599,1,1]
["San Lorenzo II 110",2028,107.6205015182495,19.907914278818151,1,1]
["San Lorenzo II 220",2028,348.30424062420622,30.348268011625049,1,1]
["San Miguel 110",2028,11.328125,17.403664519862279,1,1]
["Santuario 1 44",2028,25.3426507115364,16.999331444568519,1,1]
["Santuario 2 44",2028,25.3426507115364,14.499331444373089,1,1]
["Sonson 110",2028,30.112949669076269,34.907801918717247,1,1]
["Sonsón 44",2028,29.424557834863659,18.719781873168241,1,1]
["Teka 110",2028,58.984375,25.96180796233844,1,1]
["Vasconia 110",2028,180.52552699194541,26.63841468066396,1,1]
["Vlla Hermosa 110",2028,65.919399261474609,17.107816458517021,1,1]
["Aures Bajo 110",2029,30.066655311384249,27.789306741905779,1,1]
["Belen (Antioquia) 110",2029,123.046875,0.105,1,1]
["Bello 110",2029,54.944161612002063,7.251391074924193,1,1]
["Bello 220",2029,87.837705966103385,12.341064670285199,1,1]
["Bello 44",2029,47.97205924987793,19.064999252921851,1,1]
["Cabañas 110",2029,87.5,23.80454758112726,1,1]
["Calderas 110",2029,93.37377548217772,21.723360596836319,1,1]
["Calizas 110",2029,132.28098591207529,33.427816577160748,1,1]
["Carlos Lleras 110",2029,59.378836646524682,34.413274271518759,1,1]
["Castilla 110",2029,48.047828674316413,14.07413936021068,1,1]
["Central 110",2029,42.5445556640625,8.3500000000000005E-2,1,1]
["Cocorna 110",2029,177.7092042531649,24.863073354495938,1,1]
["Colombia 110",2029,98.4375,11.23361893094498,1,1]
["Cordova (Antioquia) 110",2029,75.299072265625,12.26305472371928,1,1]
["El Molino 110",2029,11.02142333984375,12.189455236872799,1,1]
["El Tecal 115",2029,182.08798988964651,34.755300144249581,1,1]
["Escuela de Minas 110",2029,7.32421875,33.010662849624651,1,1]
["Guatape 110",2029,89.391753453732946,28.00794880570546,1,1]
["Guatape 13.2",2029,49.711771011352539,18.206651856175981,1,1]
["Guatape 220",2029,109.7876841085963,0.1575,1,1]
["Guatape 44",2029,27.778428792953491,20.884098063685489,1,1]
["Juanes 44",2029,13.47798152727102,29.375294502647272,1,1]
["La Ceja 110",2029,30.751426538699889,23.521902973712521,1,1]
["La Ceja 13.2",2029,29.3487548828125,11.987590616538061,1,1]
["La Sierra 110",2029,91.40625,32.380931917215257,1,1]
["La Sierra 220",2029,505.72566302798799,8.5805688845756514,1,1]
["La Unión 13.2",2029,28.88397216796875,15.221658732791539,1,1]
["Malena 13.2",2029,19.22291100025177,18.822909042972459,1,1]
["Malena 44",2029,60.795821249485023,13.566039523140869,1,1]
["Miraflores 110",2029,65.909810084849596,5.4402253841871726,1,1]
["Miraflores 220",2029,87.867083123279599,4.7312765093751707,1,1]
["Oriente 110",2029,75.300174957374111,14.90644905042147,1,1]
["Oriente 220",2029,65.818019217113033,23.1226836248795,1,1]
["P Blancas 110",2029,65.906357172571006,3.8082788659661908,1,1]
["Palagua 110",2029,84.375,27.431329629140649,1,1]
["Poblado 110",2029,44.134521484375,13.10159242340155,1,1]
["Pto Boyaca 110",2029,182.1977049702582,34.304701284305608,1,1]
["Pto Nare 110",2029,181.03717265184969,25.61189660257433,1,1]
["Rio Claro 110",2029,126.2716814285551,19.11319772698803,1,1]
["Rionegro 110",2029,75.299072265625,8.3500000000000005E-2,1,1]
["Salamina 220",2029,470.3125,17.775733148886921,1,1]
["San Carlos 220",2029,500.24340240888711,4.503865226829042,1,1]
["San Carlos 44",2029,13.49406533453816,5.9737902939220433,1,1]
["San Diego 110",2029,54.927825927734382,0.1575,1,1]
["San Lorenzo 110",2029,10.80322265625,22.169146747550599,1,1]
["San Lorenzo II 110",2029,107.6205015182495,19.907914278818151,1,1]
["San Lorenzo II 220",2029,348.30424062420622,30.348268011625049,1,1]
["San Miguel 110",2029,11.328125,17.403664519862279,1,1]
["Santuario 1 44",2029,25.3426507115364,16.999331444568519,1,1]
["Santuario 2 44",2029,25.3426507115364,14.499331444373089,1,1]
["Sonson 110",2029,30.112949669076269,34.907801918717247,1,1]
["Sonsón 44",2029,29.424557834863659,18.719781873168241,1,1]
["Teka 110",2029,58.984375,25.96180796233844,1,1]
["Vasconia 110",2029,182.08802699194541,26.63841468066396,1,1]
["Vlla Hermosa 110",2029,65.919399261474609,17.107816458517021,1,1]
["Aures Bajo 110",2030,30.066655311384249,27.789306741905779,1,1]
["Belen (Antioquia) 110",2030,123.046875,0.105,1,1]
["Bello 110",2030,54.944161612002063,7.251391074924193,1,1]
["Bello 220",2030,87.837705966103385,12.341064670285199,1,1]
["Bello 44",2030,47.97205924987793,19.064999252921851,1,1]
["Cabañas 110",2030,87.5,23.80454758112726,1,1]
["Calderas 110",2030,93.37377548217772,21.723360596836319,1,1]
["Calizas 110",2030,135.40598591207529,33.427816577160748,1,1]
["Carlos Lleras 110",2030,59.378836646524682,34.413274271518759,1,1]
["Castilla 110",2030,48.047828674316413,14.07413936021068,1,1]
["Central 110",2030,42.5445556640625,8.3500000000000005E-2,1,1]
["Cocorna 110",2030,179.2717042531649,24.863073354495938,1,1]
["Colombia 110",2030,98.4375,11.23361893094498,1,1]
["Cordova (Antioquia) 110",2030,75.299072265625,12.26305472371928,1,1]
["El Molino 110",2030,11.02142333984375,12.189455236872799,1,1]
["El Tecal 115",2030,182.08798988964651,34.755300144249581,1,1]
["Escuela de Minas 110",2030,7.32421875,33.010662849624651,1,1]
["Guatape 110",2030,89.391753453732946,28.00794880570546,1,1]
["Guatape 13.2",2030,49.711771011352539,18.206651856175981,1,1]
["Guatape 220",2030,109.7876841085963,0.1575,1,1]
["Guatape 44",2030,27.680169556697368,20.884098063685489,1,1]
["Juanes 44",2030,13.16611386137083,29.375294502647272,1,1]
["La Ceja 110",2030,30.751426538699889,23.521902973712521,1,1]
["La Ceja 13.2",2030,29.3487548828125,11.987590616538061,1,1]
["La Sierra 110",2030,91.40625,32.380931917215257,1,1]
["La Sierra 220",2030,499.1178090887388,8.5805688845756514,1,1]
["La Unión 13.2",2030,28.88397216796875,15.221658732791539,1,1]
["Malena 13.2",2030,19.53541100025177,18.822909042972459,1,1]
["Malena 44",2030,60.795821249485023,13.566039523140869,1,1]
["Miraflores 110",2030,65.909810084849596,5.4402253841871726,1,1]
["Miraflores 220",2030,87.867083123279599,4.7312765093751707,1,1]
["Oriente 110",2030,75.300174957374111,14.90644905042147,1,1]
["Oriente 220",2030,65.818019217113033,23.1226836248795,1,1]
["P Blancas 110",2030,65.906357172571006,3.8082788659661908,1,1]
["Palagua 110",2030,84.375,27.431329629140649,1,1]
["Poblado 110",2030,44.134521484375,13.10159242340155,1,1]
["Pto Boyaca 110",2030,182.1977049702582,34.304701284305608,1,1]
["Pto Nare 110",2030,181.03717265184969,25.61189660257433,1,1]
["Rio Claro 110",2030,126.2716814285551,19.11319772698803,1,1]
["Rionegro 110",2030,75.299072265625,8.3500000000000005E-2,1,1]
["Salamina 220",2030,470.3125,17.775733148886921,1,1]
["San Carlos 220",2030,500.24340240888711,4.503865226829042,1,1]
["San Carlos 44",2030,13.49406533453816,5.9737902939220433,1,1]
["San Diego 110",2030,54.927825927734382,0.1575,1,1]
["San Lorenzo 110",2030,10.80322265625,22.169146747550599,1,1]
["San Lorenzo II 110",2030,107.6205015182495,19.907914278818151,1,1]
["San Lorenzo II 220",2030,348.30424062420622,30.348268011625049,1,1]
["San Miguel 110",2030,11.328125,17.403664519862279,1,1]
["Santuario 1 44",2030,25.3426507115364,16.999331444568519,1,1]
["Santuario 2 44",2030,25.3426507115364,14.499331444373089,1,1]
["Sonson 110",2030,30.112949669076269,34.907801918717247,1,1]
["Sonsón 44",2030,29.424557834863659,18.719781873168241,1,1]
["Teka 110",2030,58.984375,25.96180796233844,1,1]
["Vasconia 110",2030,182.08802699194541,26.63841468066396,1,1]
["Vlla Hermosa 110",2030,65.919399261474609,17.107816458517021,1,1]
["Aures Bajo 110",2031,30.066655311384249,27.789306741905779,1,1]
["Belen (Antioquia) 110",2031,131.25,0.105,1,1]
["Bello 110",2031,54.944161612002063,7.251391074924193,1,1]
["Bello 220",2031,87.837705966103385,12.341064670285199,1,1]
["Bello 44",2031,48.046875,19.064999252921851,1,1]
["Cabañas 110",2031,87.5,23.80454758112726,1,1]
["Calderas 110",2031,93.37377548217772,21.723360596836319,1,1]
["Calizas 110",2031,135.40598591207529,33.427816577160748,1,1]
["Carlos Lleras 110",2031,59.378836646524682,34.413274271518759,1,1]
["Castilla 110",2031,48.047828674316413,14.07413936021068,1,1]
["Central 110",2031,42.5445556640625,8.3500000000000005E-2,1,1]
["Cocorna 110",2031,177.87114406368701,24.863073354495938,1,1]
["Colombia 110",2031,100,11.23361893094498,1,1]
["Cordova (Antioquia) 110",2031,65.886688232421875,12.26305472371928,1,1]
["El Molino 110",2031,11.02142333984375,12.189455236872799,1,1]
["El Tecal 115",2031,180.6654274686336,34.755300144249581,1,1]
["Escuela de Minas 110",2031,7.32421875,33.010662849624651,1,1]
["Guatape 110",2031,89.391753453732946,28.00794880570546,1,1]
["Guatape 13.2",2031,49.711771011352539,18.206651856175981,1,1]
["Guatape 220",2031,109.7876841085963,0.1575,1,1]
["Guatape 44",2031,27.734375,20.884098063685489,1,1]
["Juanes 44",2031,13.47798152727102,29.375294502647272,1,1]
["La Ceja 110",2031,30.751426538699889,23.521902973712521,1,1]
["La Ceja 13.2",2031,29.3487548828125,11.987590616538061,1,1]
["La Sierra 110",2031,91.40625,32.380931917215257,1,1]
["La Sierra 220",2031,511.6178090887388,8.5805688845756514,1,1]
["La Unión 13.2",2031,28.88397216796875,15.221658732791539,1,1]
["Malena 13.2",2031,19.53541100025177,18.822909042972459,1,1]
["Malena 44",2031,61.186446249485023,13.566039523140869,1,1]
["Miraflores 110",2031,57.671083824243397,5.4402253841871726,1,1]
["Miraflores 220",2031,87.867083123279599,4.7312765093751707,1,1]
["Oriente 110",2031,75,14.90644905042147,1,1]
["Oriente 220",2031,62.5,23.1226836248795,1,1]
["P Blancas 110",2031,57.66806252599963,3.8082788659661908,1,1]
["Palagua 110",2031,84.375,27.431329629140649,1,1]
["Poblado 110",2031,44.134521484375,13.10159242340155,1,1]
["Pto Boyaca 110",2031,182.1977049702582,34.304701284305608,1,1]
["Pto Nare 110",2031,181.03717265184969,25.61189660257433,1,1]
["Rio Claro 110",2031,126.2716814285551,19.11319772698803,1,1]
["Rionegro 110",2031,65.886688232421875,8.3500000000000005E-2,1,1]
["Salamina 220",2031,482.8125,17.775733148886921,1,1]
["San Carlos 220",2031,500.24340240888711,4.503865226829042,1,1]
["San Carlos 44",2031,13.49406533453816,5.9737902939220433,1,1]
["San Diego 110",2031,48.061847686767578,0.1575,1,1]
["San Lorenzo 110",2031,11.19384765625,22.169146747550599,1,1]
["San Lorenzo II 110",2031,107.6205015182495,19.907914278818151,1,1]
["San Lorenzo II 220",2031,348.30424062420622,30.348268011625049,1,1]
["San Miguel 110",2031,11.328125,17.403664519862279,1,1]
["Santuario 1 44",2031,25.390625,16.999331444568519,1,1]
["Santuario 2 44",2031,25.390625,14.499331444373089,1,1]
["Sonson 110",2031,30.112949669076269,34.907801918717247,1,1]
["Sonsón 44",2031,29.424557834863659,18.719781873168241,1,1]
["Teka 110",2031,58.984375,25.96180796233844,1,1]
["Vasconia 110",2031,180.66546428107091,26.63841468066396,1,1]
["Vlla Hermosa 110",2031,57.679474353790283,17.107816458517021,1,1]
["Aures Bajo 110",2032,30.066655311384249,27.789306741905779,1,1]
["Belen (Antioquia) 110",2032,131.5,0.105,1,1]
["Bello 110",2032,54.944161612002063,7.251391074924193,1,1]
["Bello 220",2032,87.837705966103385,12.341064670285199,1,1]
["Bello 44",2032,48.031031712889671,19.064999252921851,1,1]
["Cabañas 110",2032,84.716796875,23.80454758112726,1,1]
["Calderas 110",2032,93.37377548217772,21.723360596836319,1,1]
["Calizas 110",2032,135.40598591207529,33.427816577160748,1,1]
["Carlos Lleras 110",2032,59.378836646524682,34.413274271518759,1,1]
["Castilla 110",2032,48.047828674316413,14.07413936021068,1,1]
["Central 110",2032,42.5445556640625,8.3500000000000005E-2,1,1]
["Cocorna 110",2032,177.87114406368701,24.863073354495938,1,1]
["Colombia 110",2032,100.384521484375,11.23361893094498,1,1]
["Cordova (Antioquia) 110",2032,65.886688232421875,12.26305472371928,1,1]
["El Molino 110",2032,11.02142333984375,12.189455236872799,1,1]
["El Tecal 115",2032,180.6654274686336,34.755300144249581,1,1]
["Escuela de Minas 110",2032,6.866455078125,33.010662849624651,1,1]
["Guatape 110",2032,89.391753453732946,28.00794880570546,1,1]
["Guatape 13.2",2032,49.711771011352539,18.206651856175981,1,1]
["Guatape 220",2032,109.7876841085963,0.1575,1,1]
["Guatape 44",2032,27.778428792953491,20.884098063685489,1,1]
["Juanes 44",2032,13.0567946045438,29.375294502647272,1,1]
["La Ceja 110",2032,30.751426538699889,23.521902973712521,1,1]
["La Ceja 13.2",2032,29.3487548828125,11.987590616538061,1,1]
["La Sierra 110",2032,91.40625,32.380931917215257,1,1]
["La Sierra 220",2032,511.6178090887388,8.5805688845756514,1,1]
["La Unión 13.2",2032,28.88397216796875,15.221658732791539,1,1]
["Malena 13.2",2032,19.53541100025177,18.822909042972459,1,1]
["Malena 44",2032,61.186446249485023,13.566039523140869,1,1]
["Miraflores 110",2032,57.671083824243397,5.4402253841871726,1,1]
["Miraflores 220",2032,87.867083123279599,4.7312765093751707,1,1]
["Oriente 110",2032,75.300174957374111,14.90644905042147,1,1]
["Oriente 220",2032,62.757358956150711,23.1226836248795,1,1]
["P Blancas 110",2032,57.66806252599963,3.8082788659661908,1,1]
["Palagua 110",2032,84.375,27.431329629140649,1,1]
["Poblado 110",2032,44.134521484375,13.10159242340155,1,1]
["Pto Boyaca 110",2032,182.1977049702582,34.304701284305608,1,1]
["Pto Nare 110",2032,181.03717265184969,25.61189660257433,1,1]
["Rio Claro 110",2032,126.2716814285551,19.11319772698803,1,1]
["Rionegro 110",2032,65.886688232421875,8.3500000000000005E-2,1,1]
["Salamina 220",2032,472.4609375,17.775733148886921,1,1]
["San Carlos 220",2032,500.24340240888711,4.503865226829042,1,1]
["San Carlos 44",2032,13.49406533453816,5.9737902939220433,1,1]
["San Diego 110",2032,48.061847686767578,0.1575,1,1]
["San Lorenzo 110",2032,10.844039916992189,22.169146747550599,1,1]
["San Lorenzo II 110",2032,107.6205015182495,19.907914278818151,1,1]
["San Lorenzo II 220",2032,348.30424062420622,30.348268011625049,1,1]
["San Miguel 110",2032,10.97412109375,17.403664519862279,1,1]
["Santuario 1 44",2032,25.00535391736776,16.999331444568519,1,1]
["Santuario 2 44",2032,25.00535391736776,14.499331444373089,1,1]
["Sonson 110",2032,30.112949669076269,34.907801918717247,1,1]
["Sonsón 44",2032,29.424557834863659,18.719781873168241,1,1]
["Teka 110",2032,58.5235595703125,25.96180796233844,1,1]
["Vasconia 110",2032,180.66546428107091,26.63841468066396,1,1]
["Vlla Hermosa 110",2032,57.679474353790283,17.107816458517021,1,1]
["Aures Bajo 110",2033,30.066655311384249,27.789306741905779,1,1]
["Belen (Antioquia) 110",2033,120.7330703735352,0.105,1,1]
["Bello 110",2033,54.944161612002063,7.251391074924193,1,1]
["Bello 220",2033,87.837705966103385,12.341064670285199,1,1]
["Bello 44",2033,48.031031712889671,19.064999252921851,1,1]
["Cabañas 110",2033,84.716796875,23.80454758112726,1,1]
["Calderas 110",2033,93.37377548217772,21.723360596836319,1,1]
["Calizas 110",2033,135.40598591207529,33.427816577160748,1,1]
["Carlos Lleras 110",2033,59.378836646524682,34.413274271518759,1,1]
["Castilla 110",2033,48.047828674316413,14.07413936021068,1,1]
["Central 110",2033,42.5445556640625,8.3500000000000005E-2,1,1]
["Cocorna 110",2033,179.43364406368701,24.863073354495938,1,1]
["Colombia 110",2033,100.384521484375,11.23361893094498,1,1]
["Cordova (Antioquia) 110",2033,65.886688232421875,12.26305472371928,1,1]
["El Molino 110",2033,11.02142333984375,12.189455236872799,1,1]
["El Tecal 115",2033,182.2279274686336,34.755300144249581,1,1]
["Escuela de Minas 110",2033,6.866455078125,33.010662849624651,1,1]
["Guatape 110",2033,89.391753453732946,28.00794880570546,1,1]
["Guatape 13.2",2033,49.711771011352539,18.206651856175981,1,1]
["Guatape 220",2033,109.7876841085963,0.1575,1,1]
["Guatape 44",2033,27.726770186052718,20.884098063685489,1,1]
["Juanes 44",2033,13.34832081397318,29.375294502647272,1,1]
["La Ceja 110",2033,30.751426538699889,23.521902973712521,1,1]
["La Ceja 13.2",2033,29.6612548828125,11.987590616538061,1,1]
["La Sierra 110",2033,91.40625,32.380931917215257,1,1]
["La Sierra 220",2033,490.68946988460033,8.5805688845756514,1,1]
["La Unión 13.2",2033,28.88397216796875,15.221658732791539,1,1]
["Malena 13.2",2033,19.84791100025177,18.822909042972459,1,1]
["Malena 44",2033,61.186446249485023,13.566039523140869,1,1]
["Miraflores 110",2033,57.671083824243397,5.4402253841871726,1,1]
["Miraflores 220",2033,87.867083123279599,4.7312765093751707,1,1]
["Oriente 110",2033,65.887653087702347,14.90644905042147,1,1]
["Oriente 220",2033,62.757358956150711,23.1226836248795,1,1]
["P Blancas 110",2033,57.66806252599963,3.8082788659661908,1,1]
["Palagua 110",2033,84.375,27.431329629140649,1,1]
["Poblado 110",2033,44.134521484375,13.10159242340155,1,1]
["Pto Boyaca 110",2033,182.1977049702582,34.304701284305608,1,1]
["Pto Nare 110",2033,181.03717265184969,25.61189660257433,1,1]
["Rio Claro 110",2033,126.2716814285551,19.11319772698803,1,1]
["Rionegro 110",2033,65.886688232421875,8.3500000000000005E-2,1,1]
["Salamina 220",2033,491.2109375,17.775733148886921,1,1]
["San Carlos 220",2033,500.24340240888711,4.503865226829042,1,1]
["San Carlos 44",2033,13.40499553759717,5.9737902939220433,1,1]
["San Diego 110",2033,48.061847686767578,0.1575,1,1]
["San Lorenzo 110",2033,10.844039916992189,22.169146747550599,1,1]
["San Lorenzo II 110",2033,107.6205015182495,19.907914278818151,1,1]
["San Lorenzo II 220",2033,348.30424062420622,30.348268011625049,1,1]
["San Miguel 110",2033,10.97412109375,17.403664519862279,1,1]
["Santuario 1 44",2033,25.39597891736776,16.999331444568519,1,1]
["Santuario 2 44",2033,25.39597891736776,14.499331444373089,1,1]
["Sonson 110",2033,30.112949669076269,34.907801918717247,1,1]
["Sonsón 44",2033,29.424557834863659,18.719781873168241,1,1]
["Teka 110",2033,58.9141845703125,25.96180796233844,1,1]
["Vasconia 110",2033,182.22796428107091,26.63841468066396,1,1]
["Vlla Hermosa 110",2033,57.679474353790283,17.107816458517021,1,1]
["Santa Isabel 13.2",2023,null,10.760527938613439,1,1]
["Otu 13.2",2023,null,8.9698740463581181,1,1]
["El Jardin 13.2",2023,null,8.3550544051538047,1,1]
["San Pedro Uraba 44",2023,null,23.64492006868678,1,1]
["Maceo 44",2023,null,6.5047099792548426,1,1]
["Sn Jose Nus 13.2",2023,null,9.6394982149465473,1,1]
["Yali 13.2",2023,null,10.92874729778954,1,1]
["Yali 44",2023,null,28.185809731598351,1,1]
["Vegachi 13.2",2023,null,10.575763076034709,1,1]
["Vegachi 44",2023,null,5.6535312991351034,1,1]
["Caracoli 44",2023,null,18.423637600261369,1,1]
["Caucheras 44",2023,null,24.276124093791449,1,1]
["Santa Isabel 13.2",2024,null,10.76407328361171,1,1]
["Otu 13.2",2024,null,8.9783414914958506,1,1]
["El Jardin 13.2",2024,null,8.2314511422913412,1,1]
["San Pedro Uraba 44",2024,null,23.517035575500369,1,1]
["Maceo 44",2024,null,6.5069173683677057,1,1]
["Sn Jose Nus 13.2",2024,null,9.6435449329058862,1,1]
["Yali 13.2",2024,null,10.931532914783659,1,1]
["Yali 44",2024,null,28.18895425838549,1,1]
["Vegachi 13.2",2024,null,10.579403340740591,1,1]
["Vegachi 44",2024,null,5.6581319591584442,1,1]
["Caracoli 44",2024,null,18.42565350331796,1,1]
["Caucheras 44",2024,null,24.278312427086441,1,1]
["Santa Isabel 13.2",2025,null,10.76725000706934,1,1]
["Otu 13.2",2025,null,8.9857481622154225,1,1]
["El Jardin 13.2",2025,null,8.2517781502400815,1,1]
["San Pedro Uraba 44",2025,null,23.5235200513644,1,1]
["Maceo 44",2025,null,6.5088600165975983,1,1]
["Sn Jose Nus 13.2",2025,null,9.6471866486722035,1,1]
["Yali 13.2",2025,null,10.934042021724061,1,1]
["Yali 44",2025,null,28.19165465480004,1,1]
["Vegachi 13.2",2025,null,10.58266664819984,1,1]
["Vegachi 44",2025,null,5.6619346140291151,1,1]
["Caracoli 44",2025,null,18.427464017898998,1,1]
["Caucheras 44",2025,null,24.26790429090445,1,1]
["Santa Isabel 13.2",2026,null,10.768813588286729,1,1]
["Otu 13.2",2026,null,8.9893426234765741,1,1]
["El Jardin 13.2",2026,null,8.2911816445361239,1,1]
["San Pedro Uraba 44",2026,null,23.54235162351786,1,1]
["Maceo 44",2026,null,6.5098116846913792,1,1]
["Sn Jose Nus 13.2",2026,null,9.6489858520814984,1,1]
["Yali 13.2",2026,null,10.935280967144831,1,1]
["Yali 44",2026,null,28.19295896596855,1,1]
["Vegachi 13.2",2026,null,10.584273146796781,1,1]
["Vegachi 44",2026,null,5.6637267234940403,1,1]
["Caracoli 44",2026,null,18.42835906375808,1,1]
["Caucheras 44",2026,null,24.260450074916729,1,1]
["Santa Isabel 13.2",2027,null,10.76880818459855,1,1]
["Otu 13.2",2027,null,8.989330052703874,1,1]
["El Jardin 13.2",2027,null,8.2912609861212019,1,1]
["San Pedro Uraba 44",2027,null,23.54237533435629,1,1]
["Maceo 44",2027,null,6.5098084044875977,1,1]
["Sn Jose Nus 13.2",2027,null,9.6489796568474731,1,1]
["Yali 13.2",2027,null,10.93527669746905,1,1]
["Yali 44",2027,null,28.19295442738283,1,1]
["Vegachi 13.2",2027,null,10.584267596010269,1,1]
["Vegachi 44",2027,null,5.6637203761651058,1,1]
["Caracoli 44",2027,null,18.428355985244341,1,1]
["Caucheras 44",2027,null,24.26044945700265,1,1]
["Santa Isabel 13.2",2028,null,10.768808184598541,1,1]
["Otu 13.2",2028,null,8.9893300527038562,1,1]
["El Jardin 13.2",2028,null,8.2912609861211983,1,1]
["San Pedro Uraba 44",2028,null,23.54237533435629,1,1]
["Maceo 44",2028,null,6.5098084044875906,1,1]
["Sn Jose Nus 13.2",2028,null,9.6489796568474624,1,1]
["Yali 13.2",2028,null,10.93527669746905,1,1]
["Yali 44",2028,null,28.192954427382819,1,1]
["Vegachi 13.2",2028,null,10.58426759601026,1,1]
["Vegachi 44",2028,null,5.6637203761650916,1,1]
["Caracoli 44",2028,null,18.42835598524433,1,1]
["Caucheras 44",2028,null,24.26044945700264,1,1]
["Santa Isabel 13.2",2029,null,10.768808184598541,1,1]
["Otu 13.2",2029,null,8.9893300527038562,1,1]
["El Jardin 13.2",2029,null,8.2912609861211983,1,1]
["San Pedro Uraba 44",2029,null,23.54237533435629,1,1]
["Maceo 44",2029,null,6.5098084044875906,1,1]
["Sn Jose Nus 13.2",2029,null,9.6489796568474624,1,1]
["Yali 13.2",2029,null,10.93527669746905,1,1]
["Yali 44",2029,null,28.192954427382819,1,1]
["Vegachi 13.2",2029,null,10.58426759601026,1,1]
["Vegachi 44",2029,null,5.6637203761650916,1,1]
["Caracoli 44",2029,null,18.42835598524433,1,1]
["Caucheras 44",2029,null,24.26044945700264,1,1]
["Santa Isabel 13.2",2030,null,10.768808184598541,1,1]
["Otu 13.2",2030,null,8.9893300527038562,1,1]
["El Jardin 13.2",2030,null,8.2912609861211983,1,1]
["San Pedro Uraba 44",2030,null,23.54237533435629,1,1]
["Maceo 44",2030,null,6.5098084044875906,1,1]
["Sn Jose Nus 13.2",2030,null,9.6489796568474624,1,1]
["Yali 13.2",2030,null,10.93527669746905,1,1]
["Yali 44",2030,null,28.192954427382819,1,1]
["Vegachi 13.2",2030,null,10.58426759601026,1,1]
["Vegachi 44",2030,null,5.6637203761650916,1,1]
["Caracoli 44",2030,null,18.42835598524433,1,1]
["Caucheras 44",2030,null,24.26044945700264,1,1]
["Santa Isabel 13.2",2031,null,10.768808184598541,1,1]
["Otu 13.2",2031,null,8.9893300527038562,1,1]
["El Jardin 13.2",2031,null,8.2912609861211983,1,1]
["San Pedro Uraba 44",2031,null,23.54237533435629,1,1]
["Maceo 44",2031,null,6.5098084044875906,1,1]
["Sn Jose Nus 13.2",2031,null,9.6489796568474624,1,1]
["Yali 13.2",2031,null,10.93527669746905,1,1]
["Yali 44",2031,null,28.192954427382819,1,1]
["Vegachi 13.2",2031,null,10.58426759601026,1,1]
["Vegachi 44",2031,null,5.6637203761650916,1,1]
["Caracoli 44",2031,null,18.42835598524433,1,1]
["Caucheras 44",2031,null,24.26044945700264,1,1]
["Santa Isabel 13.2",2032,null,10.768808184598541,1,1]
["Otu 13.2",2032,null,8.9893300527038562,1,1]
["El Jardin 13.2",2032,null,8.2912609861211983,1,1]
["San Pedro Uraba 44",2032,null,23.54237533435629,1,1]
["Maceo 44",2032,null,6.5098084044875906,1,1]
["Sn Jose Nus 13.2",2032,null,9.6489796568474624,1,1]
["Yali 13.2",2032,null,10.93527669746905,1,1]
["Yali 44",2032,null,28.192954427382819,1,1]
["Vegachi 13.2",2032,null,10.58426759601026,1,1]
["Vegachi 44",2032,null,5.6637203761650916,1,1]
["Caracoli 44",2032,null,18.42835598524433,1,1]
["Caucheras 44",2032,null,24.26044945700264,1,1]
["Santa Isabel 13.2",2033,null,10.768808184598541,1,1]
["Otu 13.2",2033,null,8.9893300527038562,1,1]
["El Jardin 13.2",2033,null,8.2912609861211983,1,1]
["San Pedro Uraba 44",2033,null,23.54237533435629,1,1]
["Maceo 44",2033,null,6.5098084044875906,1,1]
["Sn Jose Nus 13.2",2033,null,9.6489796568474624,1,1]
["Yali 13.2",2033,null,10.93527669746905,1,1]
["Yali 44",2033,null,28.192954427382819,1,1]
["Vegachi 13.2",2033,null,10.58426759601026,1,1]
["Vegachi 44",2033,null,5.6637203761650916,1,1]
["Caracoli 44",2033,null,18.42835598524433,1,1]
["Caucheras 44",2033,null,24.26044945700264,1,1]
["Nva Colonia 44",2023,null,2.31998510327228,1,1]
["Zungo 13.2",2023,null,9.3966635073882383,1,1]
["Paso Ancho 13.2",2023,null,11.167018826920369,1,1]
["Chorodo 44",2023,null,6.8676229298374443,1,1]
["Chorodo 13.2",2023,null,22.204318342756991,1,1]
["Load_Antioquia 13.2",2023,null,16.110217023712519,1,1]
["Antioquia 44",2023,null,10.332617033435641,1,1]
["Urra 220",2023,null,14.421419863093019,1,1]
["Zungo 44",2023,null,6.2112165287766388,1,1]
["Chigorodo 44",2023,null,23.206396216596399,1,1]
["Cañas Gordas 13.2",2023,null,7.984542822910865,1,1]
["Cañas Gordas 44",2023,null,6.0571042657401337,1,1]
["Jaguas 220",2023,null,8.9869006865090206,1,1]
["San Jeronimo 44",2023,null,3.1176510157992841,1,1]
["Comuneros 220",2023,null,3.6623958911849388,1,1]
["Primavera 500",2023,1000,10.40740070099617,1,1]
["Cerromatoso 500",2023,null,13.86770298525445,1,1]
["Chinu 500",2023,null,16.630406331914291,1,1]
["Malena 220",2023,75,22.44530857058227,1,1]
["Esmeralda 220",2023,null,4.7585810963385313,1,1]
["Virginia 500",2023,null,17.780694403145031,1,1]
["Lagunas 13.2",2023,null,0,1,1]
["Cerromatoso 220",2023,null,28.174009882825061,1,1]
["Virginia 220",2023,null,7.6256961967763814,1,1]
["Guadalupe 44",2023,20.038664244657411,17.518508008835369,1,1]
["El Salto 44",2023,null,17.165654066604311,1,1]
["Guadalupe 13.2",2023,null,27.016729369978759,1,1]
["Santa Rosa 44",2023,null,13.61067161307845,1,1]
["Riogrande 44",2023,null,11.878345866421689,1,1]
["San Carlos 13.2",2023,null,10.161747941985521,1,1]
["Juanes 13.2",2023,null,11.116898592781631,1,1]
["Andes 44 kV",2023,null,18.713544843571249,1,1]
["Jericó 13.2",2023,null,14.212412945657711,1,1]
["Hispania 13.2",2023,null,15.59608202079932,1,1]
["Támesis 13.2",2023,null,11.526149500304911,1,1]
["Támesis 44",2023,null,23.10382900112803,1,1]
["Taparto 13.2",2023,null,9.6993504224255318,1,1]
["Tarso 13.2",2023,null,10.14235550510497,1,1]
["Valparaiso 13.2",2023,null,10.02198665703359,1,1]
["Valparaíso 44kV",2023,null,6.7414523414641021,1,1]
["Bolonbolo 44",2023,null,19.13851626386284,1,1]
["Bolonbolo 13.8",2023,null,15.145883750697539,1,1]
["Otu 44",2023,null,4.8574036683082582,1,1]
["La Cruzada 44",2023,null,26.31744368652631,1,1]
["San Roque 44",2023,null,7.0531250135279926,1,1]
["Sn Jose Nus 44",2023,null,29.892011721806679,1,1]
["Calizas 13.2",2023,null,23.193602459302021,1,1]
["Calizas 44",2023,null,15.51383974465843,1,1]
["ECocorná 13.2",2023,null,10.222280862491781,1,1]
["ECocorná 44",2023,null,4.2745919007733084,1,1]
["Playas 13.2",2023,null,26.310333646473069,1,1]
["Oriente 13.2",2023,null,12.99709134570457,1,1]
["La Union 44",2023,null,27.69924735054515,1,1]
["Abejorral 44",2023,null,36.551647333321398,1,1]
["La Ceja 44",2023,null,18.04261962025662,1,1]
["San Pedro Uraba 13.2",2023,null,9.9509835943800269,1,1]
["Urra 110",2023,null,19.271802987169089,1,1]
["Arboletes 13.2",2023,null,10.31638249367195,1,1]
["Arboletes 44",2023,null,24.424522908207301,1,1]
["Guarcama 44",2023,null,0,1,1]
["Chinu 220",2023,null,23.171762291000281,1,1]
["Sonsón 13.2",2023,null,19.17510846531404,1,1]
["Nariño 44",2023,null,6.093149476640475,1,1]
["Nariño 13.2",2023,null,11.199778928581811,1,1]
["Abejorral 13.2",2023,null,15.51739374462284,1,1]
["Vlla Hermosa 13.2",2023,null,1.2686570773348509,1,1]
["Ayura 13.8",2023,null,26.709432205287271,1,1]
["Cordova 13.2",2023,null,6.25E-2,1,1]
["Miraflores 13.2",2023,null,3.87800115839174,1,1]
["El Jardin 44",2023,null,5.7592306054619957,1,1]
["Guarumo 44",2023,null,4.840977894571493,1,1]
["La Palmera 13.2",2023,null,22.67683923134247,1,1]
["Margento 13.2",2023,null,11.07172934620681,1,1]
["La Palmera 44",2023,null,5.2632643107313104,1,1]
["Cuturu 13.2",2023,null,11.295037569033109,1,1]
["Colorado 13.2",2023,null,11.13054802777012,1,1]
["Caceri 13.2",2023,null,11.05376952422958,1,1]
["Carrieles 13.2",2023,null,0,1,1]
["Amaga 13.2",2023,null,11.338677368912871,1,1]
["Amagá 44 kV",2023,null,9.1922770682063764,1,1]
["Fredonia 13.2",2023,null,14.81003312125023,1,1]
["Fredonia 44 kV",2023,null,21.157362485639329,1,1]
["Carrieles 44",2023,null,0,1,1]
["Tarso",2023,null,4.2313795356569406,1,1]
["Miraflores 44",2023,null,0.79802652816026054,1,1]
["Salamina 115",2023,null,27.987489323725349,1,1]
["Guayabal 110",2023,null,1.3015713528293129,1,1]
["Barbosa 44",2023,null,11.48118551931829,1,1]
["Envigado 2 44",2023,null,25.824245227322169,1,1]
["Esmeralda CQR 115",2023,null,2.5536201894137212,1,1]
["Taparto 44 kV",2023,null,5.6214817932930901,1,1]
["Concordia 44",2023,null,5.2573407887040204,1,1]
["Concordia 13.2",2023,null,8.8622025643446243,1,1]
["Caldas 44",2023,null,19.213803447308852,1,1]
["Betualia 44",2023,null,23.092803187478879,1,1]
["Betualia 13.2",2023,null,15.981982669584569,1,1]
["Urrao 44",2023,null,30.491743347211511,1,1]
["Urrao 13.2",2023,null,10.001924516591369,1,1]
["Titiribí 44 kV",2023,null,5.7558879865765036,1,1]
["Titiribí 13.2",2023,null,9.6164741333035249,1,1]
["Santa Bárbara 44kV",2023,null,22.47266677017296,1,1]
["Santa Bárbara 13.2",2023,null,15.99450137079843,1,1]
["Salgar 44 kV",2023,null,5.6092396436877721,1,1]
["Salgar 13.2",2023,null,10.359288583036079,1,1]
["Granada 13.2",2023,null,7.5387597352112881,1,1]
["Granada 44",2023,null,29.456336786276761,1,1]
["Santuario 13.2",2023,null,14.5130699798554,1,1]
["Necoclí 44",2023,null,22.540065421531121,1,1]
["Cirilo 13.2",2023,null,10.73843094158595,1,1]
["La Atoyosa 13.2",2023,null,10.86716895084002,1,1]
["Necoclí 13.2",2023,null,8.4936202776942018,1,1]
["La Atoyosa 44",2023,null,7.3277370521696659,1,1]
["Cirilo 44",2023,null,5.4632295929649084,1,1]
["Peblo Bello 44",2023,null,0.93003547416418497,1,1]
["La Cruzada 13.2",2023,null,12.549840219478719,1,1]
["Rionegro 1 44",2023,null,19.29078925651363,1,1]
["Caldas 13.2 1",2023,null,28.9386150326138,1,1]
["Nva Colonia 44",2024,null,1.7784977924950489,1,1]
["Zungo 13.2",2024,null,9.1045815787589284,1,1]
["Paso Ancho 13.2",2024,null,11.1703657804528,1,1]
["Chorodo 44",2024,null,6.8823789929412209,1,1]
["Chorodo 13.2",2024,null,22.211577741439068,1,1]
["Load_Antioquia 13.2",2024,null,16.139013500032281,1,1]
["Antioquia 44",2024,null,10.348988085616901,1,1]
["Urra 220",2024,null,13.95346363030923,1,1]
["Zungo 44",2024,null,6.0420703136898233,1,1]
["Chigorodo 44",2024,null,23.036801061667131,1,1]
["Cañas Gordas 13.2",2024,null,7.9962143769044332,1,1]
["Cañas Gordas 44",2024,null,6.0618610238399748,1,1]
["Jaguas 220",2024,null,8.7435467766554602,1,1]
["San Jeronimo 44",2024,null,3.1418596334141751,1,1]
["Comuneros 220",2024,null,3.13283028366746,1,1]
["Primavera 500",2024,1000,8.3001533377615395,1,1]
["Cerromatoso 500",2024,null,10.20704791161608,1,1]
["Chinu 500",2024,null,12.73778113205022,1,1]
["Malena 220",2024,153.125,20.444663824547781,1,1]
["Esmeralda 220",2024,null,4.307605187672749,1,1]
["Virginia 500",2024,null,13.853759995162349,1,1]
["Lagunas 13.2",2024,null,0,1,1]
["Cerromatoso 220",2024,null,27.638340236105019,1,1]
["Virginia 220",2024,null,6.8643627233436391,1,1]
["Guadalupe 44",2024,19.725560115834639,17.524344122890842,1,1]
["El Salto 44",2024,null,17.2305903703821,1,1]
["Guadalupe 13.2",2024,null,27.027535939496829,1,1]
["Santa Rosa 44",2024,null,13.78439531994808,1,1]
["Riogrande 44",2024,null,12.10052547790683,1,1]
["San Carlos 13.2",2024,null,10.16240044905131,1,1]
["Juanes 13.2",2024,null,11.117323397358559,1,1]
["Andes 44 kV",2024,null,18.69159175483626,1,1]
["Jericó 13.2",2024,null,14.077385927025119,1,1]
["Hispania 13.2",2024,null,15.367792227577331,1,1]
["Támesis 13.2",2024,null,11.255727757625991,1,1]
["Támesis 44",2024,null,22.82186221598214,1,1]
["Taparto 13.2",2024,null,9.711397186433457,1,1]
["Tarso 13.2",2024,null,10.145824575997009,1,1]
["Valparaiso 13.2",2024,null,8.232199326052843,1,1]
["Valparaíso 44kV",2024,null,6.4568923222562198,1,1]
["Bolonbolo 44",2024,null,17.816080702172879,1,1]
["Bolonbolo 13.8",2024,null,14.136853548423529,1,1]
["Otu 44",2024,null,4.863863401928529,1,1]
["La Cruzada 44",2024,null,26.328265224993611,1,1]
["San Roque 44",2024,null,7.0542892071024408,1,1]
["Sn Jose Nus 44",2024,null,29.894194571373632,1,1]
["Calizas 13.2",2024,null,23.198221141720811,1,1]
["Calizas 44",2024,null,15.5149578664725,1,1]
["ECocorná 13.2",2024,null,10.222859220157289,1,1]
["ECocorná 44",2024,null,4.274180806693006,1,1]
["Playas 13.2",2024,null,26.3114750547287,1,1]
["Oriente 13.2",2024,null,13.04577920980914,1,1]
["La Union 44",2024,null,27.696443597035071,1,1]
["Abejorral 44",2024,null,36.541689700705163,1,1]
["La Ceja 44",2024,null,18.04268286810008,1,1]
["San Pedro Uraba 13.2",2024,null,9.7029182045099276,1,1]
["Urra 110",2024,null,19.054145412823281,1,1]
["Arboletes 13.2",2024,null,10.11102688166962,1,1]
["Arboletes 44",2024,null,24.370380402518901,1,1]
["Guarcama 44",2024,null,0,1,1]
["Chinu 220",2024,null,20.451186891219571,1,1]
["Sonsón 13.2",2024,null,19.180741292986639,1,1]
["Nariño 44",2024,null,6.0902175813512018,1,1]
["Nariño 13.2",2024,null,11.20363858086958,1,1]
["Abejorral 13.2",2024,null,15.52494108322376,1,1]
["Vlla Hermosa 13.2",2024,null,1.367266204550091,1,1]
["Ayura 13.8",2024,null,21.670562389262059,1,1]
["Cordova 13.2",2024,null,6.25E-2,1,1]
["Miraflores 13.2",2024,null,3.9887549235313209,1,1]
["El Jardin 44",2024,null,5.6916994993481991,1,1]
["Guarumo 44",2024,null,4.7351319645725383,1,1]
["La Palmera 13.2",2024,null,22.604119726546099,1,1]
["Margento 13.2",2024,null,11.018759225295179,1,1]
["La Palmera 44",2024,null,5.1793479595247591,1,1]
["Cuturu 13.2",2024,null,11.26549262128967,1,1]
["Colorado 13.2",2024,null,11.079763627705381,1,1]
["Caceri 13.2",2024,null,11.01576484004598,1,1]
["Carrieles 13.2",2024,null,0,1,1]
["Amaga 13.2",2024,null,11.37598137397543,1,1]
["Amagá 44 kV",2024,null,9.2131973209779208,1,1]
["Fredonia 13.2",2024,null,14.833146356281141,1,1]
["Fredonia 44 kV",2024,null,21.172095152395961,1,1]
["Carrieles 44",2024,null,0,1,1]
["Tarso",2024,null,3.914121541923103,1,1]
["Miraflores 44",2024,null,0.83759378613659941,1,1]
["Salamina 115",2024,null,28.00318987546175,1,1]
["Guayabal 110",2024,null,0.94525489959963238,1,1]
["Barbosa 44",2024,null,11.484341018385569,1,1]
["Envigado 2 44",2024,null,25.848058019639531,1,1]
["Esmeralda CQR 115",2024,null,2.4765324180636799,1,1]
["Taparto 44 kV",2024,null,5.5910351148123629,1,1]
["Concordia 44",2024,null,5.1101051020312189,1,1]
["Concordia 13.2",2024,null,8.8396769564697717,1,1]
["Caldas 44",2024,null,14.91672242259726,1,1]
["Betualia 44",2024,null,23.03577636860177,1,1]
["Betualia 13.2",2024,null,15.95133376032727,1,1]
["Urrao 44",2024,null,30.485144107195239,1,1]
["Urrao 13.2",2024,null,10.00863166434179,1,1]
["Titiribí 44 kV",2024,null,5.766058861985166,1,1]
["Titiribí 13.2",2024,null,9.6324481003831046,1,1]
["Santa Bárbara 44kV",2024,null,22.48183286469293,1,1]
["Santa Bárbara 13.2",2024,null,16.021797810548289,1,1]
["Salgar 44 kV",2024,null,5.4979541823028324,1,1]
["Salgar 13.2",2024,null,10.3640191179787,1,1]
["Granada 13.2",2024,null,7.5510332285489907,1,1]
["Granada 44",2024,null,29.461457540581861,1,1]
["Santuario 13.2",2024,null,14.52858397163409,1,1]
["Necoclí 44",2024,null,22.306801776201421,1,1]
["Cirilo 13.2",2024,null,10.567115886017319,1,1]
["La Atoyosa 13.2",2024,null,10.708391092119919,1,1]
["Necoclí 13.2",2024,null,8.1032397502814248,1,1]
["La Atoyosa 44",2024,null,7.2644649302977813,1,1]
["Cirilo 44",2024,null,5.2226008714779084,1,1]
["Peblo Bello 44",2024,null,0.73410543888777813,1,1]
["La Cruzada 13.2",2024,null,12.564471360387531,1,1]
["Rionegro 1 44",2024,null,19.302932723723739,1,1]
["Caldas 13.2 1",2024,null,22.59532828249505,1,1]
["Nva Colonia 44",2025,null,1.8052927705642581,1,1]
["Zungo 13.2",2025,null,9.1194891767506032,1,1]
["Paso Ancho 13.2",2025,null,11.182386052713159,1,1]
["Chorodo 44",2025,null,6.7212210322650199,1,1]
["Chorodo 13.2",2025,null,22.21571971225822,1,1]
["Load_Antioquia 13.2",2025,null,16.13466240090316,1,1]
["Antioquia 44",2025,null,10.292813732331551,1,1]
["Urra 220",2025,null,13.99379445765679,1,1]
["Zungo 44",2025,null,6.0506064760806284,1,1]
["Chigorodo 44",2025,null,23.045360693245708,1,1]
["Cañas Gordas 13.2",2025,null,7.9871617598854927,1,1]
["Cañas Gordas 44",2025,null,6.0426578772575459,1,1]
["Jaguas 220",2025,null,8.6670725044146906,1,1]
["San Jeronimo 44",2025,null,3.1346261394467878,1,1]
["Comuneros 220",2025,null,3.1920320089861112,1,1]
["Primavera 500",2025,1000,8.1465063913886517,1,1]
["Cerromatoso 500",2025,null,9.9800088502088897,1,1]
["Chinu 500",2025,null,12.69456571109037,1,1]
["Malena 220",2025,112.5,20.487777127171821,1,1]
["Esmeralda 220",2025,null,2.8023323013999111,1,1]
["Virginia 500",2025,null,13.402977746935459,1,1]
["Lagunas 13.2",2025,null,27.79168255642319,1,1]
["Cerromatoso 220",2025,null,27.678070900185158,1,1]
["Virginia 220",2025,null,6.4219446882986908,1,1]
["Guadalupe 44",2025,19.725560115834639,17.5299940454866,1,1]
["El Salto 44",2025,null,17.246074353849679,1,1]
["Guadalupe 13.2",2025,null,27.037962401035529,1,1]
["Santa Rosa 44",2025,null,13.77124182313622,1,1]
["Riogrande 44",2025,null,12.083193502241929,1,1]
["San Carlos 13.2",2025,null,10.164354691061609,1,1]
["Juanes 13.2",2025,null,11.119154673576469,1,1]
["Andes 44 kV",2025,null,18.585103426202998,1,1]
["Jericó 13.2",2025,null,13.937022040625729,1,1]
["Hispania 13.2",2025,null,14.770081171101809,1,1]
["Támesis 13.2",2025,null,11.16543748063186,1,1]
["Támesis 44",2025,null,22.755955885010518,1,1]
["Taparto 13.2",2025,null,9.6496187617030635,1,1]
["Tarso 13.2",2025,null,10.1157595618972,1,1]
["Valparaiso 13.2",2025,null,8.1853173153760785,1,1]
["Valparaíso 44kV",2025,null,6.424455849760669,1,1]
["Bolonbolo 44",2025,null,17.506519017402979,1,1]
["Bolonbolo 13.8",2025,null,13.90995835916579,1,1]
["Otu 44",2025,null,4.8690060777658459,1,1]
["La Cruzada 44",2025,null,26.336597976920672,1,1]
["San Roque 44",2025,null,7.055338677809047,1,1]
["Sn Jose Nus 44",2025,null,29.896147226198892,1,1]
["Calizas 13.2",2025,null,22.903703166724711,1,1]
["Calizas 44",2025,null,15.24675825957603,1,1]
["ECocorná 13.2",2025,null,10.21624293048067,1,1]
["ECocorná 44",2025,null,4.2178526213580261,1,1]
["Playas 13.2",2025,null,26.307928917116001,1,1]
["Oriente 13.2",2025,null,13.10369065701148,1,1]
["La Union 44",2025,null,27.669168163849029,1,1]
["Abejorral 44",2025,null,36.495241130661171,1,1]
["La Ceja 44",2025,null,18.007646235596852,1,1]
["San Pedro Uraba 13.2",2025,null,9.7155899255321412,1,1]
["Urra 110",2025,null,19.0781987517095,1,1]
["Arboletes 13.2",2025,null,10.121527850803041,1,1]
["Arboletes 44",2025,null,24.373146286505349,1,1]
["Guarcama 44",2025,null,0,1,1]
["Chinu 220",2025,null,20.50726140894459,1,1]
["Sonsón 13.2",2025,null,19.15256758187844,1,1]
["Nariño 44",2025,null,6.0697193868774741,1,1]
["Nariño 13.2",2025,null,11.20416039429262,1,1]
["Abejorral 13.2",2025,null,15.522592120948991,1,1]
["Vlla Hermosa 13.2",2025,null,1.4553440303212499,1,1]
["Ayura 13.8",2025,null,21.686776364594142,1,1]
["Cordova 13.2",2025,null,6.25E-2,1,1]
["Miraflores 13.2",2025,null,4.0894038633699203,1,1]
["El Jardin 44",2025,null,5.7026011854375636,1,1]
["Guarumo 44",2025,null,4.7519154616891024,1,1]
["La Palmera 13.2",2025,null,22.616122264171171,1,1]
["Margento 13.2",2025,null,11.0275136927874,1,1]
["La Palmera 44",2025,null,5.1927948635690422,1,1]
["Cuturu 13.2",2025,null,11.270385612064651,1,1]
["Colorado 13.2",2025,null,11.08815810535801,1,1]
["Caceri 13.2",2025,null,11.02205473068304,1,1]
["Carrieles 13.2",2025,null,26.37171478121137,1,1]
["Amaga 13.2",2025,null,11.187375162720461,1,1]
["Amagá 44 kV",2025,null,8.9629452816502138,1,1]
["Fredonia 13.2",2025,null,14.782999541731741,1,1]
["Fredonia 44 kV",2025,null,21.100693278391201,1,1]
["Carrieles 44",2025,null,17.75515371837189,1,1]
["Tarso",2025,null,3.7250766889978491,1,1]
["Miraflores 44",2025,null,0.87401532189669062,1,1]
["Salamina 115",2025,null,22.147188297314219,1,1]
["Guayabal 110",2025,null,0.60127948922310281,1,1]
["Barbosa 44",2025,null,11.506464920285451,1,1]
["Envigado 2 44",2025,null,25.86342361290794,1,1]
["Esmeralda CQR 115",2025,null,1.58315524509209,1,1]
["Taparto 44 kV",2025,null,5.4626043375073126,1,1]
["Concordia 44",2025,null,5.0362464369572866,1,1]
["Concordia 13.2",2025,null,8.7970005696457445,1,1]
["Caldas 44",2025,null,14.923159871050631,1,1]
["Betualia 44",2025,null,22.999535194529479,1,1]
["Betualia 13.2",2025,null,15.90337862270645,1,1]
["Urrao 44",2025,null,30.473797573041821,1,1]
["Urrao 13.2",2025,null,9.9892027329679642,1,1]
["Titiribí 44 kV",2025,null,5.7181571114197478,1,1]
["Titiribí 13.2",2025,null,9.60530164894584,1,1]
["Santa Bárbara 44kV",2025,null,22.446028433858849,1,1]
["Santa Bárbara 13.2",2025,null,15.95712434381039,1,1]
["Salgar 44 kV",2025,null,5.4387363547173457,1,1]
["Salgar 13.2",2025,null,10.34347457226146,1,1]
["Granada 13.2",2025,null,7.5661680057346574,1,1]
["Granada 44",2025,null,29.467650268116611,1,1]
["Santuario 13.2",2025,null,14.547624998025871,1,1]
["Necoclí 44",2025,null,22.318493778555279,1,1]
["Cirilo 13.2",2025,null,10.57588147015098,1,1]
["La Atoyosa 13.2",2025,null,10.71651719924744,1,1]
["Necoclí 13.2",2025,null,8.1231218239600267,1,1]
["La Atoyosa 44",2025,null,7.2676942845277068,1,1]
["Cirilo 44",2025,null,5.234652398816813,1,1]
["Peblo Bello 44",2025,null,0.74396929175729287,1,1]
["La Cruzada 13.2",2025,null,12.57685603238496,1,1]
["Rionegro 1 44",2025,null,19.316273977295712,1,1]
["Caldas 13.2 1",2025,null,22.61593316615426,1,1]
["Nva Colonia 44",2026,null,1.882688835412073,1,1]
["Zungo 13.2",2026,null,9.1628503752735213,1,1]
["Paso Ancho 13.2",2026,null,11.187075341769271,1,1]
["Chorodo 44",2026,null,6.1954738169928589,1,1]
["Chorodo 13.2",2026,null,22.20838516915169,1,1]
["Load_Antioquia 13.2",2026,null,15.89155815337015,1,1]
["Antioquia 44",2026,null,9.6696289035113896,1,1]
["Urra 220",2026,null,14.09081721268258,1,1]
["Zungo 44",2026,null,6.0753704576896093,1,1]
["Chigorodo 44",2026,null,23.070193066108949,1,1]
["Cañas Gordas 13.2",2026,null,7.9377797149337672,1,1]
["Cañas Gordas 44",2026,null,5.9766871286029302,1,1]
["Jaguas 220",2026,null,8.7038731775261589,1,1]
["San Jeronimo 44",2026,null,2.940761679041203,1,1]
["Comuneros 220",2026,null,3.2012998743321011,1,1]
["Primavera 500",2026,1000,8.1561593010133393,1,1]
["Cerromatoso 500",2026,null,9.6414397642153915,1,1]
["Chinu 500",2026,null,10.389450844949989,1,1]
["Malena 220",2026,134.375,20.530729651180881,1,1]
["Esmeralda 220",2026,null,2.806050435970509,1,1]
["Virginia 500",2026,null,13.41712962066253,1,1]
["Lagunas 13.2",2026,null,27.75946614646584,1,1]
["Cerromatoso 220",2026,null,27.767059038785732,1,1]
["Virginia 220",2026,null,6.4511715252422199,1,1]
["Guadalupe 44",2026,20.116185115834639,17.533521412646689,1,1]
["El Salto 44",2026,null,17.24072731335195,1,1]
["Guadalupe 13.2",2026,null,27.044398630087581,1,1]
["Santa Rosa 44",2026,null,13.693525254341701,1,1]
["Riogrande 44",2026,null,12.02064168621532,1,1]
["San Carlos 13.2",2026,null,10.16931525185433,1,1]
["Juanes 13.2",2026,null,11.12217175070861,1,1]
["Andes 44 kV",2026,null,18.44513974931473,1,1]
["Jericó 13.2",2026,null,12.858022290742349,1,1]
["Hispania 13.2",2026,null,13.449456824418199,1,1]
["Támesis 13.2",2026,null,10.52039306639475,1,1]
["Támesis 44",2026,null,21.998948277501569,1,1]
["Taparto 13.2",2026,null,9.5950318322539729,1,1]
["Tarso 13.2",2026,null,10.03557736719576,1,1]
["Valparaiso 13.2",2026,null,6.25E-2,1,1]
["Valparaíso 44kV",2026,null,6.0432193603544153,1,1]
["Bolonbolo 44",2026,null,17.04891034679461,1,1]
["Bolonbolo 13.8",2026,null,13.57912112363735,1,1]
["Otu 44",2026,null,4.871376009664365,1,1]
["La Cruzada 44",2026,null,26.340312429514221,1,1]
["San Roque 44",2026,null,7.0558590254741436,1,1]
["Sn Jose Nus 44",2026,null,29.897110315134121,1,1]
["Calizas 13.2",2026,null,22.919435329453279,1,1]
["Calizas 44",2026,null,15.25543352783243,1,1]
["ECocorná 13.2",2026,null,10.22090597441654,1,1]
["ECocorná 44",2026,null,4.2252168915280341,1,1]
["Playas 13.2",2026,null,26.319151904716861,1,1]
["Oriente 13.2",2026,null,13.15451846553635,1,1]
["La Union 44",2026,null,27.67674263348183,1,1]
["Abejorral 44",2026,null,36.500827173526723,1,1]
["La Ceja 44",2026,null,18.02259211622923,1,1]
["San Pedro Uraba 13.2",2026,null,9.7524545876249213,1,1]
["Urra 110",2026,null,19.143047618133242,1,1]
["Arboletes 13.2",2026,null,10.152084294397531,1,1]
["Arboletes 44",2026,null,24.38119226810133,1,1]
["Guarcama 44",2026,null,17.392547255943779,1,1]
["Chinu 220",2026,null,20.529719616862451,1,1]
["Sonsón 13.2",2026,null,19.161467187221849,1,1]
["Nariño 44",2026,null,6.0725315356215193,1,1]
["Nariño 13.2",2026,null,11.20613612453467,1,1]
["Abejorral 13.2",2026,null,15.52819187156646,1,1]
["Vlla Hermosa 13.2",2026,null,1.5198393430823809,1,1]
["Ayura 13.8",2026,null,21.704076132569028,1,1]
["Cordova 13.2",2026,null,6.25E-2,1,1]
["Miraflores 13.2",2026,null,4.1645356891953176,1,1]
["El Jardin 44",2026,null,5.7237611643100053,1,1]
["Guarumo 44",2026,null,4.7845357992072444,1,1]
["La Palmera 13.2",2026,null,22.639383178407542,1,1]
["Margento 13.2",2026,null,11.04447836728184,1,1]
["La Palmera 44",2026,null,5.2189092476600401,1,1]
["Cuturu 13.2",2026,null,11.27986586558232,1,1]
["Colorado 13.2",2026,null,11.104424982172461,1,1]
["Caceri 13.2",2026,null,11.034242084273419,1,1]
["Carrieles 13.2",2026,null,26.120509552854969,1,1]
["Amaga 13.2",2026,null,8.2798211307420608,1,1]
["Amagá 44 kV",2026,null,6.2562199758160677,1,1]
["Fredonia 13.2",2026,null,11.530839540612289,1,1]
["Fredonia 44 kV",2026,null,12.759985112551179,1,1]
["Carrieles 44",2026,null,12.69002051513764,1,1]
["Tarso",2026,null,2.3938088718134791,1,1]
["Miraflores 44",2026,null,0.91130869016548921,1,1]
["Salamina 115",2026,null,22.163402698198059,1,1]
["Guayabal 110",2026,null,0.62907302024206047,1,1]
["Barbosa 44",2026,null,11.521722362266461,1,1]
["Envigado 2 44",2026,null,25.87902496113723,1,1]
["Esmeralda CQR 115",2026,null,1.6238243091128799,1,1]
["Taparto 44 kV",2026,null,5.2819184266889891,1,1]
["Concordia 44",2026,null,4.9568521340830216,1,1]
["Concordia 13.2",2026,null,8.7632508748881275,1,1]
["Caldas 44",2026,null,14.93580674337106,1,1]
["Betualia 44",2026,null,22.966826792893961,1,1]
["Betualia 13.2",2026,null,15.86652936770264,1,1]
["Urrao 44",2026,null,30.46654105810514,1,1]
["Urrao 13.2",2026,null,9.9788463198350321,1,1]
["Titiribí 44 kV",2026,null,5.3430842204718516,1,1]
["Titiribí 13.2",2026,null,9.4407087111153238,1,1]
["Santa Bárbara 44kV",2026,null,20.888557400127731,1,1]
["Santa Bárbara 13.2",2026,null,14.2028030143649,1,1]
["Salgar 44 kV",2026,null,5.3776293657052578,1,1]
["Salgar 13.2",2026,null,10.3305236374835,1,1]
["Granada 13.2",2026,null,7.5764233277905033,1,1]
["Granada 44",2026,null,29.47216786072201,1,1]
["Santuario 13.2",2026,null,14.560783495308071,1,1]
["Necoclí 44",2026,null,22.352360850164668,1,1]
["Cirilo 13.2",2026,null,10.601391657758709,1,1]
["La Atoyosa 13.2",2026,null,10.74016758656988,1,1]
["Necoclí 13.2",2026,null,8.1809248373765904,1,1]
["La Atoyosa 44",2026,null,7.277086581421516,1,1]
["Cirilo 44",2026,null,5.2695545784353488,1,1]
["Peblo Bello 44",2026,null,0.77256856240317218,1,1]
["La Cruzada 13.2",2026,null,12.58274298999244,1,1]
["Rionegro 1 44",2026,null,19.329626004130549,1,1]
["Caldas 13.2 1",2026,null,22.63976546661635,1,1]
["Nva Colonia 44",2027,null,1.8827873758348259,1,1]
["Zungo 13.2",2027,null,9.1629047680691045,1,1]
["Paso Ancho 13.2",2027,null,11.18707427085627,1,1]
["Chorodo 44",2027,null,6.195470013369401,1,1]
["Chorodo 13.2",2027,null,22.208382941178709,1,1]
["Load_Antioquia 13.2",2027,null,15.89154908949598,1,1]
["Antioquia 44",2027,null,9.6696277926448602,1,1]
["Urra 220",2027,null,14.09098274825193,1,1]
["Zungo 44",2027,null,6.0754017110598397,1,1]
["Chigorodo 44",2027,null,23.070224404845209,1,1]
["Cañas Gordas 13.2",2027,null,7.9377761506240354,1,1]
["Cañas Gordas 44",2027,null,5.976685755862194,1,1]
["Jaguas 220",2027,null,8.7081839231105889,1,1]
["San Jeronimo 44",2027,null,2.9407615029382592,1,1]
["Comuneros 220",2027,null,3.201568439264602,1,1]
["Primavera 500",2027,1000,8.1541225061632296,1,1]
["Cerromatoso 500",2027,null,9.6412467714608994,1,1]
["Chinu 500",2027,null,10.389525391134249,1,1]
["Malena 220",2027,137.5,20.531385638386389,1,1]
["Esmeralda 220",2027,null,2.7943199637171179,1,1]
["Virginia 500",2027,null,13.414589295337869,1,1]
["Lagunas 13.2",2027,null,27.759463029333041,1,1]
["Cerromatoso 220",2027,null,27.767269346266978,1,1]
["Virginia 220",2027,null,6.4473061595010712,1,1]
["Guadalupe 44",2027,19.801869723399719,17.533510873898241,1,1]
["El Salto 44",2027,null,17.240708347408649,1,1]
["Guadalupe 13.2",2027,null,27.04437789578747,1,1]
["Santa Rosa 44",2027,null,13.693509354537049,1,1]
["Riogrande 44",2027,null,12.02061355321556,1,1]
["San Carlos 13.2",2027,null,10.166637148195431,1,1]
["Juanes 13.2",2027,null,11.12055547706534,1,1]
["Andes 44 kV",2027,null,18.445279837689739,1,1]
["Jericó 13.2",2027,null,12.85845348548955,1,1]
["Hispania 13.2",2027,null,13.45014477482089,1,1]
["Támesis 13.2",2027,null,10.520697237101251,1,1]
["Támesis 44",2027,null,21.99910592819818,1,1]
["Taparto 13.2",2027,null,9.5952103177212074,1,1]
["Tarso 13.2",2027,null,10.03570893414887,1,1]
["Valparaiso 13.2",2027,null,6.25E-2,1,1]
["Valparaíso 44kV",2027,null,6.0433130902224423,1,1]
["Bolonbolo 44",2027,null,17.04923447236472,1,1]
["Bolonbolo 13.8",2027,null,13.57957242213037,1,1]
["Otu 44",2027,null,4.8713674983776709,1,1]
["La Cruzada 44",2027,null,26.340298468603251,1,1]
["San Roque 44",2027,null,7.0558572444870276,1,1]
["Sn Jose Nus 44",2027,null,29.897106996107429,1,1]
["Calizas 13.2",2027,null,22.877981127198229,1,1]
["Calizas 44",2027,null,15.227818319468611,1,1]
["ECocorná 13.2",2027,null,10.216664975924919,1,1]
["ECocorná 44",2027,null,4.2161986421818636,1,1]
["Playas 13.2",2027,null,26.312918288022271,1,1]
["Oriente 13.2",2027,null,13.15069289414398,1,1]
["La Union 44",2027,null,27.675181917250409,1,1]
["Abejorral 44",2027,null,36.499339205477291,1,1]
["La Ceja 44",2027,null,18.01966382065379,1,1]
["San Pedro Uraba 13.2",2027,null,9.7525008130179636,1,1]
["Urra 110",2027,null,19.14313966585733,1,1]
["Arboletes 13.2",2027,null,10.15212259130181,1,1]
["Arboletes 44",2027,null,24.38120236066927,1,1]
["Guarcama 44",2027,null,17.392536413874119,1,1]
["Chinu 220",2027,null,20.52995871237912,1,1]
["Sonsón 13.2",2027,null,19.15528721091264,1,1]
["Nariño 44",2027,null,6.0710920828406856,1,1]
["Nariño 13.2",2027,null,11.2045354265671,1,1]
["Abejorral 13.2",2027,null,15.52497399098451,1,1]
["Vlla Hermosa 13.2",2027,null,1.5195128640712701,1,1]
["Ayura 13.8",2027,null,21.70418267196521,1,1]
["Cordova 13.2",2027,null,6.25E-2,1,1]
["Miraflores 13.2",2027,null,4.1640988327240676,1,1]
["El Jardin 44",2027,null,5.7238038860037097,1,1]
["Guarumo 44",2027,null,4.784601806383538,1,1]
["La Palmera 13.2",2027,null,22.639429996094201,1,1]
["Margento 13.2",2027,null,11.04451250733306,1,1]
["La Palmera 44",2027,null,5.2189620205651597,1,1]
["Cuturu 13.2",2027,null,11.2798849397665,1,1]
["Colorado 13.2",2027,null,11.10445771752779,1,1]
["Caceri 13.2",2027,null,11.03426660683162,1,1]
["Carrieles 13.2",2027,null,26.120890335757931,1,1]
["Amaga 13.2",2027,null,8.2805200310073008,1,1]
["Amagá 44 kV",2027,null,6.2567323602092557,1,1]
["Fredonia 13.2",2027,null,11.531410638910261,1,1]
["Fredonia 44 kV",2027,null,12.76075056806966,1,1]
["Carrieles 44",2027,null,12.69079103910579,1,1]
["Tarso",2027,null,2.3940858626062069,1,1]
["Miraflores 44",2027,null,0.91120719629978986,1,1]
["Salamina 115",2027,null,22.162924682603549,1,1]
["Guayabal 110",2027,null,0.63152372184799788,1,1]
["Barbosa 44",2027,null,11.52168741558493,1,1]
["Envigado 2 44",2027,null,25.879021010306321,1,1]
["Esmeralda CQR 115",2027,null,1.6219601358191511,1,1]
["Taparto 44 kV",2027,null,5.2820758872388884,1,1]
["Concordia 44",2027,null,4.9569757431661046,1,1]
["Concordia 13.2",2027,null,8.7634113460086258,1,1]
["Caldas 44",2027,null,14.93589469749897,1,1]
["Betualia 44",2027,null,22.966908404580948,1,1]
["Betualia 13.2",2027,null,15.866703132542719,1,1]
["Urrao 44",2027,null,30.466580539366621,1,1]
["Urrao 13.2",2027,null,9.9789379454306832,1,1]
["Titiribí 44 kV",2027,null,5.343238223919176,1,1]
["Titiribí 13.2",2027,null,9.4408962211353149,1,1]
["Santa Bárbara 44kV",2027,null,20.888800008263249,1,1]
["Santa Bárbara 13.2",2027,null,14.20330458342467,1,1]
["Salgar 44 kV",2027,null,5.3777381380339797,1,1]
["Salgar 13.2",2027,null,10.330618383042239,1,1]
["Granada 13.2",2027,null,7.5755818951947056,1,1]
["Granada 44",2027,null,29.471808096667409,1,1]
["Santuario 13.2",2027,null,14.559707932204111,1,1]
["Necoclí 44",2027,null,22.352403739088409,1,1]
["Cirilo 13.2",2027,null,10.60142362014364,1,1]
["La Atoyosa 13.2",2027,null,10.740197215723409,1,1]
["Necoclí 13.2",2027,null,8.1809974202394109,1,1]
["La Atoyosa 44",2027,null,7.2770983681470884,1,1]
["Cirilo 44",2027,null,5.269598795966413,1,1]
["Peblo Bello 44",2027,null,0.77260470207251197,1,1]
["La Cruzada 13.2",2027,null,12.58272203682753,1,1]
["Rionegro 1 44",2027,null,19.328733428496729,1,1]
["Caldas 13.2 1",2027,null,22.639914611213179,1,1]
["Nva Colonia 44",2028,null,1.8827873758348219,1,1]
["Zungo 13.2",2028,null,9.1629047680691027,1,1]
["Paso Ancho 13.2",2028,null,11.187074270856259,1,1]
["Chorodo 44",2028,null,6.1954700133693583,1,1]
["Chorodo 13.2",2028,null,22.208382941178701,1,1]
["Load_Antioquia 13.2",2028,null,15.891549089495911,1,1]
["Antioquia 44",2028,null,9.6696277926448175,1,1]
["Urra 220",2028,null,14.09098274825193,1,1]
["Zungo 44",2028,null,6.0754017110598388,1,1]
["Chigorodo 44",2028,null,23.070224404845209,1,1]
["Cañas Gordas 13.2",2028,null,7.9377761506240061,1,1]
["Cañas Gordas 44",2028,null,5.976685755862178,1,1]
["Jaguas 220",2028,null,8.7081839231113207,1,1]
["San Jeronimo 44",2028,null,2.940761502938209,1,1]
["Comuneros 220",2028,null,3.2015684391187409,1,1]
["Primavera 500",2028,1000,8.15412250616329,1,1]
["Cerromatoso 500",2028,null,9.6412467704991514,1,1]
["Chinu 500",2028,null,10.389525391114111,1,1]
["Malena 220",2028,140.625,20.5313856383864,1,1]
["Esmeralda 220",2028,null,2.7943199467784692,1,1]
["Virginia 500",2028,null,13.41458929533793,1,1]
["Lagunas 13.2",2028,null,27.75946302933302,1,1]
["Cerromatoso 220",2028,null,27.767269346266971,1,1]
["Virginia 220",2028,null,6.4473061532506897,1,1]
["Guadalupe 44",2028,20.583119723399719,17.533510873898219,1,1]
["El Salto 44",2028,null,17.240708347408582,1,1]
["Guadalupe 13.2",2028,null,27.044377895787431,1,1]
["Santa Rosa 44",2028,null,13.69350935453696,1,1]
["Riogrande 44",2028,null,12.020612670443681,1,1]
["San Carlos 13.2",2028,null,10.166637148195409,1,1]
["Juanes 13.2",2028,null,11.120555477065331,1,1]
["Andes 44 kV",2028,null,18.445279837689728,1,1]
["Jericó 13.2",2028,null,12.858453485489539,1,1]
["Hispania 13.2",2028,null,13.450144774820849,1,1]
["Támesis 13.2",2028,null,10.52069723710124,1,1]
["Támesis 44",2028,null,21.999105928198158,1,1]
["Taparto 13.2",2028,null,9.5952103177211985,1,1]
["Tarso 13.2",2028,null,10.035708934148859,1,1]
["Valparaiso 13.2",2028,null,6.25E-2,1,1]
["Valparaíso 44kV",2028,null,6.0433130902224326,1,1]
["Bolonbolo 44",2028,null,17.04923447080294,1,1]
["Bolonbolo 13.8",2028,null,13.579572421339551,1,1]
["Otu 44",2028,null,4.8713674983776496,1,1]
["La Cruzada 44",2028,null,26.340298468603219,1,1]
["San Roque 44",2028,null,7.055857244487024,1,1]
["Sn Jose Nus 44",2028,null,29.897106996107421,1,1]
["Calizas 13.2",2028,null,22.877981127198211,1,1]
["Calizas 44",2028,null,15.227818319468611,1,1]
["ECocorná 13.2",2028,null,10.216664975924919,1,1]
["ECocorná 44",2028,null,4.2161986421818556,1,1]
["Playas 13.2",2028,null,26.312918288022221,1,1]
["Oriente 13.2",2028,null,13.15068846253393,1,1]
["La Union 44",2028,null,27.675181917250239,1,1]
["Abejorral 44",2028,null,36.49933920547717,1,1]
["La Ceja 44",2028,null,18.01966382065384,1,1]
["San Pedro Uraba 13.2",2028,null,9.75250081301796,1,1]
["Urra 110",2028,null,19.14313966585733,1,1]
["Arboletes 13.2",2028,null,10.15212259130181,1,1]
["Arboletes 44",2028,null,24.38120236066927,1,1]
["Guarcama 44",2028,null,17.392536413874041,1,1]
["Chinu 220",2028,null,20.529958712377919,1,1]
["Sonsón 13.2",2028,null,19.155287210912579,1,1]
["Nariño 44",2028,null,6.0710920828406483,1,1]
["Nariño 13.2",2028,null,11.204535426567089,1,1]
["Abejorral 13.2",2028,null,15.52497399098446,1,1]
["Vlla Hermosa 13.2",2028,null,1.5195126914897801,1,1]
["Ayura 13.8",2028,null,21.70418267196516,1,1]
["Cordova 13.2",2028,null,6.25E-2,1,1]
["Miraflores 13.2",2028,null,4.1640986893873198,1,1]
["El Jardin 44",2028,null,5.7238038860037079,1,1]
["Guarumo 44",2028,null,4.7846018063835363,1,1]
["La Palmera 13.2",2028,null,22.639429996094201,1,1]
["Margento 13.2",2028,null,11.044512507333049,1,1]
["La Palmera 44",2028,null,5.2189620205651588,1,1]
["Cuturu 13.2",2028,null,11.2798849397665,1,1]
["Colorado 13.2",2028,null,11.10445771752779,1,1]
["Caceri 13.2",2028,null,11.03426660683162,1,1]
["Carrieles 13.2",2028,null,26.12089033575792,1,1]
["Amaga 13.2",2028,null,8.2805200310072404,1,1]
["Amagá 44 kV",2028,null,6.2567323560042656,1,1]
["Fredonia 13.2",2028,null,11.531410638910261,1,1]
["Fredonia 44 kV",2028,null,12.760750562795151,1,1]
["Carrieles 44",2028,null,12.690791033697099,1,1]
["Tarso",2028,null,2.3940858626061479,1,1]
["Miraflores 44",2028,null,0.91120719629991953,1,1]
["Salamina 115",2028,null,22.162924682557271,1,1]
["Guayabal 110",2028,null,0.63152372185592753,1,1]
["Barbosa 44",2028,null,11.521687415585021,1,1]
["Envigado 2 44",2028,null,25.879021010306321,1,1]
["Esmeralda CQR 115",2028,null,1.6219601348034201,1,1]
["Taparto 44 kV",2028,null,5.2820758872388689,1,1]
["Concordia 44",2028,null,4.956975743166077,1,1]
["Concordia 13.2",2028,null,8.7634113460086045,1,1]
["Caldas 44",2028,null,14.93589469749892,1,1]
["Betualia 44",2028,null,22.966908404580931,1,1]
["Betualia 13.2",2028,null,15.866703132542691,1,1]
["Urrao 44",2028,null,30.466580539366621,1,1]
["Urrao 13.2",2028,null,9.9789379454306708,1,1]
["Titiribí 44 kV",2028,null,5.3432382239191458,1,1]
["Titiribí 13.2",2028,null,9.4408962211352954,1,1]
["Santa Bárbara 44kV",2028,null,20.888800008263221,1,1]
["Santa Bárbara 13.2",2028,null,14.203304583424661,1,1]
["Salgar 44 kV",2028,null,5.3777381380339566,1,1]
["Salgar 13.2",2028,null,10.33061838304223,1,1]
["Granada 13.2",2028,null,7.5755818951945644,1,1]
["Granada 44",2028,null,29.471808096667282,1,1]
["Santuario 13.2",2028,null,14.559707932203951,1,1]
["Necoclí 44",2028,null,22.352403739088398,1,1]
["Cirilo 13.2",2028,null,10.60142362014364,1,1]
["La Atoyosa 13.2",2028,null,10.740197215723409,1,1]
["Necoclí 13.2",2028,null,8.1809974202394091,1,1]
["La Atoyosa 44",2028,null,7.2770983681470884,1,1]
["Cirilo 44",2028,null,5.2695987959664121,1,1]
["Peblo Bello 44",2028,null,0.77260470207251108,1,1]
["La Cruzada 13.2",2028,null,12.5827220368275,1,1]
["Rionegro 1 44",2028,null,19.328733428496999,1,1]
["Caldas 13.2 1",2028,null,22.639914611213129,1,1]
["Nva Colonia 44",2029,null,1.8827873758348219,1,1]
["Zungo 13.2",2029,null,9.1629047680691027,1,1]
["Paso Ancho 13.2",2029,null,11.187074270856259,1,1]
["Chorodo 44",2029,null,6.1954700133693583,1,1]
["Chorodo 13.2",2029,null,22.208382941178701,1,1]
["Load_Antioquia 13.2",2029,null,15.891549089495911,1,1]
["Antioquia 44",2029,null,9.6696277926448175,1,1]
["Urra 220",2029,null,14.09098274825193,1,1]
["Zungo 44",2029,null,6.0754017110598388,1,1]
["Chigorodo 44",2029,null,23.070224404845209,1,1]
["Cañas Gordas 13.2",2029,null,7.9377761506240061,1,1]
["Cañas Gordas 44",2029,null,5.976685755862178,1,1]
["Jaguas 220",2029,null,8.7081839231113207,1,1]
["San Jeronimo 44",2029,null,2.940761502938209,1,1]
["Comuneros 220",2029,null,3.2015684391187409,1,1]
["Primavera 500",2029,1000,8.15412250616329,1,1]
["Cerromatoso 500",2029,null,9.6412467704991514,1,1]
["Chinu 500",2029,null,10.389525391114111,1,1]
["Malena 220",2029,137.5,20.5313856383864,1,1]
["Esmeralda 220",2029,null,2.7943199467784692,1,1]
["Virginia 500",2029,null,13.41458929533793,1,1]
["Lagunas 13.2",2029,null,27.75946302933302,1,1]
["Cerromatoso 220",2029,null,27.767269346266971,1,1]
["Virginia 220",2029,null,6.4473061532506897,1,1]
["Guadalupe 44",2029,19.939897232043482,17.533510873898219,1,1]
["El Salto 44",2029,null,17.240708347408582,1,1]
["Guadalupe 13.2",2029,null,27.044377895787431,1,1]
["Santa Rosa 44",2029,null,13.69350935453696,1,1]
["Riogrande 44",2029,null,12.020612670443681,1,1]
["San Carlos 13.2",2029,null,10.166637148195409,1,1]
["Juanes 13.2",2029,null,11.120555477065331,1,1]
["Andes 44 kV",2029,null,18.445279837689728,1,1]
["Jericó 13.2",2029,null,12.858453485489539,1,1]
["Hispania 13.2",2029,null,13.450144774820849,1,1]
["Támesis 13.2",2029,null,10.52069723710124,1,1]
["Támesis 44",2029,null,21.999105928198158,1,1]
["Taparto 13.2",2029,null,9.5952103177211985,1,1]
["Tarso 13.2",2029,null,10.035708934148859,1,1]
["Valparaiso 13.2",2029,null,6.25E-2,1,1]
["Valparaíso 44kV",2029,null,6.0433130902224326,1,1]
["Bolonbolo 44",2029,null,17.04923447080294,1,1]
["Bolonbolo 13.8",2029,null,13.579572421339551,1,1]
["Otu 44",2029,null,4.8713674983776496,1,1]
["La Cruzada 44",2029,null,26.340298468603219,1,1]
["San Roque 44",2029,null,7.055857244487024,1,1]
["Sn Jose Nus 44",2029,null,29.897106996107421,1,1]
["Calizas 13.2",2029,null,22.877981127198211,1,1]
["Calizas 44",2029,null,15.227818319468611,1,1]
["ECocorná 13.2",2029,null,10.216664975924919,1,1]
["ECocorná 44",2029,null,4.2161986421818556,1,1]
["Playas 13.2",2029,null,26.312918288022221,1,1]
["Oriente 13.2",2029,null,13.15068846253393,1,1]
["La Union 44",2029,null,27.675181917250239,1,1]
["Abejorral 44",2029,null,36.49933920547717,1,1]
["La Ceja 44",2029,null,18.01966382065384,1,1]
["San Pedro Uraba 13.2",2029,null,9.75250081301796,1,1]
["Urra 110",2029,null,19.14313966585733,1,1]
["Arboletes 13.2",2029,null,10.15212259130181,1,1]
["Arboletes 44",2029,null,24.38120236066927,1,1]
["Guarcama 44",2029,null,17.392536413874041,1,1]
["Chinu 220",2029,null,20.529958712377919,1,1]
["Sonsón 13.2",2029,null,19.155287210912579,1,1]
["Nariño 44",2029,null,6.0710920828406483,1,1]
["Nariño 13.2",2029,null,11.204535426567089,1,1]
["Abejorral 13.2",2029,null,15.52497399098446,1,1]
["Vlla Hermosa 13.2",2029,null,1.5195126914897801,1,1]
["Ayura 13.8",2029,null,21.70418267196516,1,1]
["Cordova 13.2",2029,null,6.25E-2,1,1]
["Miraflores 13.2",2029,null,4.1640986893873198,1,1]
["El Jardin 44",2029,null,5.7238038860037079,1,1]
["Guarumo 44",2029,null,4.7846018063835363,1,1]
["La Palmera 13.2",2029,null,22.639429996094201,1,1]
["Margento 13.2",2029,null,11.044512507333049,1,1]
["La Palmera 44",2029,null,5.2189620205651588,1,1]
["Cuturu 13.2",2029,null,11.2798849397665,1,1]
["Colorado 13.2",2029,null,11.10445771752779,1,1]
["Caceri 13.2",2029,null,11.03426660683162,1,1]
["Carrieles 13.2",2029,null,26.12089033575792,1,1]
["Amaga 13.2",2029,null,8.2805200310072404,1,1]
["Amagá 44 kV",2029,null,6.2567323560042656,1,1]
["Fredonia 13.2",2029,null,11.531410638910261,1,1]
["Fredonia 44 kV",2029,null,12.760750562795151,1,1]
["Carrieles 44",2029,null,12.690791033697099,1,1]
["Tarso",2029,null,2.3940858626061479,1,1]
["Miraflores 44",2029,null,0.91120719629991953,1,1]
["Salamina 115",2029,null,22.162924682557271,1,1]
["Guayabal 110",2029,null,0.63152372185592753,1,1]
["Barbosa 44",2029,null,11.521687415585021,1,1]
["Envigado 2 44",2029,null,25.879021010306321,1,1]
["Esmeralda CQR 115",2029,null,1.6219601348034201,1,1]
["Taparto 44 kV",2029,null,5.2820758872388689,1,1]
["Concordia 44",2029,null,4.956975743166077,1,1]
["Concordia 13.2",2029,null,8.7634113460086045,1,1]
["Caldas 44",2029,null,14.93589469749892,1,1]
["Betualia 44",2029,null,22.966908404580931,1,1]
["Betualia 13.2",2029,null,15.866703132542691,1,1]
["Urrao 44",2029,null,30.466580539366621,1,1]
["Urrao 13.2",2029,null,9.9789379454306708,1,1]
["Titiribí 44 kV",2029,null,5.3432382239191458,1,1]
["Titiribí 13.2",2029,null,9.4408962211352954,1,1]
["Santa Bárbara 44kV",2029,null,20.888800008263221,1,1]
["Santa Bárbara 13.2",2029,null,14.203304583424661,1,1]
["Salgar 44 kV",2029,null,5.3777381380339566,1,1]
["Salgar 13.2",2029,null,10.33061838304223,1,1]
["Granada 13.2",2029,null,7.5755818951945644,1,1]
["Granada 44",2029,null,29.471808096667282,1,1]
["Santuario 13.2",2029,null,14.559707932203951,1,1]
["Necoclí 44",2029,null,22.352403739088398,1,1]
["Cirilo 13.2",2029,null,10.60142362014364,1,1]
["La Atoyosa 13.2",2029,null,10.740197215723409,1,1]
["Necoclí 13.2",2029,null,8.1809974202394091,1,1]
["La Atoyosa 44",2029,null,7.2770983681470884,1,1]
["Cirilo 44",2029,null,5.2695987959664121,1,1]
["Peblo Bello 44",2029,null,0.77260470207251108,1,1]
["La Cruzada 13.2",2029,null,12.5827220368275,1,1]
["Rionegro 1 44",2029,null,19.328733428496999,1,1]
["Caldas 13.2 1",2029,null,22.639914611213129,1,1]
["Nva Colonia 44",2030,null,1.8827873758348219,1,1]
["Zungo 13.2",2030,null,9.1629047680691027,1,1]
["Paso Ancho 13.2",2030,null,11.187074270856259,1,1]
["Chorodo 44",2030,null,6.1954700133693583,1,1]
["Chorodo 13.2",2030,null,22.208382941178701,1,1]
["Load_Antioquia 13.2",2030,null,15.891549089495911,1,1]
["Antioquia 44",2030,null,9.6696277926448175,1,1]
["Urra 220",2030,null,14.09098274825193,1,1]
["Zungo 44",2030,null,6.0754017110598388,1,1]
["Chigorodo 44",2030,null,23.070224404845209,1,1]
["Cañas Gordas 13.2",2030,null,7.9377761506240061,1,1]
["Cañas Gordas 44",2030,null,5.976685755862178,1,1]
["Jaguas 220",2030,null,8.7081839231113207,1,1]
["San Jeronimo 44",2030,null,2.940761502938209,1,1]
["Comuneros 220",2030,null,3.2015684391187409,1,1]
["Primavera 500",2030,1000,8.15412250616329,1,1]
["Cerromatoso 500",2030,null,9.6412467704991514,1,1]
["Chinu 500",2030,null,10.389525391114111,1,1]
["Malena 220",2030,143.75,20.5313856383864,1,1]
["Esmeralda 220",2030,null,2.7943199467784692,1,1]
["Virginia 500",2030,null,13.41458929533793,1,1]
["Lagunas 13.2",2030,null,27.75946302933302,1,1]
["Cerromatoso 220",2030,null,27.767269346266971,1,1]
["Virginia 220",2030,null,6.4473061532506897,1,1]
["Guadalupe 44",2030,20.330522232043482,17.533510873898219,1,1]
["El Salto 44",2030,null,17.240708347408582,1,1]
["Guadalupe 13.2",2030,null,27.044377895787431,1,1]
["Santa Rosa 44",2030,null,13.69350935453696,1,1]
["Riogrande 44",2030,null,12.020612670443681,1,1]
["San Carlos 13.2",2030,null,10.166637148195409,1,1]
["Juanes 13.2",2030,null,11.120555477065331,1,1]
["Andes 44 kV",2030,null,18.445279837689728,1,1]
["Jericó 13.2",2030,null,12.858453485489539,1,1]
["Hispania 13.2",2030,null,13.450144774820849,1,1]
["Támesis 13.2",2030,null,10.52069723710124,1,1]
["Támesis 44",2030,null,21.999105928198158,1,1]
["Taparto 13.2",2030,null,9.5952103177211985,1,1]
["Tarso 13.2",2030,null,10.035708934148859,1,1]
["Valparaiso 13.2",2030,null,6.25E-2,1,1]
["Valparaíso 44kV",2030,null,6.0433130902224326,1,1]
["Bolonbolo 44",2030,null,17.04923447080294,1,1]
["Bolonbolo 13.8",2030,null,13.579572421339551,1,1]
["Otu 44",2030,null,4.8713674983776496,1,1]
["La Cruzada 44",2030,null,26.340298468603219,1,1]
["San Roque 44",2030,null,7.055857244487024,1,1]
["Sn Jose Nus 44",2030,null,29.897106996107421,1,1]
["Calizas 13.2",2030,null,22.877981127198211,1,1]
["Calizas 44",2030,null,15.227818319468611,1,1]
["ECocorná 13.2",2030,null,10.216664975924919,1,1]
["ECocorná 44",2030,null,4.2161986421818556,1,1]
["Playas 13.2",2030,null,26.312918288022221,1,1]
["Oriente 13.2",2030,null,13.15068846253393,1,1]
["La Union 44",2030,null,27.675181917250239,1,1]
["Abejorral 44",2030,null,36.49933920547717,1,1]
["La Ceja 44",2030,null,18.01966382065384,1,1]
["San Pedro Uraba 13.2",2030,null,9.75250081301796,1,1]
["Urra 110",2030,null,19.14313966585733,1,1]
["Arboletes 13.2",2030,null,10.15212259130181,1,1]
["Arboletes 44",2030,null,24.38120236066927,1,1]
["Guarcama 44",2030,null,17.392536413874041,1,1]
["Chinu 220",2030,null,20.529958712377919,1,1]
["Sonsón 13.2",2030,null,19.155287210912579,1,1]
["Nariño 44",2030,null,6.0710920828406483,1,1]
["Nariño 13.2",2030,null,11.204535426567089,1,1]
["Abejorral 13.2",2030,null,15.52497399098446,1,1]
["Vlla Hermosa 13.2",2030,null,1.5195126914897801,1,1]
["Ayura 13.8",2030,null,21.70418267196516,1,1]
["Cordova 13.2",2030,null,6.25E-2,1,1]
["Miraflores 13.2",2030,null,4.1640986893873198,1,1]
["El Jardin 44",2030,null,5.7238038860037079,1,1]
["Guarumo 44",2030,null,4.7846018063835363,1,1]
["La Palmera 13.2",2030,null,22.639429996094201,1,1]
["Margento 13.2",2030,null,11.044512507333049,1,1]
["La Palmera 44",2030,null,5.2189620205651588,1,1]
["Cuturu 13.2",2030,null,11.2798849397665,1,1]
["Colorado 13.2",2030,null,11.10445771752779,1,1]
["Caceri 13.2",2030,null,11.03426660683162,1,1]
["Carrieles 13.2",2030,null,26.12089033575792,1,1]
["Amaga 13.2",2030,null,8.2805200310072404,1,1]
["Amagá 44 kV",2030,null,6.2567323560042656,1,1]
["Fredonia 13.2",2030,null,11.531410638910261,1,1]
["Fredonia 44 kV",2030,null,12.760750562795151,1,1]
["Carrieles 44",2030,null,12.690791033697099,1,1]
["Tarso",2030,null,2.3940858626061479,1,1]
["Miraflores 44",2030,null,0.91120719629991953,1,1]
["Salamina 115",2030,null,22.162924682557271,1,1]
["Guayabal 110",2030,null,0.63152372185592753,1,1]
["Barbosa 44",2030,null,11.521687415585021,1,1]
["Envigado 2 44",2030,null,25.879021010306321,1,1]
["Esmeralda CQR 115",2030,null,1.6219601348034201,1,1]
["Taparto 44 kV",2030,null,5.2820758872388689,1,1]
["Concordia 44",2030,null,4.956975743166077,1,1]
["Concordia 13.2",2030,null,8.7634113460086045,1,1]
["Caldas 44",2030,null,14.93589469749892,1,1]
["Betualia 44",2030,null,22.966908404580931,1,1]
["Betualia 13.2",2030,null,15.866703132542691,1,1]
["Urrao 44",2030,null,30.466580539366621,1,1]
["Urrao 13.2",2030,null,9.9789379454306708,1,1]
["Titiribí 44 kV",2030,null,5.3432382239191458,1,1]
["Titiribí 13.2",2030,null,9.4408962211352954,1,1]
["Santa Bárbara 44kV",2030,null,20.888800008263221,1,1]
["Santa Bárbara 13.2",2030,null,14.203304583424661,1,1]
["Salgar 44 kV",2030,null,5.3777381380339566,1,1]
["Salgar 13.2",2030,null,10.33061838304223,1,1]
["Granada 13.2",2030,null,7.5755818951945644,1,1]
["Granada 44",2030,null,29.471808096667282,1,1]
["Santuario 13.2",2030,null,14.559707932203951,1,1]
["Necoclí 44",2030,null,22.352403739088398,1,1]
["Cirilo 13.2",2030,null,10.60142362014364,1,1]
["La Atoyosa 13.2",2030,null,10.740197215723409,1,1]
["Necoclí 13.2",2030,null,8.1809974202394091,1,1]
["La Atoyosa 44",2030,null,7.2770983681470884,1,1]
["Cirilo 44",2030,null,5.2695987959664121,1,1]
["Peblo Bello 44",2030,null,0.77260470207251108,1,1]
["La Cruzada 13.2",2030,null,12.5827220368275,1,1]
["Rionegro 1 44",2030,null,19.328733428496999,1,1]
["Caldas 13.2 1",2030,null,22.639914611213129,1,1]
["Nva Colonia 44",2031,null,1.8827873758348219,1,1]
["Zungo 13.2",2031,null,9.1629047680691027,1,1]
["Paso Ancho 13.2",2031,null,11.187074270856259,1,1]
["Chorodo 44",2031,null,6.1954700133693583,1,1]
["Chorodo 13.2",2031,null,22.208382941178701,1,1]
["Load_Antioquia 13.2",2031,null,15.891549089495911,1,1]
["Antioquia 44",2031,null,9.6696277926448175,1,1]
["Urra 220",2031,null,14.09098274825193,1,1]
["Zungo 44",2031,null,6.0754017110598388,1,1]
["Chigorodo 44",2031,null,23.070224404845209,1,1]
["Cañas Gordas 13.2",2031,null,7.9377761506240061,1,1]
["Cañas Gordas 44",2031,null,5.976685755862178,1,1]
["Jaguas 220",2031,null,8.7081839231113207,1,1]
["San Jeronimo 44",2031,null,2.940761502938209,1,1]
["Comuneros 220",2031,null,3.2015684391187409,1,1]
["Primavera 500",2031,1000,8.15412250616329,1,1]
["Cerromatoso 500",2031,null,9.6412467704991514,1,1]
["Chinu 500",2031,null,10.389525391114111,1,1]
["Malena 220",2031,143.75,20.5313856383864,1,1]
["Esmeralda 220",2031,null,2.7943199467784692,1,1]
["Virginia 500",2031,null,13.41458929533793,1,1]
["Lagunas 13.2",2031,null,27.75946302933302,1,1]
["Cerromatoso 220",2031,null,27.767269346266971,1,1]
["Virginia 220",2031,null,6.4473061532506897,1,1]
["Guadalupe 44",2031,20.012857822167799,17.533510873898219,1,1]
["El Salto 44",2031,null,17.240708347408582,1,1]
["Guadalupe 13.2",2031,null,27.044377895787431,1,1]
["Santa Rosa 44",2031,null,13.69350935453696,1,1]
["Riogrande 44",2031,null,12.020612670443681,1,1]
["San Carlos 13.2",2031,null,10.166637148195409,1,1]
["Juanes 13.2",2031,null,11.120555477065331,1,1]
["Andes 44 kV",2031,null,18.445279837689728,1,1]
["Jericó 13.2",2031,null,12.858453485489539,1,1]
["Hispania 13.2",2031,null,13.450144774820849,1,1]
["Támesis 13.2",2031,null,10.52069723710124,1,1]
["Támesis 44",2031,null,21.999105928198158,1,1]
["Taparto 13.2",2031,null,9.5952103177211985,1,1]
["Tarso 13.2",2031,null,10.035708934148859,1,1]
["Valparaiso 13.2",2031,null,6.25E-2,1,1]
["Valparaíso 44kV",2031,null,6.0433130902224326,1,1]
["Bolonbolo 44",2031,null,17.04923447080294,1,1]
["Bolonbolo 13.8",2031,null,13.579572421339551,1,1]
["Otu 44",2031,null,4.8713674983776496,1,1]
["La Cruzada 44",2031,null,26.340298468603219,1,1]
["San Roque 44",2031,null,7.055857244487024,1,1]
["Sn Jose Nus 44",2031,null,29.897106996107421,1,1]
["Calizas 13.2",2031,null,22.877981127198211,1,1]
["Calizas 44",2031,null,15.227818319468611,1,1]
["ECocorná 13.2",2031,null,10.216664975924919,1,1]
["ECocorná 44",2031,null,4.2161986421818556,1,1]
["Playas 13.2",2031,null,26.312918288022221,1,1]
["Oriente 13.2",2031,null,13.15068846253393,1,1]
["La Union 44",2031,null,27.675181917250239,1,1]
["Abejorral 44",2031,null,36.49933920547717,1,1]
["La Ceja 44",2031,null,18.01966382065384,1,1]
["San Pedro Uraba 13.2",2031,null,9.75250081301796,1,1]
["Urra 110",2031,null,19.14313966585733,1,1]
["Arboletes 13.2",2031,null,10.15212259130181,1,1]
["Arboletes 44",2031,null,24.38120236066927,1,1]
["Guarcama 44",2031,null,17.392536413874041,1,1]
["Chinu 220",2031,null,20.529958712377919,1,1]
["Sonsón 13.2",2031,null,19.155287210912579,1,1]
["Nariño 44",2031,null,6.0710920828406483,1,1]
["Nariño 13.2",2031,null,11.204535426567089,1,1]
["Abejorral 13.2",2031,null,15.52497399098446,1,1]
["Vlla Hermosa 13.2",2031,null,1.5195126914897801,1,1]
["Ayura 13.8",2031,null,21.70418267196516,1,1]
["Cordova 13.2",2031,null,6.25E-2,1,1]
["Miraflores 13.2",2031,null,4.1640986893873198,1,1]
["El Jardin 44",2031,null,5.7238038860037079,1,1]
["Guarumo 44",2031,null,4.7846018063835363,1,1]
["La Palmera 13.2",2031,null,22.639429996094201,1,1]
["Margento 13.2",2031,null,11.044512507333049,1,1]
["La Palmera 44",2031,null,5.2189620205651588,1,1]
["Cuturu 13.2",2031,null,11.2798849397665,1,1]
["Colorado 13.2",2031,null,11.10445771752779,1,1]
["Caceri 13.2",2031,null,11.03426660683162,1,1]
["Carrieles 13.2",2031,null,26.12089033575792,1,1]
["Amaga 13.2",2031,null,8.2805200310072404,1,1]
["Amagá 44 kV",2031,null,6.2567323560042656,1,1]
["Fredonia 13.2",2031,null,11.531410638910261,1,1]
["Fredonia 44 kV",2031,null,12.760750562795151,1,1]
["Carrieles 44",2031,null,12.690791033697099,1,1]
["Tarso",2031,null,2.3940858626061479,1,1]
["Miraflores 44",2031,null,0.91120719629991953,1,1]
["Salamina 115",2031,null,22.162924682557271,1,1]
["Guayabal 110",2031,null,0.63152372185592753,1,1]
["Barbosa 44",2031,null,11.521687415585021,1,1]
["Envigado 2 44",2031,null,25.879021010306321,1,1]
["Esmeralda CQR 115",2031,null,1.6219601348034201,1,1]
["Taparto 44 kV",2031,null,5.2820758872388689,1,1]
["Concordia 44",2031,null,4.956975743166077,1,1]
["Concordia 13.2",2031,null,8.7634113460086045,1,1]
["Caldas 44",2031,null,14.93589469749892,1,1]
["Betualia 44",2031,null,22.966908404580931,1,1]
["Betualia 13.2",2031,null,15.866703132542691,1,1]
["Urrao 44",2031,null,30.466580539366621,1,1]
["Urrao 13.2",2031,null,9.9789379454306708,1,1]
["Titiribí 44 kV",2031,null,5.3432382239191458,1,1]
["Titiribí 13.2",2031,null,9.4408962211352954,1,1]
["Santa Bárbara 44kV",2031,null,20.888800008263221,1,1]
["Santa Bárbara 13.2",2031,null,14.203304583424661,1,1]
["Salgar 44 kV",2031,null,5.3777381380339566,1,1]
["Salgar 13.2",2031,null,10.33061838304223,1,1]
["Granada 13.2",2031,null,7.5755818951945644,1,1]
["Granada 44",2031,null,29.471808096667282,1,1]
["Santuario 13.2",2031,null,14.559707932203951,1,1]
["Necoclí 44",2031,null,22.352403739088398,1,1]
["Cirilo 13.2",2031,null,10.60142362014364,1,1]
["La Atoyosa 13.2",2031,null,10.740197215723409,1,1]
["Necoclí 13.2",2031,null,8.1809974202394091,1,1]
["La Atoyosa 44",2031,null,7.2770983681470884,1,1]
["Cirilo 44",2031,null,5.2695987959664121,1,1]
["Peblo Bello 44",2031,null,0.77260470207251108,1,1]
["La Cruzada 13.2",2031,null,12.5827220368275,1,1]
["Rionegro 1 44",2031,null,19.328733428496999,1,1]
["Caldas 13.2 1",2031,null,22.639914611213129,1,1]
["Nva Colonia 44",2032,null,1.8827873758348219,1,1]
["Zungo 13.2",2032,null,9.1629047680691027,1,1]
["Paso Ancho 13.2",2032,null,11.187074270856259,1,1]
["Chorodo 44",2032,null,6.1954700133693583,1,1]
["Chorodo 13.2",2032,null,22.208382941178701,1,1]
["Load_Antioquia 13.2",2032,null,15.891549089495911,1,1]
["Antioquia 44",2032,null,9.6696277926448175,1,1]
["Urra 220",2032,null,14.09098274825193,1,1]
["Zungo 44",2032,null,6.0754017110598388,1,1]
["Chigorodo 44",2032,null,23.070224404845209,1,1]
["Cañas Gordas 13.2",2032,null,7.9377761506240061,1,1]
["Cañas Gordas 44",2032,null,5.976685755862178,1,1]
["Jaguas 220",2032,null,8.7081839231113207,1,1]
["San Jeronimo 44",2032,null,2.940761502938209,1,1]
["Comuneros 220",2032,null,3.2015684391187409,1,1]
["Primavera 500",2032,1000,8.15412250616329,1,1]
["Cerromatoso 500",2032,null,9.6412467704991514,1,1]
["Chinu 500",2032,null,10.389525391114111,1,1]
["Malena 220",2032,143.75,20.5313856383864,1,1]
["Esmeralda 220",2032,null,2.7943199467784692,1,1]
["Virginia 500",2032,null,13.41458929533793,1,1]
["Lagunas 13.2",2032,null,27.75946302933302,1,1]
["Cerromatoso 220",2032,null,27.767269346266971,1,1]
["Virginia 220",2032,null,6.4473061532506897,1,1]
["Guadalupe 44",2032,20.012857822167799,17.533510873898219,1,1]
["El Salto 44",2032,null,17.240708347408582,1,1]
["Guadalupe 13.2",2032,null,27.044377895787431,1,1]
["Santa Rosa 44",2032,null,13.69350935453696,1,1]
["Riogrande 44",2032,null,12.020612670443681,1,1]
["San Carlos 13.2",2032,null,10.166637148195409,1,1]
["Juanes 13.2",2032,null,11.120555477065331,1,1]
["Andes 44 kV",2032,null,18.445279837689728,1,1]
["Jericó 13.2",2032,null,12.858453485489539,1,1]
["Hispania 13.2",2032,null,13.450144774820849,1,1]
["Támesis 13.2",2032,null,10.52069723710124,1,1]
["Támesis 44",2032,null,21.999105928198158,1,1]
["Taparto 13.2",2032,null,9.5952103177211985,1,1]
["Tarso 13.2",2032,null,10.035708934148859,1,1]
["Valparaiso 13.2",2032,null,6.25E-2,1,1]
["Valparaíso 44kV",2032,null,6.0433130902224326,1,1]
["Bolonbolo 44",2032,null,17.04923447080294,1,1]
["Bolonbolo 13.8",2032,null,13.579572421339551,1,1]
["Otu 44",2032,null,4.8713674983776496,1,1]
["La Cruzada 44",2032,null,26.340298468603219,1,1]
["San Roque 44",2032,null,7.055857244487024,1,1]
["Sn Jose Nus 44",2032,null,29.897106996107421,1,1]
["Calizas 13.2",2032,null,22.877981127198211,1,1]
["Calizas 44",2032,null,15.227818319468611,1,1]
["ECocorná 13.2",2032,null,10.216664975924919,1,1]
["ECocorná 44",2032,null,4.2161986421818556,1,1]
["Playas 13.2",2032,null,26.312918288022221,1,1]
["Oriente 13.2",2032,null,13.15068846253393,1,1]
["La Union 44",2032,null,27.675181917250239,1,1]
["Abejorral 44",2032,null,36.49933920547717,1,1]
["La Ceja 44",2032,null,18.01966382065384,1,1]
["San Pedro Uraba 13.2",2032,null,9.75250081301796,1,1]
["Urra 110",2032,null,19.14313966585733,1,1]
["Arboletes 13.2",2032,null,10.15212259130181,1,1]
["Arboletes 44",2032,null,24.38120236066927,1,1]
["Guarcama 44",2032,null,17.392536413874041,1,1]
["Chinu 220",2032,null,20.529958712377919,1,1]
["Sonsón 13.2",2032,null,19.155287210912579,1,1]
["Nariño 44",2032,null,6.0710920828406483,1,1]
["Nariño 13.2",2032,null,11.204535426567089,1,1]
["Abejorral 13.2",2032,null,15.52497399098446,1,1]
["Vlla Hermosa 13.2",2032,null,1.5195126914897801,1,1]
["Ayura 13.8",2032,null,21.70418267196516,1,1]
["Cordova 13.2",2032,null,6.25E-2,1,1]
["Miraflores 13.2",2032,null,4.1640986893873198,1,1]
["El Jardin 44",2032,null,5.7238038860037079,1,1]
["Guarumo 44",2032,null,4.7846018063835363,1,1]
["La Palmera 13.2",2032,null,22.639429996094201,1,1]
["Margento 13.2",2032,null,11.044512507333049,1,1]
["La Palmera 44",2032,null,5.2189620205651588,1,1]
["Cuturu 13.2",2032,null,11.2798849397665,1,1]
["Colorado 13.2",2032,null,11.10445771752779,1,1]
["Caceri 13.2",2032,null,11.03426660683162,1,1]
["Carrieles 13.2",2032,null,26.12089033575792,1,1]
["Amaga 13.2",2032,null,8.2805200310072404,1,1]
["Amagá 44 kV",2032,null,6.2567323560042656,1,1]
["Fredonia 13.2",2032,null,11.531410638910261,1,1]
["Fredonia 44 kV",2032,null,12.760750562795151,1,1]
["Carrieles 44",2032,null,12.690791033697099,1,1]
["Tarso",2032,null,2.3940858626061479,1,1]
["Miraflores 44",2032,null,0.91120719629991953,1,1]
["Salamina 115",2032,null,22.162924682557271,1,1]
["Guayabal 110",2032,null,0.63152372185592753,1,1]
["Barbosa 44",2032,null,11.521687415585021,1,1]
["Envigado 2 44",2032,null,25.879021010306321,1,1]
["Esmeralda CQR 115",2032,null,1.6219601348034201,1,1]
["Taparto 44 kV",2032,null,5.2820758872388689,1,1]
["Concordia 44",2032,null,4.956975743166077,1,1]
["Concordia 13.2",2032,null,8.7634113460086045,1,1]
["Caldas 44",2032,null,14.93589469749892,1,1]
["Betualia 44",2032,null,22.966908404580931,1,1]
["Betualia 13.2",2032,null,15.866703132542691,1,1]
["Urrao 44",2032,null,30.466580539366621,1,1]
["Urrao 13.2",2032,null,9.9789379454306708,1,1]
["Titiribí 44 kV",2032,null,5.3432382239191458,1,1]
["Titiribí 13.2",2032,null,9.4408962211352954,1,1]
["Santa Bárbara 44kV",2032,null,20.888800008263221,1,1]
["Santa Bárbara 13.2",2032,null,14.203304583424661,1,1]
["Salgar 44 kV",2032,null,5.3777381380339566,1,1]
["Salgar 13.2",2032,null,10.33061838304223,1,1]
["Granada 13.2",2032,null,7.5755818951945644,1,1]
["Granada 44",2032,null,29.471808096667282,1,1]
["Santuario 13.2",2032,null,14.559707932203951,1,1]
["Necoclí 44",2032,null,22.352403739088398,1,1]
["Cirilo 13.2",2032,null,10.60142362014364,1,1]
["La Atoyosa 13.2",2032,null,10.740197215723409,1,1]
["Necoclí 13.2",2032,null,8.1809974202394091,1,1]
["La Atoyosa 44",2032,null,7.2770983681470884,1,1]
["Cirilo 44",2032,null,5.2695987959664121,1,1]
["Peblo Bello 44",2032,null,0.77260470207251108,1,1]
["La Cruzada 13.2",2032,null,12.5827220368275,1,1]
["Rionegro 1 44",2032,null,19.328733428496999,1,1]
["Caldas 13.2 1",2032,null,22.639914611213129,1,1]
["Nva Colonia 44",2033,null,1.8827873758348219,1,1]
["Zungo 13.2",2033,null,9.1629047680691027,1,1]
["Paso Ancho 13.2",2033,null,11.187074270856259,1,1]
["Chorodo 44",2033,null,6.1954700133693583,1,1]
["Chorodo 13.2",2033,null,22.208382941178701,1,1]
["Load_Antioquia 13.2",2033,null,15.891549089495911,1,1]
["Antioquia 44",2033,null,9.6696277926448175,1,1]
["Urra 220",2033,null,14.09098274825193,1,1]
["Zungo 44",2033,null,6.0754017110598388,1,1]
["Chigorodo 44",2033,null,23.070224404845209,1,1]
["Cañas Gordas 13.2",2033,null,7.9377761506240061,1,1]
["Cañas Gordas 44",2033,null,5.976685755862178,1,1]
["Jaguas 220",2033,null,8.7081839231113207,1,1]
["San Jeronimo 44",2033,null,2.940761502938209,1,1]
["Comuneros 220",2033,null,3.2015684391187409,1,1]
["Primavera 500",2033,1000,8.15412250616329,1,1]
["Cerromatoso 500",2033,null,9.6412467704991514,1,1]
["Chinu 500",2033,null,10.389525391114111,1,1]
["Malena 220",2033,146.875,20.5313856383864,1,1]
["Esmeralda 220",2033,null,2.7943199467784692,1,1]
["Virginia 500",2033,null,13.41458929533793,1,1]
["Lagunas 13.2",2033,null,27.75946302933302,1,1]
["Cerromatoso 220",2033,null,27.767269346266971,1,1]
["Virginia 220",2033,null,6.4473061532506897,1,1]
["Guadalupe 44",2033,20.012857822167799,17.533510873898219,1,1]
["El Salto 44",2033,null,17.240708347408582,1,1]
["Guadalupe 13.2",2033,null,27.044377895787431,1,1]
["Santa Rosa 44",2033,null,13.69350935453696,1,1]
["Riogrande 44",2033,null,12.020612670443681,1,1]
["San Carlos 13.2",2033,null,10.166637148195409,1,1]
["Juanes 13.2",2033,null,11.120555477065331,1,1]
["Andes 44 kV",2033,null,18.445279837689728,1,1]
["Jericó 13.2",2033,null,12.858453485489539,1,1]
["Hispania 13.2",2033,null,13.450144774820849,1,1]
["Támesis 13.2",2033,null,10.52069723710124,1,1]
["Támesis 44",2033,null,21.999105928198158,1,1]
["Taparto 13.2",2033,null,9.5952103177211985,1,1]
["Tarso 13.2",2033,null,10.035708934148859,1,1]
["Valparaiso 13.2",2033,null,6.25E-2,1,1]
["Valparaíso 44kV",2033,null,6.0433130902224326,1,1]
["Bolonbolo 44",2033,null,17.04923447080294,1,1]
["Bolonbolo 13.8",2033,null,13.579572421339551,1,1]
["Otu 44",2033,null,4.8713674983776496,1,1]
["La Cruzada 44",2033,null,26.340298468603219,1,1]
["San Roque 44",2033,null,7.055857244487024,1,1]
["Sn Jose Nus 44",2033,null,29.897106996107421,1,1]
["Calizas 13.2",2033,null,22.877981127198211,1,1]
["Calizas 44",2033,null,15.227818319468611,1,1]
["ECocorná 13.2",2033,null,10.216664975924919,1,1]
["ECocorná 44",2033,null,4.2161986421818556,1,1]
["Playas 13.2",2033,null,26.312918288022221,1,1]
["Oriente 13.2",2033,null,13.15068846253393,1,1]
["La Union 44",2033,null,27.675181917250239,1,1]
["Abejorral 44",2033,null,36.49933920547717,1,1]
["La Ceja 44",2033,null,18.01966382065384,1,1]
["San Pedro Uraba 13.2",2033,null,9.75250081301796,1,1]
["Urra 110",2033,null,19.14313966585733,1,1]
["Arboletes 13.2",2033,null,10.15212259130181,1,1]
["Arboletes 44",2033,null,24.38120236066927,1,1]
["Guarcama 44",2033,null,17.392536413874041,1,1]
["Chinu 220",2033,null,20.529958712377919,1,1]
["Sonsón 13.2",2033,null,19.155287210912579,1,1]
["Nariño 44",2033,null,6.0710920828406483,1,1]
["Nariño 13.2",2033,null,11.204535426567089,1,1]
["Abejorral 13.2",2033,null,15.52497399098446,1,1]
["Vlla Hermosa 13.2",2033,null,1.5195126914897801,1,1]
["Ayura 13.8",2033,null,21.70418267196516,1,1]
["Cordova 13.2",2033,null,6.25E-2,1,1]
["Miraflores 13.2",2033,null,4.1640986893873198,1,1]
["El Jardin 44",2033,null,5.7238038860037079,1,1]
["Guarumo 44",2033,null,4.7846018063835363,1,1]
["La Palmera 13.2",2033,null,22.639429996094201,1,1]
["Margento 13.2",2033,null,11.044512507333049,1,1]
["La Palmera 44",2033,null,5.2189620205651588,1,1]
["Cuturu 13.2",2033,null,11.2798849397665,1,1]
["Colorado 13.2",2033,null,11.10445771752779,1,1]
["Caceri 13.2",2033,null,11.03426660683162,1,1]
["Carrieles 13.2",2033,null,26.12089033575792,1,1]
["Amaga 13.2",2033,null,8.2805200310072404,1,1]
["Amagá 44 kV",2033,null,6.2567323560042656,1,1]
["Fredonia 13.2",2033,null,11.531410638910261,1,1]
["Fredonia 44 kV",2033,null,12.760750562795151,1,1]
["Carrieles 44",2033,null,12.690791033697099,1,1]
["Tarso",2033,null,2.3940858626061479,1,1]
["Miraflores 44",2033,null,0.91120719629991953,1,1]
["Salamina 115",2033,null,22.162924682557271,1,1]
["Guayabal 110",2033,null,0.63152372185592753,1,1]
["Barbosa 44",2033,null,11.521687415585021,1,1]
["Envigado 2 44",2033,null,25.879021010306321,1,1]
["Esmeralda CQR 115",2033,null,1.6219601348034201,1,1]
["Taparto 44 kV",2033,null,5.2820758872388689,1,1]
["Concordia 44",2033,null,4.956975743166077,1,1]
["Concordia 13.2",2033,null,8.7634113460086045,1,1]
["Caldas 44",2033,null,14.93589469749892,1,1]
["Betualia 44",2033,null,22.966908404580931,1,1]
["Betualia 13.2",2033,null,15.866703132542691,1,1]
["Urrao 44",2033,null,30.466580539366621,1,1]
["Urrao 13.2",2033,null,9.9789379454306708,1,1]
["Titiribí 44 kV",2033,null,5.3432382239191458,1,1]
["Titiribí 13.2",2033,null,9.4408962211352954,1,1]
["Santa Bárbara 44kV",2033,null,20.888800008263221,1,1]
["Santa Bárbara 13.2",2033,null,14.203304583424661,1,1]
["Salgar 44 kV",2033,null,5.3777381380339566,1,1]
["Salgar 13.2",2033,null,10.33061838304223,1,1]
["Granada 13.2",2033,null,7.5755818951945644,1,1]
["Granada 44",2033,null,29.471808096667282,1,1]
["Santuario 13.2",2033,null,14.559707932203951,1,1]
["Necoclí 44",2033,null,22.352403739088398,1,1]
["Cirilo 13.2",2033,null,10.60142362014364,1,1]
["La Atoyosa 13.2",2033,null,10.740197215723409,1,1]
["Necoclí 13.2",2033,null,8.1809974202394091,1,1]
["La Atoyosa 44",2033,null,7.2770983681470884,1,1]
["Cirilo 44",2033,null,5.2695987959664121,1,1]
["Peblo Bello 44",2033,null,0.77260470207251108,1,1]
["La Cruzada 13.2",2033,null,12.5827220368275,1,1]
["Rionegro 1 44",2033,null,19.328733428496999,1,1]
["Caldas 13.2 1",2033,null,22.639914611213129,1,1]
["San Carlos 500",2023,1000,17.424757136783079,1,1]
["San Carlos 500",2024,1000,16.253773042638649,1,1]
["San Carlos 500",2025,1000,16.04128366285568,1,1]
["San Carlos 500",2026,1000,16.065224772096641,1,1]
["San Carlos 500",2027,1000,16.052870032611409,1,1]
["San Carlos 500",2028,1000,16.05287003261159,1,1]
["San Carlos 500",2029,1000,16.05287003261159,1,1]
["San Carlos 500",2030,1000,16.05287003261159,1,1]
["San Carlos 500",2031,1000,16.05287003261159,1,1]
["San Carlos 500",2032,1000,16.05287003261159,1,1]
["San Carlos 500",2033,1000,16.05287003261159,1,1]
["Antioquia 500",2023,1000,16.840932502338269,1,1]
["Antioquia 500",2024,1000,10.630216256569289,1,1]
["Antioquia 500",2025,1000,9.097240626352491,1,1]
["Antioquia 500",2026,987.109375,9.0925694160373212,1,1]
["Antioquia 500",2027,1000,9.0922927685576802,1,1]
["Antioquia 500",2028,1000,9.0922927575581305,1,1]
["Antioquia 500",2029,1000,9.0922927575581305,1,1]
["Antioquia 500",2030,1000,9.0922927575581305,1,1]
["Antioquia 500",2031,1000,9.0922927575581305,1,1]
["Antioquia 500",2032,1000,9.0922927575581305,1,1]
["Antioquia 500",2033,1000,9.0922927575581305,1,1]
["Medellin 500",2023,1000,25.395483756619608,1,1]
["Medellin 500",2024,1000,24.325586733400321,1,1]
["Medellin 500",2025,1000,24.18957805644505,1,1]
["Medellin 500",2026,980.859375,24.221458245718171,1,1]
["Medellin 500",2027,1000,24.221302775754339,1,1]
["Medellin 500",2028,1000,24.22130277575468,1,1]
["Medellin 500",2029,1000,24.22130277575468,1,1]
["Medellin 500",2030,1000,24.22130277575468,1,1]
["Medellin 500",2031,1000,24.22130277575468,1,1]
["Medellin 500",2032,1000,24.22130277575468,1,1]
["Medellin 500",2033,1000,24.22130277575468,1,1]

{"sheet":"criterios","index":2,"n_rows":8,"n_cols":2,"rows_kept":8,"cut":false,"hidden":false,"merged":[]}
["nombre","ponderacion"]
["BT_Confi",1]
["BT_Flex",1]
["EC_RE",1]
["EC_RP",0.5]
["EC_Per",1]
["EC_Mar",1]
["B_Ambiental",0.3]

{"sheet":"obras","index":3,"n_rows":1,"n_cols":13,"rows_kept":1,"cut":false,"hidden":false,"merged":[]}
["nombre","barra","zona","area","capacidadbarra","cortocircuito","capacidadzona","capacidadarea","costo","periodoini","excluyente","dependiente","obligatorio"]

{"sheet":"proyectos","index":4,"n_rows":8,"n_cols":14,"rows_kept":8,"cut":false,"hidden":false,"merged":[]}
["nombre","capacidad","tipo","barra","area","obra","excluyente","fpo","periodoIni","fpomax","fila","obligatorio","activo","ordenLlegada"]
["SC_1329_A1",13.7,"PCH","El Salto 220","ANTIOQUIA",null,"SC_1329_A2","2027-06-30",2027,"2027-06-30",2,0,1,27]
["SC_1329_A2",13.7,"PCH","Guadalupe 220","ANTIOQUIA",null,"SC_1329_A3","2027-06-30",2027,"2027-06-30",2,0,1,28]
["SC_1329_A3",13.7,"PCH","Guadalupe 44","ANTIOQUIA",null,"SC_1329_A1","2027-06-30",2027,"2027-06-30",2,0,1,29]
["SC_987_A1",2,"PCH","El Limon 44","ANTIOQUIA",null,null,"2027-12-31",2027,"2027-12-31",2,0,1,36]
["SC_2301_A1",19.899999999999999,"PCH","Hispania 44 kV","ANTIOQUIA",null,null,"2026-12-31",2026,"2026-12-31",2,0,1,40]
["SC_1979_A1",9.9,"PCH","Santa Isabel 44","ANTIOQUIA",null,"SC_1979_A2","2027-06-30",2027,"2027-06-30",2,0,1,94]
["SC_1979_A2",9.9,"PCH","Tigre 44","ANTIOQUIA",null,"SC_1979_A1","2027-06-30",2027,"2027-06-30",2,0,1,95]

{"sheet":"cortocircuito","index":5,"n_rows":1848,"n_cols":3,"rows_kept":1848,"cut":false,"hidden":false,"merged":[]}
["nombre","barra","aportecortocircuito"]
["SC_1010_A1","Guárcama 110",0]
["SC_1010_A1","Lagunas 110",0]
["SC_1010_A1","Nva Colonia 13.2",3.0000000000000001E-3]
["SC_1010_A1","Nva Colonia 44",8.0000000000000002E-3]
["SC_1010_A1","Paso Ancho 44",0]
["SC_1010_A1","San Jeronimo 110",0]
["SC_1010_A1","Zungo 13.2",1E-3]
["SC_1010_A1","Paso Ancho 13.2",0]
["SC_1010_A1","Antioquia 110",0]
["SC_1010_A1","Chorodo 44",0]
["SC_1010_A1","Chorodo 13.2",0]
["SC_1010_A1","Load_Antioquia 13.2",0]
["SC_1010_A1","Antioquia 44",0]
["SC_1010_A1","Apartado 110",1.4E-2]
["SC_1010_A1","Apartado 13.2",1.4E-2]
["SC_1010_A1","Urra 220",1.7999999999999999E-2]
["SC_1010_A1","Occidente 110",0]
["SC_1010_A1","Cabañas 110",0]
["SC_1010_A1","Apartado 44",0.01]
["SC_1010_A1","Carepa 13.2",3.0000000000000001E-3]
["SC_1010_A1","Zungo 44",1E-3]
["SC_1010_A1","Chigorodo 44",2E-3]
["SC_1010_A1","Chigorodo 13.2",1E-3]
["SC_1010_A1","Chorodo 110",0]
["SC_1010_A1","Cañas Gordas 13.2",0]
["SC_1010_A1","Carepa 44",2E-3]
["SC_1010_A1","Cañas Gordas 44",0]
["SC_1011_A1","Pto Nare 110",0]
["SC_1011_A1","Cocorna 110",0]
["SC_1011_A1","Jaguas 220",0.03]
["SC_1016_A1","Paso Ancho 13.2",0.05]
["SC_1016_A1","Apartado 13.2",0.18]
["SC_1016_A1","Carepa 44",0.01]
["SC_1016_A1","Urra 220",0.02]
["SC_1016_A1","Nva Colonia 44",0.02]
["SC_1020_A1","Chigorodo 44",0]
["SC_1020_A1","Chigorodo 13.2",0]
["SC_1020_A1","Caucheras 13.2",0.25]
["SC_1020_A1","Apartado 44",0]
["SC_1020_A1","Apartado 13.2",0]
["SC_1020_A1","Apartado 110",0]
["SC_1020_A1","Antioquia 44",0.17]
["SC_1020_A1","Urra 220",0]
["SC_1839_A1","Zungo 13.2",2.0251999999999999E-2]
["SC_1839_A1","Guárcama 110",9.9999999999999995E-7]
["SC_1839_A1","Nva Colonia 13.2",1.4139000000000001E-2]
["SC_1839_A1","San Jeronimo 110",3.0000000000000001E-6]
["SC_1839_A1","San Jeronimo 44",9.9999999999999995E-7]
["SC_1839_A1","Uraba 110",3.2955999999999999E-2]
["SC_1839_A1","Nva Colonia 44",2.9722999999999999E-2]
["SC_1839_A1","Antioquia 110",9.9999999999999995E-7]
["SC_1839_A1","Antioquia 44",9.9999999999999995E-7]
["SC_1839_A1","Apartado 110",3.0394999999999998E-2]
["SC_1839_A1","Apartado 13.2",2.9579999999999999E-2]
["SC_1839_A1","Apartado 44",7.7120999999999995E-2]
["SC_1839_A1","Urra 220",1.7985000000000001E-2]
["SC_1839_A1","Occidente 110",5.0000000000000002E-5]
["SC_1839_A1","Cabañas 110",2.0000000000000002E-5]
["SC_1839_A1","Carepa 13.2",0.24282999999999999]
["SC_1839_A1","Carepa 44",7.7007999999999993E-2]
["SC_1839_A1","Chigorodo 13.2",1.4959999999999999E-2]
["SC_1839_A1","Zungo 44",3.3910000000000003E-2]
["SC_1839_A1","Chigorodo 44",8.3429999999999997E-3]
["SC_1844_A1","San Carlos 220",0.17]
["SC_1844_A1","Antioquia 500",-0.06]
["SC_1844_A1","Playas 220",0.03]
["SC_1844_A1","Guatape 220",0.05]
["SC_1844_A1","Comuneros 220",-0.03]
["SC_1844_A1","Primavera 220",0.04]
["SC_1844_A1","Primavera 500",-0.02]
["SC_1844_A1","Porce III 500",-0.05]
["SC_1844_A1","Oriente 220",0.02]
["SC_1844_A1","Cerromatoso 500",-0.1]
["SC_1844_A1","Chinu 500",-0.12]
["SC_1844_A1","Malena 220",0.02]
["SC_1844_A1","La Sierra 220",1.42]
["SC_1844_A1","Jaguas 220",0.03]
["SC_1786_A1","Pto Boyaca 110",0]
["SC_1786_A1","La Sierra 110",0]
["SC_1786_A1","Cocorna 110",0]
["SC_1786_A1","Pto Nare 110",0]
["SC_1786_A1","Calizas 110",0]
["SC_1786_A1","Rio Claro 110",0]
["SC_1786_A1","Vasconia 110",0]
["SC_1786_A1","Bello 110",0]
["SC_1786_A1","Guayabal 220",0]
["SC_1786_A1","Guatape 220",0]
["SC_1786_A1","Envigado 110",0]
["SC_1786_A1","San Carlos 220",0]
["SC_1786_A1","San Carlos 500",0]
["SC_1786_A1","La Sierra 220",0]
["SC_1786_A1","Sonson 110",0]
["SC_1786_A1","Playas 220",0]
["SC_1786_A1","Primavera 500",0]
["SC_1786_A1","Cerromatoso 500",0]
["SC_1786_A1","Miraflores 110",0]
["SC_1786_A1","Ancon ISA 220",0]
["SC_1786_A1","Esmeralda 220",0]
["SC_1786_A1","Primavera 220",0]
["SC_1098_A1","Comuneros 220",7.0000000000000007E-2]
["SC_1098_A1","Antioquia 500",-0.03]
["SC_1098_A1","Playas 220",7.0000000000000007E-2]
["SC_1098_A1","Guatape 220",0.1]
["SC_1098_A1","Primavera 500",0.19]
["SC_1098_A1","La Sierra 220",0.09]
["SC_1098_A1","Primavera 220",1.1399999999999999]
["SC_1098_A1","San Carlos 500",0.04]
["SC_1098_A1","San Carlos 220",0.11]
["SC_1098_A1","Porce III 500",-0.02]
["SC_1098_A1","Jaguas 220",0.09]
["SC_1098_A1","Cerromatoso 500",-0.06]
["SC_1098_A1","Chinu 500",-0.1]
["SC_1098_A1","Malena 220",0.34]
["SC_1098_A1","Oriente 220",0.05]
["SC_1098_A1","Virginia 500",0.01]
["SC_1916_A1","Malena 44",0.18]
["SC_1916_A1","Primavera 220",0.03]
["SC_1916_A1","Malena 220",0.03]
["SC_1916_A1","Primavera 500",0.01]
["SC_2059_A1","Antioquia 110",0.05]
["SC_2059_A1","San Jeronimo 110",0.02]
["SC_2059_A1","San Jeronimo 44",-0.01]
["SC_2059_A1","Lagunas 44",1.2]
["SC_2059_A1","Lagunas 13.2",7.0000000000000007E-2]
["SC_2059_A1","Lagunas 110",0.31]
["SC_2059_A1","Dabeiba (Lagunas) 44",0.71]
["SC_2059_A1","Chorodo 44",0.05]
["SC_2059_A1","Chorodo 110",0.17]
["SC_2059_A1","Buritica 110 kV",0.03]
["SC_2059_A1","Paso Ancho 13.2",-0.01]
["SC_2059_A1","Caucheras 110",0.09]
["SC_12_A1","Cerromatoso 500",7.0000000000000007E-2]
["SC_12_A1","Comuneros 220",0.14000000000000001]
["SC_12_A1","Envigado 220",7.0000000000000007E-2]
["SC_12_A1","Guatape 220",0.18]
["SC_12_A1","Jaguas 220",0.15]
["SC_12_A1","La Sierra 220",0.14000000000000001]
["SC_12_A1","Oriente 220",0.08]
["SC_12_A1","Playas 220",0.12]
["SC_12_A1","Porce III 500",0.08]
["SC_12_A1","Primavera 220",0.72]
["SC_12_A1","Primavera 500",0.2]
["SC_12_A1","San Carlos 220",0.23]
["SC_12_A1","San Carlos 500",0.12]
["SC_12_A1","Malena 220",0.4]
["SC_1255_A1","Playas 220",0.02]
["SC_1255_A1","San Carlos 220",7.0000000000000007E-2]
["SC_1255_A1","Malena 220",0.19]
["SC_1255_A1","Primavera 220",0.59]
["SC_1255_A1","La Sierra 220",0.03]
["SC_1255_A1","Jaguas 220",0.03]
["SC_1255_A1","Porce III 500",0.02]
["SC_1255_A1","Primavera 500",0.12]
["SC_1255_A1","San Carlos 500",0.05]
["SC_1255_A1","Cerromatoso 500",0.02]
["SC_1255_A1","Comuneros 220",0.03]
["SC_1255_A1","Guatape 220",0.05]
["SC_1279_A1","Playas 220",0.11]
["SC_1279_A1","San Carlos 500",0.24]
["SC_1279_A1","San Carlos 220",0.36]
["SC_1279_A1","Primavera 500",0.41]
["SC_1279_A1","Primavera 220",0.41]
["SC_1279_A1","Malena 220",0.24]
["SC_1279_A1","La Sierra 220",0.14000000000000001]
["SC_1279_A1","Jaguas 220",0.14000000000000001]
["SC_1279_A1","Comuneros 220",0.12]
["SC_1279_A1","Chinu 500",0.11]
["SC_1279_A1","Guatape 220",0.2]
["SC_1279_A1","Cerromatoso 500",0.15]
["SC_1902_A1","Cerromatoso 220",7.0000000000000001E-3]
["SC_1902_A1","Chinu 500",7.0000000000000001E-3]
["SC_1902_A1","Uraba 110",4.0000000000000001E-3]
["SC_1902_A1","Apartado 110",4.0000000000000001E-3]
["SC_1902_A1","Porce III 500",4.0000000000000001E-3]
["SC_1902_A1","Caucheras 110",7.0000000000000001E-3]
["SC_2277_A1","Virginia 500",4.8999999999999998E-3]
["SC_2277_A1","La Sierra 220",1.2999999999999999E-3]
["SC_2277_A1","Medellin 220",2.46E-2]
["SC_2277_A1","Medellin 500",4.7000000000000002E-3]
["SC_2277_A1","Miraflores 220",1.14E-2]
["SC_2277_A1","Occidente 110",1.29E-2]
["SC_2277_A1","Primavera 220",3.0999999999999999E-3]
["SC_2277_A1","Primavera 500",2.1000000000000003E-3]
["SC_2277_A1","Quibdo 115",3.0200000000000001E-2]
["SC_2277_A1","Rodeo 110",3.2399999999999998E-2]
["SC_2277_A1","San Carlos 220",2.3199999999999998E-2]
["SC_2277_A1","San Carlos 500",4.4999999999999997E-3]
["SC_2277_A1","Itagui 110",1.04E-2]
["SC_2277_A1","Virginia 115",4.5999999999999999E-3]
["SC_2277_A1","Virginia 220",2.64E-2]
["SC_2277_A1","Zamora 110",3.2000000000000002E-3]
["SC_2277_A1","San Jeronimo 110",0]
["SC_2277_A1","Horizonte 110",2.7000000000000001E-3]
["SC_2277_A1","Esmeralda 220",5.16E-2]
["SC_2277_A1","Hispania 110",2.9950000000000001]
["SC_2277_A1","Ancon EPM 220",3.8299999999999994E-2]
["SC_2277_A1","Ancon ISA 220",3.7100000000000001E-2]
["SC_2277_A1","Barroso 110",0.1205]
["SC_2277_A1","Belen (Antioquia) 110",1.14E-2]
["SC_2277_A1","Bolombolo 110",0.35830000000000001]
["SC_2277_A1","Carrieles 110",0.38100000000000001]
["SC_2277_A1","Certegui 115",9.7999999999999997E-3]
["SC_2277_A1","Colombia 110",5.8999999999999999E-3]
["SC_2277_A1","El Siete 115",2.8199999999999999E-2]
["SC_2277_A1","Envigado 110",4.7600000000000003E-2]
["SC_2277_A1","Cabañas 110",2.3999999999999998E-3]
["SC_2277_A1","Envigado 220",8.8999999999999999E-3]
["SC_1302_A1","Jaguas 220",7.0000000000000007E-2]
["SC_1302_A1","Guatape 220",0.1]
["SC_1302_A1","La Sierra 220",0.03]
["SC_1302_A1","Comuneros 220",0.03]
["SC_1302_A1","Malena 220",0.78]
["SC_1302_A1","Primavera 220",0.65]
["SC_1302_A1","Playas 220",0.03]
["SC_1302_A1","San Carlos 220",0.1]
["SC_1302_A1","Cerromatoso 500",0.02]
["SC_1302_A1","San Carlos 500",0.06]
["SC_1302_A1","Porce III 500",0.02]
["SC_1302_A1","Primavera 500",0.13]
["SC_1329_A1","Barbosa 220",0.05]
["SC_1329_A1","El Salto 220",0.12]
["SC_1329_A1","Guadalupe 44",0.08]
["SC_1329_A1","Porce 220",0.08]
["SC_1329_A1","El Salto 44",0.05]
["SC_1329_A1","Barbosa 110",0.01]
["SC_1848_A1","Barbosa 220",0.06]
["SC_1848_A1","El Salto 220",0.15]
["SC_1848_A1","Guadalupe 44",0.11]
["SC_1848_A1","Porce 220",0.1]
["SC_1848_A1","Porce 110",0]
["SC_1848_A1","El Salto 44",0.05]
["SC_1848_A1","Zamora 110",0.01]
["SC_1848_A1","Yarumal II 110",0]
["SC_1848_A1","Amalfi 110",0]
["SC_1848_A1","Guadalupe 13.2",0]
["SC_1848_A1","Yarumal 110",0]
["SC_1848_A1","Santa Rosa 44",0]
["SC_1848_A1","Riogrande 44",0]
["SC_1848_A1","Guadalupe 220",0]
["SC_1848_A1","Amalfi 44",0]
["SC_1848_A1","El Salto (EPM) 110",0]
["SC_1848_A1","Cruzada 110",0]
["SC_1848_A1","Barbosa 110",0.01]
["SC_1848_A1","Riogrande 110",0]
["SC_1848_A1","Nva Sta Rosa 110",0]
["SC_1848_A1","Amalfi 13.2",0]
["SC_1848_A1","Guárcama 110",0]
["SC_1848_A1","Girardota 110",0.01]
["SC_1922_A1","Calderas 110",7.0000000000000007E-2]
["SC_1922_A1","Cocorna 110",0.1]
["SC_1922_A1","La Sierra 110",0.21]
["SC_1922_A1","Pto Boyaca 110",0.08]
["SC_1922_A1","Rio Claro 110",0.06]
["SC_1922_A1","San Carlos 220",0.45]
["SC_1922_A1","San Lorenzo 110",0.12]
["SC_1922_A1","La Sierra 220",1.72]
["SC_1922_A1","Calizas 110",0.06]
["SC_1368_A1","Primavera 220",0.41]
["SC_1370_A1","Primavera 220",0.41]
["SC_2030_A1","San Carlos 13.2",0.04]
["SC_2030_A1","Guatape 110",0.04]
["SC_2030_A1","Juanes 13.2",0.06]
["SC_2030_A1","Juanes 44",0.87]
["SC_2030_A1","San Carlos 220",0.01]
["SC_2030_A1","Playas 220",0.03]
["SC_2030_A1","Guatape 220",0.03]
["SC_2030_A1","Playas 110",0.18]
["SC_2030_A1","Oriente 220",0.01]
["SC_2030_A1","Cocorna 110",0.01]
["SC_2030_A1","Calderas 110",0.01]
["SC_2030_A1","San Carlos 44",0.13]
["SC_2030_A1","Pto Nare 110",0.02]
["SC_1389_A1","Bolombolo 110",0.03]
["SC_1389_A1","Andes 13.2",0.56000000000000005]
["SC_1389_A1","Andes 44 kV",0.16]
["SC_1389_A1","Bolivar 44 kV",0.02]
["SC_1389_A1","Jericó 13.2",0.02]
["SC_1389_A1","Hispania 110",0.05]
["SC_1389_A1","Hispania 13.2",0.22]
["SC_1389_A1","Hispania 44 kV",0.19]
["SC_1389_A1","Jericó 44 kV",0.04]
["SC_1389_A1","Támesis 13.2",0.01]
["SC_1389_A1","Támesis 44",0.01]
["SC_1389_A1","Taparto 13.2",0.03]
["SC_1389_A1","Tarso 13.2",0.01]
["SC_1389_A1","Valparaiso 13.2",0.01]
["SC_1389_A1","Valparaíso 44kV",0.01]
["SC_1389_A1","Bolonbolo 44",0.01]
["SC_1389_A1","Bolonbolo 13.8",0.02]
["SC_1971_A1","Amalfi 13.2",0.08]
["SC_1971_A1","Guadalupe 220",0.01]
["SC_1971_A1","Guadalupe 13.2",0.01]
["SC_1971_A1","Amalfi 44",0.01]
["SC_1966_A1","Guatape 110",-0.01]
["SC_1966_A1","La Sierra 110",0]
["SC_1966_A1","Playas 110",0]
["SC_1966_A1","San Lorenzo 110",0]
["SC_1966_A1","Rio Claro 110",0]
["SC_1966_A1","Vasconia 110",0]
["SC_1966_A1","Pto Boyaca 110",-0.01]
["SC_1966_A1","Cocorna 110",0]
["SC_1966_A1","Pto Nare 110",0]
["SC_1966_A1","Calderas 110",0]
["SC_1966_A1","San Carlos 500",0.01]
["SC_1966_A1","Guatape 220",0.01]
["SC_1966_A1","La Sierra 220",0.35]
["SC_1966_A1","Malena 220",0]
["SC_1966_A1","Primavera 500",0.01]
["SC_1966_A1","Primavera 220",0.01]
["SC_1966_A1","San Carlos 220",0.08]
["SC_1966_A1","Playas 220",0]
["SC_1966_A1","Calizas 110",0]
["SC_1979_A1","El Salto 220",0.01]
["SC_1979_A1","Otu 44",0.31]
["SC_1979_A1","Santa Isabel 13.2",0.03]
["SC_1979_A1","Santa Isabel 44",0.53]
["SC_1979_A1","Amalfi 110",0.02]
["SC_1979_A1","Cruzada 110",0.06]
["SC_1979_A1","El Salto 44",0.04]
["SC_1979_A1","Otu 13.2",0.09]
["SC_1979_A1","Guadalupe 44",0.01]
["SC_1979_A1","La Cruzada 44",0.17]
["SC_1979_A1","El Salto (EPM) 110",0.01]
["SC_1980_A1","El Salto 44",0.01]
["SC_1980_A1","El Limon 13.2",0.4]
["SC_1980_A1","El Limon 44",0.1]
["SC_1980_A1","Porce 110",0.01]
["SC_1980_A1","San Roque 44",0.01]
["SC_1980_A1","Sn Jose Nus 44",0.01]
["SC_1515_A1","San Carlos 500",0]
["SC_1515_A1","Guatape 110",-0.01]
["SC_1515_A1","La Sierra 110",-0.01]
["SC_1515_A1","Playas 110",-0.01]
["SC_1515_A1","Primavera 220",0.15]
["SC_1515_A1","Playas 220",-0.01]
["SC_1515_A1","Malena 220",0]
["SC_1515_A1","La Sierra 220",-0.01]
["SC_1515_A1","Jaguas 220",-0.01]
["SC_1515_A1","Guatape 220",-0.01]
["SC_1515_A1","Primavera 500",0.01]
["SC_1515_A1","Cerromatoso 500",0]
["SC_1515_A1","San Carlos 220",-0.01]
["SC_1529_A1","San Lorenzo 110",0.01]
["SC_1529_A1","Sonson 110",0]
["SC_1529_A1","San Lorenzo II 110",0.01]
["SC_1529_A1","Rio Claro 110",0]
["SC_1529_A1","Playas 110",0.02]
["SC_1529_A1","Pto Nare 110",0]
["SC_1529_A1","Calderas 110",0.03]
["SC_1529_A1","Calizas 110",0]
["SC_1529_A1","Calizas 13.2",0]
["SC_1529_A1","Calizas 44",0]
["SC_1529_A1","Cocorna 110",0]
["SC_1529_A1","ECocorná 13.2",0]
["SC_1529_A1","Guatape 110",0.12]
["SC_1529_A1","ECocorná 44",0]
["SC_1529_A1","Guatape 13.2",1.1100000000000001]
["SC_1529_A1","Playas 13.2",0]
["SC_1529_A1","Playas 220",0.01]
["SC_1529_A1","Guatape 220",0.02]
["SC_2163_A1","Calizas 110",0.06]
["SC_2163_A1","Calderas 110",7.0000000000000007E-2]
["SC_2163_A1","La Sierra 220",1.72]
["SC_2163_A1","San Carlos 220",0.45]
["SC_2163_A1","San Lorenzo 110",0.12]
["SC_2163_A1","Cocorna 110",0.1]
["SC_2163_A1","La Sierra 110",0.21]
["SC_2163_A1","Rio Claro 110",0.06]
["SC_2163_A1","Pto Boyaca 110",0.08]
["SC_1974_A1","Oriente 220",0.01]
["SC_1974_A1","Sonsón 44",0.02]
["SC_1974_A1","Sonson 110",0.01]
["SC_1974_A1","Oriente 13.2",0]
["SC_1974_A1","Oriente 110",0.04]
["SC_1974_A1","La Unión 13.2",0.57999999999999996]
["SC_1974_A1","La Union 44",0.16]
["SC_1974_A1","La Ceja 13.2",0.04]
["SC_1974_A1","La Ceja 110",0.05]
["SC_1974_A1","Abejorral 44",0.03]
["SC_1974_A1","La Ceja 44",0.11]
["SC_1553_A1","Cerromatoso 500",0.01]
["SC_1553_A1","Turbo 13.2",0.01]
["SC_1553_A1","San Pedro Uraba 13.2",0]
["SC_1553_A1","Chigorodo 44",0]
["SC_1553_A1","Chigorodo 13.2",0.01]
["SC_1553_A1","Cerromatoso 220",0]
["SC_1553_A1","Carepa 44",0.01]
["SC_1553_A1","Carepa 13.2",0.01]
["SC_1553_A1","Zungo 44",0]
["SC_1553_A1","Zungo 13.2",0]
["SC_1553_A1","Urra 110",0.01]
["SC_1553_A1","Nva Colonia 13.2",0]
["SC_1553_A1","Urra 220",0.02]
["SC_1553_A1","Turbo 44",0]
["SC_1553_A1","Apartado 44",0.01]
["SC_1553_A1","Apartado 110",0.03]
["SC_1553_A1","Apartado 13.2",0.24]
["SC_1553_A1","Arboletes 13.2",0]
["SC_1553_A1","Arboletes 44",0]
["SC_1553_A1","Uraba 110",0.03]
["SC_1553_A1","Nva Colonia 44",0.01]
["SC_1554_A1","Apartado 44",7.0000000000000007E-2]
["SC_1554_A1","Apartado 110",0.03]
["SC_1554_A1","Apartado 13.2",0.1]
["SC_1554_A1","Arboletes 13.2",0]
["SC_1554_A1","Chigorodo 13.2",0.01]
["SC_1554_A1","Chigorodo 44",0.01]
["SC_1554_A1","Nva Colonia 13.2",0]
["SC_1554_A1","Nva Colonia 44",0.01]
["SC_1554_A1","Turbo 13.2",0]
["SC_1554_A1","Turbo 44",0.01]
["SC_1554_A1","Uraba 110",0.03]
["SC_1554_A1","Urra 220",0.01]
["SC_1554_A1","Zungo 13.2",0]
["SC_1554_A1","Carepa 13.2",0.02]
["SC_2148_A1","San Jeronimo 110",0.04]
["SC_2148_A1","Lagunas 44",0.6]
["SC_2148_A1","Chorodo 44",0.09]
["SC_2148_A1","Chorodo 110",0.16]
["SC_2148_A1","Cañas Gordas 44",0.02]
["SC_2148_A1","Caucheras 110",0.06]
["SC_2148_A1","Buritica 110 kV",0.05]
["SC_2148_A1","Guárcama 110",0.01]
["SC_2148_A1","Guarcama 44",0]
["SC_2148_A1","Dabeiba (Lagunas) 44",0.68]
["SC_2148_A1","Lagunas 110",0.19]
["SC_2148_A1","Paso Ancho 44",0.02]
["SC_2148_A1","San Jeronimo 44",0.01]
["SC_2148_A1","Antioquia 110",0.09]
["SC_2148_A1","Antioquia 44",0.02]
["SC_2148_A1","Occidente 110",0.03]
["SC_1580_A1","Cerromatoso 500",0.01]
["SC_1580_A1","Chinu 500",0]
["SC_1580_A1","Urra 220",0.02]
["SC_1580_A1","Chinu 220",0.02]
["SC_1580_A1","Cerromatoso 220",0]
["SC_1580_A1","Caucasia 44 I",0.28999999999999998]
["SC_1625_A1","Comuneros 220",0.01]
["SC_1625_A1","Primavera 500",0.3]
["SC_1625_A1","Primavera 220",1.82]
["SC_2226_A1","Sonsón 13.2",0.2]
["SC_2226_A1","Sonson 110",0.1]
["SC_2226_A1","San Lorenzo 110",0.01]
["SC_2226_A1","Rionegro 110",0.01]
["SC_2226_A1","Oriente 110",0.01]
["SC_2226_A1","La Ceja 110",0.01]
["SC_2226_A1","Sonsón 44",0.6]
["SC_2226_A1","La Unión 13.2",0.01]
["SC_2226_A1","Nariño 44",0.1]
["SC_2226_A1","Nariño 13.2",0.01]
["SC_2226_A1","La Union 44",0.01]
["SC_2226_A1","Oriente 13.2",0.02]
["SC_2226_A1","La Ceja 44",0.02]
["SC_2226_A1","Abejorral 44",0.1]
["SC_2226_A1","Abejorral 13.2",0.02]
["SC_2329_A1","San Lorenzo 110",0.12]
["SC_2329_A1","San Carlos 220",0.45]
["SC_2329_A1","Rio Claro 110",0.06]
["SC_2329_A1","Pto Boyaca 110",0.08]
["SC_2329_A1","Cocorna 110",0.1]
["SC_2329_A1","Calizas 110",0.06]
["SC_2329_A1","Calderas 110",7.0000000000000007E-2]
["SC_2329_A1","La Sierra 220",1.72]
["SC_2329_A1","La Sierra 110",0.21]
["SC_2231_A1","Vlla Hermosa 13.2",1E-3]
["SC_2231_A1","Cordova (Antioquia) 110",8.0000000000000002E-3]
["SC_2231_A1","La Ceja 110",4.3999999999999997E-2]
["SC_2231_A1","Miraflores 110",4.0000000000000001E-3]
["SC_2231_A1","Rionegro 110",1.4999999999999999E-2]
["SC_2231_A1","P Blancas 110",2E-3]
["SC_2231_A1","San Lorenzo 110",1.6E-2]
["SC_2231_A1","Sonson 110",0.115]
["SC_2231_A1","Vlla Hermosa 110",2E-3]
["SC_2231_A1","Oriente 220",6.0000000000000001E-3]
["SC_2231_A1","Sonsón 44",0.61399999999999999]
["SC_2231_A1","Oriente 110",1.7999999999999999E-2]
["SC_2231_A1","Sonsón 13.2",0.16600000000000001]
["SC_2231_A1","Abejorral 44",0.115]
["SC_2231_A1","Ayura 13.8",2E-3]
["SC_2231_A1","La Ceja 13.2",7.0000000000000001E-3]
["SC_2231_A1","Cordova 13.2",8.0000000000000002E-3]
["SC_2231_A1","La Unión 13.2",1.0999999999999999E-2]
["SC_2231_A1","La Union 44",3.2000000000000001E-2]
["SC_2231_A1","Miraflores 13.2",2E-3]
["SC_2231_A1","Nariño 13.2",8.9999999999999993E-3]
["SC_2231_A1","Nariño 44",6.6000000000000003E-2]
["SC_2231_A1","Oriente 13.2",0.02]
["SC_2231_A1","La Ceja 44",3.4000000000000002E-2]
["SC_2232_A1","El Jardin 44",0.09]
["SC_2232_A1","Guarumo 44",0.02]
["SC_2232_A1","La Palmera 13.2",0.09]
["SC_2232_A1","Margento 13.2",0.27]
["SC_2232_A1","El Jardin 13.2",0.01]
["SC_2232_A1","La Palmera 44",0.28999999999999998]
["SC_2232_A1","Cuturu 13.2",0.1]
["SC_2232_A1","Colorado 13.2",0.22]
["SC_2232_A1","Chinu 500",0.01]
["SC_2232_A1","Caceri 13.2",0.32]
["SC_2232_A1","Cerromatoso 500",0.01]
["SC_2211_A1","La Ceja 110",4.2999999999999997E-2]
["SC_2211_A1","Sonsón 44",0.60899999999999999]
["SC_2211_A1","Vlla Hermosa 13.2",1E-3]
["SC_2211_A1","Cordova (Antioquia) 110",8.0000000000000002E-3]
["SC_2211_A1","Miraflores 110",4.0000000000000001E-3]
["SC_2211_A1","Rionegro 110",1.4999999999999999E-2]
["SC_2211_A1","Oriente 110",1.7999999999999999E-2]
["SC_2211_A1","P Blancas 110",2E-3]
["SC_2211_A1","Sonsón 13.2",0.16400000000000001]
["SC_2211_A1","San Lorenzo 110",1.6E-2]
["SC_2211_A1","Sonson 110",0.114]
["SC_2211_A1","Vlla Hermosa 110",2E-3]
["SC_2211_A1","Oriente 220",6.0000000000000001E-3]
["SC_2211_A1","Abejorral 13.2",2.4E-2]
["SC_2211_A1","Ayura 13.8",2E-3]
["SC_2211_A1","Cordova 13.2",8.0000000000000002E-3]
["SC_2211_A1","Abejorral 44",0.114]
["SC_2211_A1","La Ceja 44",3.4000000000000002E-2]
["SC_2211_A1","La Unión 13.2",1.0999999999999999E-2]
["SC_2211_A1","La Union 44",3.2000000000000001E-2]
["SC_2211_A1","Miraflores 13.2",2E-3]
["SC_2211_A1","Nariño 13.2",8.9999999999999993E-3]
["SC_2211_A1","Nariño 44",6.6000000000000003E-2]
["SC_2211_A1","Oriente 13.2",0.02]
["SC_2211_A1","La Ceja 13.2",7.0000000000000001E-3]
["SC_2328_A1","San Lorenzo 110",0.12]
["SC_2328_A1","San Carlos 220",0.45]
["SC_2328_A1","Rio Claro 110",0.06]
["SC_2328_A1","Pto Boyaca 110",0.08]
["SC_2328_A1","Calderas 110",7.0000000000000007E-2]
["SC_2328_A1","Cocorna 110",0.1]
["SC_2328_A1","Calizas 110",0.06]
["SC_2328_A1","La Sierra 220",1.72]
["SC_2328_A1","La Sierra 110",0.21]
["SC_824_A1","Envigado 220",0.11]
["SC_824_A1","Comuneros 220",0.16]
["SC_824_A1","Guatape 220",0.26]
["SC_824_A1","Cerromatoso 500",0.2]
["SC_824_A1","Jaguas 220",0.17]
["SC_824_A1","San Carlos 500",0.34]
["SC_824_A1","San Carlos 220",0.47]
["SC_824_A1","Primavera 500",2.72]
["SC_824_A1","Primavera 220",1.04]
["SC_824_A1","Playas 220",0.14000000000000001]
["SC_824_A1","Oriente 220",0.11]
["SC_824_A1","Malena 220",0.33]
["SC_824_A1","La Sierra 220",0.18]
["SC_824_A1","Porce III 500",0.22]
["SC_1217_A1","Envigado 220",0.01]
["SC_1217_A1","Jaguas 220",0.01]
["SC_1217_A1","Oriente 220",0]
["SC_1217_A1","San Carlos 500",0.08]
["SC_1217_A1","Comuneros 220",0]
["SC_1217_A1","San Carlos 220",7.0000000000000007E-2]
["SC_1217_A1","Primavera 500",0.25]
["SC_1217_A1","Primavera 220",0.1]
["SC_1217_A1","La Sierra 220",0.01]
["SC_1217_A1","Malena 220",0.03]
["SC_1217_A1","Playas 220",0.01]
["SC_1217_A1","Esmeralda 220",0.01]
["SC_1217_A1","Guatape 220",0.02]
["SC_498_A1","Ancon EPM 220",0.10699015000000001]
["SC_498_A1","Ancon ISA 220",0.10652963]
["SC_498_A1","Barbosa 220",7.1688249999999995E-2]
["SC_498_A1","Comuneros 220",6.42099E-2]
["SC_498_A1","La Sierra 220",0.68093283000000004]
["SC_498_A1","Esmeralda 220",8.5804149999999996E-2]
["SC_498_A1","Guatape 220",0.15928049999999999]
["SC_498_A1","Jaguas 220",0.10334135999999999]
["SC_498_A1","Envigado 220",6.8240380000000003E-2]
["SC_498_A1","San Lorenzo 110",0.107853]
["SC_498_A1","Malena 220",0.11540035999999999]
["SC_498_A1","Calizas 110",8.4321971999999995E-2]
["SC_498_A1","Cocorna 110",0.125772201]
["SC_498_A1","Guatape 110",5.4505320000000003E-2]
["SC_498_A1","La Sierra 110",0.16610027199999999]
["SC_498_A1","Oriente 110",8.1401089999999995E-2]
["SC_498_A1","Playas 110",5.1092501999999998E-2]
["SC_498_A1","Pto Boyaca 110",3.0595146E-2]
["SC_498_A1","Pto Nare 110",4.5586176999999999E-2]
["SC_498_A1","Rio Claro 110",0.116149638]
["SC_498_A1","San Miguel 110",4.6361647999999998E-2]
["SC_498_A1","Vasconia 110",2.3740976E-2]
["SC_498_A1","Miraflores 220",7.353954E-2]
["SC_498_A1","Porce III 500",5.935563E-2]
["SC_498_A1","Primavera 500",8.22098E-2]
["SC_498_A1","Virginia 500",5.0230559999999994E-2]
["SC_498_A1","San Carlos 500",0.10571222]
["SC_498_A1","Oriente 220",6.8149669999999996E-2]
["SC_498_A1","Playas 220",8.0428970000000002E-2]
["SC_498_A1","Primavera 220",0.19039574000000001]
["SC_498_A1","San Carlos 220",0.39864040000000001]
["SC_2025_A1","Guatape 110",0.02]
["SC_2025_A1","La Sierra 110",0.14000000000000001]
["SC_2025_A1","Playas 110",0.06]
["SC_2025_A1","Rio Claro 110",0.1]
["SC_2025_A1","Pto Nare 110",0.18]
["SC_2025_A1","San Lorenzo 110",0.06]
["SC_2025_A1","Vasconia 110",0.2]
["SC_2025_A1","Pto Boyaca 110",0.51]
["SC_2025_A1","Guatape 220",0.02]
["SC_2025_A1","Calizas 110",0.08]
["SC_2025_A1","Primavera 500",0]
["SC_2025_A1","San Carlos 500",0.01]
["SC_2025_A1","Jaguas 220",0]
["SC_2025_A1","Malena 220",0]
["SC_2025_A1","Playas 220",0.02]
["SC_2025_A1","Primavera 220",0.01]
["SC_2025_A1","Cocorna 110",0.5]
["SC_2025_A1","San Carlos 220",0.04]
["SC_2025_A1","Calderas 110",0.01]
["SC_655_A1","Carrieles 13.2",-0.02]
["SC_655_A1","Amaga 110",0.15]
["SC_655_A1","Amaga 13.2",-0.01]
["SC_655_A1","Amagá 44 kV",0]
["SC_655_A1","Bolombolo 110",0.1]
["SC_655_A1","Bolonbolo 13.8",-0.02]
["SC_655_A1","Bolonbolo 44",0]
["SC_655_A1","Carrieles 110",1.21]
["SC_655_A1","Barroso 110",0.03]
["SC_655_A1","Fredonia 13.2",-0.01]
["SC_655_A1","Fredonia 44 kV",0]
["SC_655_A1","Hispania 110",0.13]
["SC_655_A1","Hispania 13.2",-0.02]
["SC_655_A1","Hispania 44 kV",0.01]
["SC_655_A1","Jericó 13.2",-0.02]
["SC_655_A1","Jericó 44 kV",0.01]
["SC_655_A1","Tarso 13.2",-0.01]
["SC_655_A1","Carrieles 44",0.09]
["SC_655_A1","Tarso",-0.01]
["SC_677_A1","Apartado 110",0.02]
["SC_1354_A1","San Lorenzo 110",0.01]
["SC_1354_A1","Oriente 220",0.01]
["SC_1354_A1","Oriente 110",0.01]
["SC_1354_A1","Occidente 110",0.01]
["SC_1354_A1","Miraflores 44",0]
["SC_1354_A1","Miraflores 220",0.02]
["SC_1354_A1","Miraflores 110",0.02]
["SC_1354_A1","Medellin 500",0.02]
["SC_1354_A1","Virginia 115",0.01]
["SC_1354_A1","Virginia 220",0.11]
["SC_1354_A1","San Carlos 500",0.18]
["SC_1354_A1","San Carlos 220",0.32]
["SC_1354_A1","Primavera 500",2.57]
["SC_1354_A1","Primavera 220",0.4]
["SC_1354_A1","Porce 220",0.01]
["SC_1354_A1","Playas 220",0.01]
["SC_1354_A1","Playas 110",0]
["SC_1354_A1","Salamina 115",0.01]
["SC_1354_A1","Malena 220",7.0000000000000007E-2]
["SC_1354_A1","La Sierra 220",0.59]
["SC_1354_A1","La Sierra 110",0.02]
["SC_1354_A1","Jaguas 220",0.02]
["SC_1354_A1","Guayabal 220",0.01]
["SC_1354_A1","Guayabal 110",0.03]
["SC_1354_A1","Barbosa 44",0]
["SC_1354_A1","Barbosa 220",0.01]
["SC_1354_A1","Barbosa 110",0.01]
["SC_1354_A1","Ancon ISA 220",0.04]
["SC_1354_A1","Ancon EPM 220",0.04]
["SC_1354_A1","Guatape 110",0]
["SC_1354_A1","Guatape 220",0.06]
["SC_1354_A1","Medellin 220",0.04]
["SC_1354_A1","Belen (Antioquia) 110",0]
["SC_1354_A1","Envigado 2 44",0.01]
["SC_1354_A1","Esmeralda 220",0.22]
["SC_1354_A1","Esmeralda CQR 115",0.09]
["SC_1354_A1","El Salto (EPM) 110",0]
["SC_1354_A1","Envigado 220",0.01]
["SC_1354_A1","El Salto 220",0.01]
["SC_1354_A1","Comuneros 220",-0.11]
["SC_1354_A1","Carrieles 110",0.01]
["SC_1354_A1","Carrieles 44",0]
["SC_1354_A1","Guadalupe 44",0]
["SC_1354_A1","Envigado 110",0.02]
["SC_771_A1","Primavera 220",0.05]
["SC_771_A1","Playas 220",0.01]
["SC_771_A1","San Carlos 220",0.15]
["SC_771_A1","Oriente 110",0]
["SC_771_A1","Calderas 110",0]
["SC_771_A1","La Sierra 220",0.71]
["SC_771_A1","Jaguas 220",0.01]
["SC_771_A1","Guatape 220",0.02]
["SC_771_A1","San Carlos 500",0.04]
["SC_771_A1","Primavera 500",0.03]
["SC_771_A1","Malena 220",0.01]
["SC_771_A1","Oriente 220",0]
["SC_771_A1","Rio Claro 110",0]
["SC_771_A1","Pto Nare 110",0]
["SC_771_A1","Pto Boyaca 110",0]
["SC_771_A1","Playas 110",0]
["SC_771_A1","La Sierra 110",0.01]
["SC_771_A1","Guatape 110",0]
["SC_771_A1","Cocorna 110",0]
["SC_771_A1","San Lorenzo 110",0]
["SC_1611_A1","San Diego 110",0.04]
["SC_1611_A1","Bello 44",0]
["SC_1611_A1","Yarumal II 110",0]
["SC_1611_A1","Zamora 110",0.01]
["SC_1611_A1","Carlos Lleras 110",0]
["SC_1611_A1","Castilla 110",7.0000000000000007E-2]
["SC_1611_A1","Vlla Hermosa 110",0.03]
["SC_1611_A1","Envigado 110",0.05]
["SC_1611_A1","El Salto 44",0.01]
["SC_1611_A1","Ancon EPM 110",0.04]
["SC_1611_A1","Barbosa 110",0.01]
["SC_1611_A1","Barbosa 220",0.02]
["SC_1611_A1","Barbosa 44",0]
["SC_1611_A1","Bello 110",0.12]
["SC_1611_A1","Bello 220",0.03]
["SC_1611_A1","Central 110",7.0000000000000007E-2]
["SC_1611_A1","Guayabal 110",0.08]
["SC_1611_A1","Guárcama 110",0]
["SC_1611_A1","Girardota 110",0.01]
["SC_1611_A1","Envigado 2 44",0]
["SC_1611_A1","Envigado 220",0.01]
["SC_1611_A1","El Salto (EPM) 110",0]
["SC_1611_A1","El Salto 220",0.01]
["SC_1611_A1","Guayabal 220",0.02]
["SC_1611_A1","Riogrande 110",0.01]
["SC_1611_A1","Horizonte 110",0.01]
["SC_1611_A1","Rodeo 110",0.04]
["SC_1611_A1","P Blancas 110",0.05]
["SC_1611_A1","Occidente 110",0.01]
["SC_1611_A1","Riogrande 44",0]
["SC_1611_A1","Miraflores 44",0.01]
["SC_1611_A1","Miraflores 220",0.01]
["SC_1611_A1","Miraflores 110",0.05]
["SC_1611_A1","Itagui 110",0.02]
["SC_1611_A1","Nva Sta Rosa 110",0]
["SC_1611_A1","Poblado 110",0.03]
["SC_849_A1","Porce III 500",1.2E-2]
["SC_849_A1","Cerromatoso 220",2.1999999999999999E-2]
["SC_849_A1","Chinu 500",2.1000000000000001E-2]
["SC_849_A1","Apartado 110",0.84]
["SC_849_A1","Urra 110",1.7999999999999999E-2]
["SC_849_A1","Uraba 110",0.13300000000000001]
["SC_849_A1","Caucheras 110",2E-3]
["SC_870_A1","Primavera 500",0]
["SC_870_A1","San Lorenzo 110",7.0000000000000007E-2]
["SC_870_A1","Rio Claro 110",0.12]
["SC_870_A1","Pto Nare 110",0.21]
["SC_870_A1","Pto Boyaca 110",0.59]
["SC_870_A1","Playas 110",0.06]
["SC_870_A1","Guatape 110",0.02]
["SC_870_A1","Cocorna 110",0.59]
["SC_870_A1","Calizas 110",0.09]
["SC_870_A1","Calderas 110",0.01]
["SC_870_A1","San Carlos 220",0.05]
["SC_870_A1","La Sierra 220",0.05]
["SC_870_A1","Primavera 220",0]
["SC_870_A1","Malena 220",0]
["SC_870_A1","Playas 220",0.01]
["SC_870_A1","Guatape 220",0.03]
["SC_870_A1","San Carlos 500",0.01]
["SC_870_A1","Vasconia 110",0.23]
["SC_870_A1","La Sierra 110",0.17]
["SC_2301_A1","Támesis 44",0.02]
["SC_2301_A1","Ancon EPM 110",0.04]
["SC_2301_A1","Andes 13.2",0.24]
["SC_2301_A1","Andes 44 kV",0.25]
["SC_2301_A1","Barroso 110",0.03]
["SC_2301_A1","Bolombolo 110",7.0000000000000007E-2]
["SC_2301_A1","Bolonbolo 44",0.02]
["SC_2301_A1","Carrieles 110",0.1]
["SC_2301_A1","El Siete 115",0.01]
["SC_2301_A1","Fredonia 44 kV",0.01]
["SC_2301_A1","Hispania 110",0.18]
["SC_2301_A1","Hispania 44 kV",0.91]
["SC_2301_A1","Jericó 13.2",0.03]
["SC_2301_A1","Jericó 44 kV",0.19]
["SC_2301_A1","Quibdo 115",0.01]
["SC_2301_A1","Támesis 13.2",0.01]
["SC_2301_A1","Taparto 13.2",0.04]
["SC_2301_A1","Taparto 44 kV",0.26]
["SC_2301_A1","Tarso",0.04]
["SC_2301_A1","Virginia 220",0.01]
["SC_2302_A1","Andes 13.2",0.24929999999999999]
["SC_2302_A1","Concordia 44",3.7000000000000002E-3]
["SC_2302_A1","Concordia 13.2",1.1999999999999999E-3]
["SC_2302_A1","Certegui 115",2.5999999999999999E-3]
["SC_2302_A1","Carrieles 13.2",2E-3]
["SC_2302_A1","Carrieles 110",0.1016]
["SC_2302_A1","Caldas 44",6.9999999999999999E-4]
["SC_2302_A1","Bolonbolo 44",2.3800000000000002E-2]
["SC_2302_A1","Bolombolo 110",7.1999999999999995E-2]
["SC_2302_A1","Betualia 44",4.4999999999999997E-3]
["SC_2302_A1","Betualia 13.2",2.2000000000000001E-3]
["SC_2302_A1","Barroso 110",2.8000000000000001E-2]
["SC_2302_A1","Fredonia 44 kV",5.7999999999999996E-3]
["SC_2302_A1","Andes 44 kV",0.26100000000000001]
["SC_2302_A1","Ancon EPM 110",3.8199999999999998E-2]
["SC_2302_A1","Amagá 44 kV",5.1999999999999998E-3]
["SC_2302_A1","El Siete 115",9.5999999999999992E-3]
["SC_2302_A1","Virginia 220",5.4999999999999997E-3]
["SC_2302_A1","Virginia 115",6.9999999999999999E-4]
["SC_2302_A1","Valparaíso 44kV",4.1000000000000003E-3]
["SC_2302_A1","Valparaiso 13.2",2.1000000000000003E-3]
["SC_2302_A1","Urrao 44",2.0000000000000001E-4]
["SC_2302_A1","Urrao 13.2",1E-4]
["SC_2302_A1","Titiribí 44 kV",2.0000000000000001E-4]
["SC_2302_A1","Titiribí 13.2",-1E-4]
["SC_2302_A1","Tarso",4.41E-2]
["SC_2302_A1","Tarso 13.2",1.6999999999999999E-3]
["SC_2302_A1","Taparto 44 kV",0.27029999999999998]
["SC_2302_A1","Taparto 13.2",4.3999999999999997E-2]
["SC_2302_A1","Támesis 44",1.6199999999999999E-2]
["SC_2302_A1","Támesis 13.2",1.2500000000000001E-2]
["SC_2302_A1","Santa Bárbara 44kV",5.9999999999999995E-4]
["SC_2302_A1","Santa Bárbara 13.2",2.0000000000000001E-4]
["SC_2302_A1","Salgar 44 kV",2.8E-3]
["SC_2302_A1","Salgar 13.2",2.0000000000000001E-4]
["SC_2302_A1","Quibdo 115",7.4999999999999997E-3]
["SC_2302_A1","Jericó 44 kV",0.19889999999999999]
["SC_2302_A1","Istmina 115",1.2999999999999999E-3]
["SC_2302_A1","Hispania 44 kV",0.95920000000000005]
["SC_2302_A1","Hispania 110",0.18290000000000001]
["SC_2302_A1","Fredonia 13.2",5.9999999999999995E-4]
["SC_2168_A1","Cocorna 110",0]
["SC_2168_A1","Calderas 110",0]
["SC_2168_A1","Vasconia 110",0]
["SC_2168_A1","Rio Claro 110",0]
["SC_2168_A1","Pto Nare 110",0]
["SC_2168_A1","Pto Boyaca 110",-0.01]
["SC_2215_A1","ECocorná 13.2",0.56000000000000005]
["SC_2215_A1","ECocorná 44",1.58]
["SC_2215_A1","Granada 13.2",0.13]
["SC_2215_A1","Granada 44",0.71]
["SC_2215_A1","San Lorenzo II 110",0.38]
["SC_2215_A1","Santuario 1 44",-0.15]
["SC_2215_A1","Santuario 13.2",-0.01]
["SC_938_A1","Pto Boyaca 110",0.01]
["SC_938_A1","Itagui 110",0.01]
["SC_938_A1","Lagunas 110",0.02]
["SC_938_A1","P Blancas 110",0.01]
["SC_938_A1","Poblado 110",0.01]
["SC_938_A1","Necoclí 44",0.01]
["SC_938_A1","Rionegro 110",0.01]
["SC_938_A1","Horizonte 110",0.01]
["SC_938_A1","Rodeo 110",0.01]
["SC_938_A1","San Lorenzo 110",0.01]
["SC_938_A1","Uraba 110",0.08]
["SC_938_A1","Zamora 110",0.01]
["SC_938_A1","Caucheras 110",0.02]
["SC_938_A1","San Jeronimo 110",0.01]
["SC_938_A1","Envigado 220",0.01]
["SC_938_A1","Guayabal 110",0.01]
["SC_938_A1","Envigado 110",0.01]
["SC_938_A1","San Pedro Uraba 44",0.01]
["SC_938_A1","Turbo 44",0.02]
["SC_938_A1","Zungo 44",0.04]
["SC_938_A1","Antioquia 110",0.01]
["SC_938_A1","Apartado 110",7.0000000000000007E-2]
["SC_938_A1","Girardota 110",0.01]
["SC_938_A1","Barbosa 110",0.01]
["SC_938_A1","Calderas 110",0.01]
["SC_938_A1","Castilla 110",0.01]
["SC_938_A1","Central 110",0.01]
["SC_938_A1","Colombia 110",0.01]
["SC_938_A1","Cabañas 110",0.01]
["SC_938_A1","Guatape 220",0.01]
["SC_938_A1","Guayabal 220",0.01]
["SC_938_A1","Malena 220",0.01]
["SC_938_A1","Apartado 44",0.12]
["SC_938_A1","Carepa 13.2",0.15]
["SC_938_A1","Caucheras 13.2",0.05]
["SC_938_A1","Chigorodo 13.2",0.12]
["SC_938_A1","Cirilo 13.2",0.02]
["SC_938_A1","La Atoyosa 13.2",0.01]
["SC_938_A1","Arboletes 13.2",0.01]
["SC_938_A1","Necoclí 13.2",0.03]
["SC_938_A1","San Pedro Uraba 13.2",0.02]
["SC_938_A1","Turbo 13.2",0.06]
["SC_938_A1","Zungo 13.2",0.06]
["SC_938_A1","Nva Colonia 13.2",0.6]
["SC_938_A1","Apartado 13.2",0.19]
["SC_938_A1","Carepa 44",0.05]
["SC_938_A1","Chigorodo 44",0.03]
["SC_938_A1","Oriente 220",0.01]
["SC_938_A1","Medellin 500",0.01]
["SC_938_A1","Porce III 500",0.01]
["SC_938_A1","La Atoyosa 44",0.01]
["SC_938_A1","Envigado 2 44",0.01]
["SC_938_A1","Cirilo 44",0.02]
["SC_938_A1","Peblo Bello 44",0.01]
["SC_938_A1","Nva Colonia 44",0.18]
["SC_2312_A1","Malena 220",0.04]
["SC_2312_A1","Primavera 220",0.03]
["SC_2312_A1","Malena 44",0.19]
["SC_2312_A1","Primavera 500",0.01]
["SC_2317_A1","Primavera 500",0.01]
["SC_2317_A1","Malena 220",0.04]
["SC_2317_A1","Primavera 220",0.03]
["SC_2317_A1","Malena 44",0.19]
["SC_987_A1","Amalfi 44",0.01]
["SC_987_A1","San Roque 44",0.01]
["SC_987_A1","Porce 110",0.01]
["SC_987_A1","El Limon 44",0.08]
["SC_987_A1","El Limon 13.2",0.05]
["SC_1010_A2","Guárcama 110",0]
["SC_1010_A2","Lagunas 110",0]
["SC_1010_A2","Nva Colonia 13.2",3.0000000000000001E-3]
["SC_1010_A2","Nva Colonia 44",7.0000000000000001E-3]
["SC_1010_A2","Paso Ancho 44",0]
["SC_1010_A2","San Jeronimo 110",0]
["SC_1010_A2","Zungo 13.2",1E-3]
["SC_1010_A2","Paso Ancho 13.2",0]
["SC_1010_A2","Antioquia 110",0]
["SC_1010_A2","Chorodo 44",0]
["SC_1010_A2","Chorodo 13.2",0]
["SC_1010_A2","Load_Antioquia 13.2",0]
["SC_1010_A2","Antioquia 44",0]
["SC_1010_A2","Apartado 110",1.4E-2]
["SC_1010_A2","Apartado 13.2",1.2999999999999999E-2]
["SC_1010_A2","Urra 220",1.7000000000000001E-2]
["SC_1010_A2","Occidente 110",0]
["SC_1010_A2","Cabañas 110",0]
["SC_1010_A2","Apartado 44",7.0000000000000001E-3]
["SC_1010_A2","Carepa 13.2",3.0000000000000001E-3]
["SC_1010_A2","Zungo 44",1E-3]
["SC_1010_A2","Chigorodo 13.2",2E-3]
["SC_1010_A2","Chigorodo 44",1E-3]
["SC_1010_A2","Chorodo 110",0]
["SC_1010_A2","Cañas Gordas 44",0]
["SC_1010_A2","Carepa 44",2E-3]
["SC_1010_A2","Cañas Gordas 13.2",0]
["SC_1011_A2","Pto Nare 110",0]
["SC_1011_A2","Cocorna 110",0]
["SC_1011_A2","Jaguas 220",0]
["SC_1011_A2","Malena 220",0.25]
["SC_1011_A2","Playas 220",0]
["SC_1011_A2","Guatape 220",0.01]
["SC_1016_A2","Nva Colonia 44",0.04]
["SC_1016_A2","Zungo 44",0.01]
["SC_1016_A2","Apartado 13.2",0.02]
["SC_1016_A2","Carepa 44",0.03]
["SC_1016_A2","Urra 220",0.02]
["SC_1016_A2","Chigorodo 13.2",0.01]
["SC_1020_A2","Chigorodo 44",0.08]
["SC_1020_A2","Chigorodo 13.2",0.24]
["SC_1020_A2","Caucheras 13.2",0]
["SC_1020_A2","Apartado 44",0.08]
["SC_1020_A2","Apartado 13.2",0.03]
["SC_1020_A2","Apartado 110",0.03]
["SC_1020_A2","Antioquia 44",0.17]
["SC_1020_A2","Urra 220",0.02]
["SC_1839_A2","Zungo 13.2",1.8929000000000001E-2]
["SC_1839_A2","Guárcama 110",9.9999999999999995E-7]
["SC_1839_A2","Nva Colonia 13.2",1.3232000000000001E-2]
["SC_1839_A2","San Jeronimo 110",3.0000000000000001E-6]
["SC_1839_A2","San Jeronimo 44",9.9999999999999995E-7]
["SC_1839_A2","Uraba 110",3.083E-2]
["SC_1839_A2","Nva Colonia 44",2.7813999999999998E-2]
["SC_1839_A2","Antioquia 110",9.9999999999999995E-7]
["SC_1839_A2","Antioquia 44",9.9999999999999995E-7]
["SC_1839_A2","Apartado 110",2.8426E-2]
["SC_1839_A2","Apartado 13.2",2.767E-2]
["SC_1839_A2","Apartado 44",7.2083999999999995E-2]
["SC_1839_A2","Urra 220",1.6826000000000001E-2]
["SC_1839_A2","Occidente 110",5.0000000000000002E-5]
["SC_1839_A2","Cabañas 110",2.0000000000000002E-5]
["SC_1839_A2","Carepa 13.2",9.4206999999999999E-2]
["SC_1839_A2","Carepa 44",7.1873999999999993E-2]
["SC_1839_A2","Chigorodo 13.2",1.4001E-2]
["SC_1839_A2","Zungo 44",3.1677999999999998E-2]
["SC_1839_A2","Chigorodo 44",7.809E-3]
["SC_1844_A2","San Carlos 500",0.06]
["SC_1844_A2","Comuneros 220",0.01]
["SC_1844_A2","Antioquia 500",-0.02]
["SC_1844_A2","Playas 220",0.03]
["SC_1844_A2","Guatape 220",0.05]
["SC_1844_A2","Primavera 500",0.13]
["SC_1844_A2","La Sierra 220",0.04]
["SC_1844_A2","San Carlos 220",0.09]
["SC_1844_A2","Primavera 220",0.13]
["SC_1844_A2","Porce III 500",-0.01]
["SC_1844_A2","Oriente 220",0.02]
["SC_1844_A2","Jaguas 220",0.03]
["SC_1844_A2","Cerromatoso 500",-0.05]
["SC_1844_A2","Chinu 500",-0.09]
["SC_1844_A2","Malena 220",7.0000000000000007E-2]
["SC_1844_A2","Virginia 500",0.02]
["SC_1786_A2","Pto Boyaca 110",0.01]
["SC_1786_A2","La Sierra 110",0]
["SC_1786_A2","Cocorna 110",0.01]
["SC_1786_A2","Pto Nare 110",0.01]
["SC_1786_A2","Calizas 110",0]
["SC_1786_A2","Rio Claro 110",0]
["SC_1786_A2","Vasconia 110",0.01]
["SC_1786_A2","Bello 110",0]
["SC_1786_A2","Guatape 220",0]
["SC_1786_A2","La Sierra 220",0]
["SC_1786_A2","Sonson 110",0]
["SC_1786_A2","Playas 220",0]
["SC_1098_A2","Comuneros 220",0.02]
["SC_1098_A2","Primavera 500",0.17]
["SC_1098_A2","Antioquia 500",-0.01]
["SC_1098_A2","Playas 220",0.04]
["SC_1098_A2","Guatape 220",0.06]
["SC_1098_A2","Primavera 220",0.18]
["SC_1098_A2","Oriente 220",0.03]
["SC_1098_A2","Virginia 500",0.03]
["SC_1098_A2","La Sierra 220",0.05]
["SC_1098_A2","San Carlos 500",0.08]
["SC_1098_A2","San Carlos 220",0.14000000000000001]
["SC_1098_A2","Jaguas 220",0.05]
["SC_1098_A2","Cerromatoso 500",-0.03]
["SC_1098_A2","Chinu 500",-7.0000000000000007E-2]
["SC_1098_A2","Malena 220",0.09]
["SC_1098_A2","Porce III 500",0.01]
["SC_1916_A2","Malena 44",0.19]
["SC_1916_A2","Primavera 220",0.03]
["SC_1916_A2","Malena 220",0.04]
["SC_1916_A2","Primavera 500",0.01]
["SC_2059_A2","Antioquia 44",0.01]
["SC_2059_A2","Antioquia 110",0.08]
["SC_2059_A2","San Jeronimo 110",0.03]
["SC_2059_A2","Paso Ancho 44",0.74]
["SC_2059_A2","Paso Ancho 13.2",0.03]
["SC_2059_A2","Lagunas 44",0.06]
["SC_2059_A2","Lagunas 110",0.09]
["SC_2059_A2","Guárcama 110",0.01]
["SC_2059_A2","Dabeiba (Lagunas) 44",0.04]
["SC_2059_A2","Chorodo 44",0.57999999999999996]
["SC_2059_A2","Chorodo 110",0.24]
["SC_2059_A2","Cañas Gordas 44",0.06]
["SC_2059_A2","Buritica 110 kV",0.05]
["SC_2059_A2","Lagunas 13.2",-0.01]
["SC_2059_A2","Caucheras 110",0.03]
["SC_12_A2","Cerromatoso 500",0.1]
["SC_12_A2","Comuneros 220",0.08]
["SC_12_A2","Envigado 220",0.06]
["SC_12_A2","Guatape 220",0.13]
["SC_12_A2","Jaguas 220",0.09]
["SC_12_A2","La Sierra 220",0.09]
["SC_12_A2","Oriente 220",0.06]
["SC_12_A2","Playas 220",7.0000000000000007E-2]
["SC_12_A2","Porce III 500",0.11]
["SC_12_A2","Primavera 220",0.28999999999999998]
["SC_12_A2","Primavera 500",0.32]
["SC_12_A2","San Carlos 220",0.24]
["SC_12_A2","San Carlos 500",0.17]
["SC_12_A2","Malena 220",0.17]
["SC_1255_A2","Playas 220",0.02]
["SC_1255_A2","San Carlos 220",0.08]
["SC_1255_A2","Malena 220",0.59]
["SC_1255_A2","Primavera 220",0.49]
["SC_1255_A2","La Sierra 220",0.02]
["SC_1255_A2","Jaguas 220",0.05]
["SC_1255_A2","Porce III 500",0.02]
["SC_1255_A2","Primavera 500",0.1]
["SC_1255_A2","San Carlos 500",0.04]
["SC_1255_A2","Cerromatoso 500",0.02]
["SC_1255_A2","Comuneros 220",0.02]
["SC_1255_A2","Guatape 220",0.08]
["SC_1279_A2","Playas 220",0.19]
["SC_1279_A2","San Carlos 500",0.17]
["SC_1279_A2","San Carlos 220",0.34]
["SC_1279_A2","Primavera 500",0.26]
["SC_1279_A2","Primavera 220",0.85]
["SC_1279_A2","Malena 220",0.92]
["SC_1279_A2","La Sierra 220",0.19]
["SC_1279_A2","Jaguas 220",0.28000000000000003]
["SC_1279_A2","Comuneros 220",0.18]
["SC_1279_A2","Chinu 500",0.08]
["SC_1279_A2","Guatape 220",0.32]
["SC_1279_A2","Cerromatoso 500",0.1]
["SC_1902_A2","Cerromatoso 220",7.0000000000000001E-3]
["SC_1902_A2","Chinu 500",7.0000000000000001E-3]
["SC_1902_A2","Uraba 110",1.6E-2]
["SC_1902_A2","Apartado 110",0.05]
["SC_1902_A2","Porce III 500",4.0000000000000001E-3]
["SC_1902_A2","Caucheras 110",4.0000000000000001E-3]
["SC_2277_A2","Virginia 500",3.7000000000000002E-3]
["SC_2277_A2","La Sierra 220",1.4E-3]
["SC_2277_A2","Medellin 220",3.15E-2]
["SC_2277_A2","Medellin 500",5.4000000000000003E-3]
["SC_2277_A2","Miraflores 220",1.6299999999999999E-2]
["SC_2277_A2","Occidente 110",2.06E-2]
["SC_2277_A2","Primavera 220",3.5000000000000001E-3]
["SC_2277_A2","Primavera 500",2.2000000000000001E-3]
["SC_2277_A2","Quibdo 115",1.6199999999999999E-2]
["SC_2277_A2","Rodeo 110",5.4199999999999998E-2]
["SC_2277_A2","San Carlos 220",2.4899999999999999E-2]
["SC_2277_A2","San Carlos 500",4.4999999999999997E-3]
["SC_2277_A2","Itagui 110",1.7899999999999999E-2]
["SC_2277_A2","Virginia 115",3.2000000000000002E-3]
["SC_2277_A2","Virginia 220",1.47E-2]
["SC_2277_A2","Zamora 110",5.5999999999999999E-3]
["SC_2277_A2","San Jeronimo 110",4.0000000000000002E-4]
["SC_2277_A2","Horizonte 110",4.7999999999999996E-3]
["SC_2277_A2","Esmeralda 220",2.5600000000000001E-2]
["SC_2277_A2","Hispania 110",0.29520000000000002]
["SC_2277_A2","Ancon EPM 220",5.04E-2]
["SC_2277_A2","Ancon ISA 220",4.8599999999999997E-2]
["SC_2277_A2","Barroso 110",0.38160000000000005]
["SC_2277_A2","Belen (Antioquia) 110",1.9400000000000001E-2]
["SC_2277_A2","Bolombolo 110",1.6004]
["SC_2277_A2","Carrieles 110",0.1125]
["SC_2277_A2","Certegui 115",5.1999999999999998E-3]
["SC_2277_A2","Colombia 110",0.01]
["SC_2277_A2","El Siete 115",5.6399999999999999E-2]
["SC_2277_A2","Envigado 110",7.7299999999999994E-2]
["SC_2277_A2","Cabañas 110",4.3E-3]
["SC_2277_A2","Envigado 220",1.3899999999999999E-2]
["SC_1302_A2","Guatape 220",7.0000000000000007E-2]
["SC_1302_A2","Comuneros 220",0.03]
["SC_1302_A2","Jaguas 220",0.04]
["SC_1302_A2","San Carlos 500",0.06]
["SC_1302_A2","La Sierra 220",0.04]
["SC_1302_A2","Playas 220",0.02]
["SC_1302_A2","Primavera 220",0.78]
["SC_1302_A2","San Carlos 220",0.09]
["SC_1302_A2","Cerromatoso 500",0.02]
["SC_1302_A2","Primavera 500",0.15]
["SC_1302_A2","Malena 220",0.26]
["SC_1302_A2","Porce III 500",0.03]
["SC_1848_A2","Barbosa 220",5.0999999999999997E-2]
["SC_1848_A2","El Salto 220",0.09]
["SC_1848_A2","Guadalupe 44",0.13200000000000001]
["SC_1848_A2","Porce 220",0.115]
["SC_1848_A2","Porce 110",0]
["SC_1848_A2","El Salto 44",3.3000000000000002E-2]
["SC_1848_A2","Zamora 110",5.0000000000000001E-3]
["SC_1848_A2","Yarumal II 110",0]
["SC_1848_A2","Amalfi 110",1E-3]
["SC_1848_A2","Guadalupe 13.2",-1E-3]
["SC_1848_A2","Yarumal 110",0]
["SC_1848_A2","Santa Rosa 44",0]
["SC_1848_A2","Riogrande 44",0]
["SC_1848_A2","Guadalupe 220",0]
["SC_1848_A2","Amalfi 44",0]
["SC_1848_A2","El Salto (EPM) 110",0]
["SC_1848_A2","Cruzada 110",0]
["SC_1848_A2","Barbosa 110",7.0000000000000001E-3]
["SC_1848_A2","Riogrande 110",1E-3]
["SC_1848_A2","Nva Sta Rosa 110",0]
["SC_1848_A2","Amalfi 13.2",-1E-3]
["SC_1848_A2","Guárcama 110",0]
["SC_1848_A2","Girardota 110",5.0000000000000001E-3]
["SC_1922_A2","Calderas 110",0.15]
["SC_1922_A2","Cocorna 110",0.53]
["SC_1922_A2","La Sierra 110",3.6]
["SC_1922_A2","Pto Boyaca 110",0.38]
["SC_1922_A2","Rio Claro 110",0.25]
["SC_1922_A2","San Carlos 220",0.39]
["SC_1922_A2","San Lorenzo 110",0.28000000000000003]
["SC_1922_A2","La Sierra 220",0.56000000000000005]
["SC_1922_A2","Calizas 110",0.23]
["SC_1368_A2","Guadalupe 44",0.03]
["SC_1368_A2","Primavera 500",0.09]
["SC_1368_A2","Guatape 220",0.11]
["SC_1368_A2","La Sierra 220",7.0000000000000007E-2]
["SC_1368_A2","Malena 220",0.31]
["SC_1368_A2","Playas 220",0.06]
["SC_1368_A2","Primavera 220",0.31]
["SC_1368_A2","San Carlos 220",0.13]
["SC_1370_A2","Primavera 500",0.09]
["SC_1370_A2","San Carlos 220",0.13]
["SC_1370_A2","La Sierra 220",7.0000000000000007E-2]
["SC_1370_A2","San Carlos 500",0.06]
["SC_1370_A2","Primavera 220",0.31]
["SC_1370_A2","Guadalupe 44",0.03]
["SC_1370_A2","Medellin 220",0.05]
["SC_1370_A2","Malena 220",0.31]
["SC_1370_A2","Guatape 220",0.11]
["SC_1370_A2","Playas 220",0.06]
["SC_2030_A2","Juanes 13.2",0.01]
["SC_2030_A2","Playas 13.2",0.19]
["SC_2030_A2","Playas 220",0.02]
["SC_2030_A2","Juanes 44",0.13]
["SC_2030_A2","San Carlos 13.2",0.17]
["SC_2030_A2","San Carlos 44",0.78]
["SC_2030_A2","Guatape 220",0.03]
["SC_2030_A2","Guatape 110",0.04]
["SC_2030_A2","San Carlos 220",0.01]
["SC_2030_A2","Playas 110",0.16]
["SC_2030_A2","Cocorna 110",0.01]
["SC_2030_A2","Calderas 110",0.01]
["SC_2030_A2","Pto Nare 110",0.02]
["SC_2030_A2","Oriente 220",0.01]
["SC_1389_A2","Bolombolo 110",0.03]
["SC_1389_A2","Andes 13.2",0.52]
["SC_1389_A2","Andes 44 kV",0.15]
["SC_1389_A2","Bolivar 44 kV",0.02]
["SC_1389_A2","Jericó 13.2",0.02]
["SC_1389_A2","Hispania 110",0.04]
["SC_1389_A2","Hispania 13.2",0.2]
["SC_1389_A2","Hispania 44 kV",0.18]
["SC_1389_A2","Jericó 44 kV",0.04]
["SC_1389_A2","Támesis 13.2",0.01]
["SC_1389_A2","Támesis 44",0.01]
["SC_1389_A2","Taparto 13.2",0.03]
["SC_1389_A2","Tarso 13.2",0.01]
["SC_1389_A2","Valparaiso 13.2",0.01]
["SC_1389_A2","Valparaíso 44kV",0.01]
["SC_1389_A2","Bolonbolo 44",0.01]
["SC_1389_A2","Bolonbolo 13.8",0.02]
["SC_1971_A2","Amalfi 13.2",0.15]
["SC_1971_A2","Guadalupe 220",0.21]
["SC_1971_A2","Guadalupe 13.2",0.16]
["SC_1971_A2","Amalfi 44",0.22]
["SC_1971_A2","Guadalupe 44",0.03]
["SC_1971_A2","El Salto 220",0.02]
["SC_1971_A2","El Salto 44",0.01]
["SC_1966_A2","Guatape 110",0.05]
["SC_1966_A2","La Sierra 110",0.09]
["SC_1966_A2","Playas 110",0.18]
["SC_1966_A2","San Lorenzo 110",0.06]
["SC_1966_A2","Rio Claro 110",7.0000000000000007E-2]
["SC_1966_A2","Vasconia 110",7.0000000000000007E-2]
["SC_1966_A2","Pto Boyaca 110",0.18]
["SC_1966_A2","Cocorna 110",0.34]
["SC_1966_A2","Pto Nare 110",0.67]
["SC_1966_A2","Calderas 110",0.02]
["SC_1966_A2","San Carlos 500",0.01]
["SC_1966_A2","Guatape 220",0.05]
["SC_1966_A2","La Sierra 220",0.03]
["SC_1966_A2","Malena 220",0]
["SC_1966_A2","Primavera 500",0]
["SC_1966_A2","Primavera 220",0.01]
["SC_1966_A2","San Carlos 220",0.05]
["SC_1966_A2","Playas 220",0.03]
["SC_1966_A2","Calizas 110",0.06]
["SC_1979_A2","La Cruzada 44",0.01]
["SC_1979_A2","Maceo 44",0.25]
["SC_1979_A2","Otu 44",0.01]
["SC_1979_A2","San Roque 44",0.02]
["SC_1979_A2","Sn Jose Nus 13.2",0.01]
["SC_1979_A2","Sn Jose Nus 44",0.16]
["SC_1979_A2","Amalfi 110",0.01]
["SC_1979_A2","Yali 13.2",0.01]
["SC_1979_A2","Yali 44",0.5]
["SC_1979_A2","Cruzada 110",0.02]
["SC_1979_A2","El Salto 44",0.04]
["SC_1979_A2","El Salto 220",0.01]
["SC_1979_A2","Guadalupe 44",0.01]
["SC_1979_A2","Vegachi 13.2",0.01]
["SC_1979_A2","Vegachi 44",0.86]
["SC_1979_A2","El Salto (EPM) 110",0.01]
["SC_1979_A2","Caracoli 44",0.04]
["SC_1980_A2","El Salto 44",0.01]
["SC_1980_A2","El Limon 13.2",0.05]
["SC_1980_A2","El Limon 44",0.14000000000000001]
["SC_1980_A2","Porce 110",0.01]
["SC_1980_A2","San Roque 44",0.02]
["SC_1980_A2","Sn Jose Nus 44",0.01]
["SC_1515_A2","San Carlos 500",0.01]
["SC_1515_A2","Guatape 110",-0.01]
["SC_1515_A2","La Sierra 110",0]
["SC_1515_A2","Playas 110",0]
["SC_1515_A2","Primavera 220",-0.01]
["SC_1515_A2","Playas 220",-0.01]
["SC_1515_A2","Malena 220",-0.02]
["SC_1515_A2","La Sierra 220",-0.01]
["SC_1515_A2","Jaguas 220",-0.01]
["SC_1515_A2","Guatape 220",-0.02]
["SC_1515_A2","Primavera 500",0.06]
["SC_1515_A2","Cerromatoso 500",-0.01]
["SC_1515_A2","San Carlos 220",-0.02]
["SC_1529_A2","San Lorenzo 110",0.02]
["SC_1529_A2","Sonson 110",0]
["SC_1529_A2","San Lorenzo II 110",0.02]
["SC_1529_A2","Rio Claro 110",0]
["SC_1529_A2","Playas 110",0.03]
["SC_1529_A2","Pto Nare 110",0]
["SC_1529_A2","Calderas 110",0.05]
["SC_1529_A2","Calizas 110",0]
["SC_1529_A2","Calizas 13.2",0]
["SC_1529_A2","Calizas 44",0]
["SC_1529_A2","Cocorna 110",0]
["SC_1529_A2","ECocorná 13.2",0]
["SC_1529_A2","Guatape 110",0.2]
["SC_1529_A2","ECocorná 44",0]
["SC_1529_A2","Guatape 13.2",0]
["SC_1529_A2","Playas 13.2",0]
["SC_1529_A2","Playas 220",0.01]
["SC_1529_A2","Guatape 220",0.02]
["SC_2163_A2","Calizas 110",0.23]
["SC_2163_A2","Calderas 110",0.15]
["SC_2163_A2","La Sierra 220",0.56000000000000005]
["SC_2163_A2","San Carlos 220",0.39]
["SC_2163_A2","San Lorenzo 110",0.28000000000000003]
["SC_2163_A2","Cocorna 110",0.53]
["SC_2163_A2","La Sierra 110",3.6]
["SC_2163_A2","Rio Claro 110",0.25]
["SC_2163_A2","Pto Boyaca 110",0.38]
["SC_1974_A2","Oriente 220",0.01]
["SC_1974_A2","Sonsón 44",0.01]
["SC_1974_A2","Sonson 110",0.01]
["SC_1974_A2","Oriente 13.2",0]
["SC_1974_A2","Oriente 110",0.04]
["SC_1974_A2","La Unión 13.2",0.01]
["SC_1974_A2","La Union 44",0.03]
["SC_1974_A2","La Ceja 13.2",0.48]
["SC_1974_A2","La Ceja 110",0.06]
["SC_1974_A2","Abejorral 44",0.01]
["SC_1974_A2","La Ceja 44",0.15]
["SC_1553_A2","Cerromatoso 500",0.01]
["SC_1553_A2","Turbo 13.2",0.01]
["SC_1553_A2","San Pedro Uraba 13.2",0.01]
["SC_1553_A2","Chigorodo 44",0.01]
["SC_1553_A2","Chigorodo 13.2",0.02]
["SC_1553_A2","Cerromatoso 220",0]
["SC_1553_A2","Carepa 44",0.02]
["SC_1553_A2","Carepa 13.2",0.03]
["SC_1553_A2","Zungo 44",0.01]
["SC_1553_A2","Zungo 13.2",0.01]
["SC_1553_A2","Urra 110",0.01]
["SC_1553_A2","Nva Colonia 13.2",0]
["SC_1553_A2","Urra 220",0.02]
["SC_1553_A2","Turbo 44",0]
["SC_1553_A2","Apartado 44",7.0000000000000007E-2]
["SC_1553_A2","Apartado 110",0.02]
["SC_1553_A2","Apartado 13.2",0.02]
["SC_1553_A2","Arboletes 13.2",0]
["SC_1553_A2","Arboletes 44",0]
["SC_1553_A2","Uraba 110",0.03]
["SC_1553_A2","Nva Colonia 44",0.01]
["SC_1554_A2","Apartado 44",7.0000000000000007E-2]
["SC_1554_A2","Apartado 110",0.03]
["SC_1554_A2","Apartado 13.2",0.03]
["SC_1554_A2","Arboletes 13.2",0]
["SC_1554_A2","Chigorodo 13.2",0.01]
["SC_1554_A2","Chigorodo 44",0.01]
["SC_1554_A2","Nva Colonia 13.2",0]
["SC_1554_A2","Nva Colonia 44",0.01]
["SC_1554_A2","Turbo 13.2",0]
["SC_1554_A2","Turbo 44",5.81]
["SC_1554_A2","Uraba 110",0.5]
["SC_1554_A2","Urra 220",0.82]
["SC_1554_A2","Zungo 13.2",0]
["SC_1554_A2","Carepa 13.2",0.02]
["SC_2148_A2","San Jeronimo 110",0.04]
["SC_2148_A2","Lagunas 44",0.57999999999999996]
["SC_2148_A2","Chorodo 44",0.08]
["SC_2148_A2","Chorodo 110",0.16]
["SC_2148_A2","Cañas Gordas 44",0.02]
["SC_2148_A2","Caucheras 110",0.06]
["SC_2148_A2","Buritica 110 kV",0.05]
["SC_2148_A2","Guárcama 110",0.01]
["SC_2148_A2","Guarcama 44",0]
["SC_2148_A2","Dabeiba (Lagunas) 44",0.46]
["SC_2148_A2","Lagunas 110",0.19]
["SC_2148_A2","Paso Ancho 44",0.02]
["SC_2148_A2","San Jeronimo 44",0.01]
["SC_2148_A2","Antioquia 110",0.08]
["SC_2148_A2","Antioquia 44",0.02]
["SC_2148_A2","Occidente 110",0.03]
["SC_1580_A2","Cerromatoso 500",0.01]
["SC_1580_A2","Chinu 500",0]
["SC_1580_A2","Urra 220",0.02]
["SC_1580_A2","Chinu 220",0.02]
["SC_1580_A2","Cerromatoso 220",0.01]
["SC_1580_A2","Caucasia 44 I",0.28000000000000003]
["SC_1625_A2","Primavera 500",3.55]
["SC_1625_A2","Primavera 220",0.38]
["SC_2226_A2","La Ceja 110",0.1]
["SC_2226_A2","Oriente 220",0.01]
["SC_2226_A2","Sonson 110",0.3]
["SC_2226_A2","San Lorenzo 110",0.03]
["SC_2226_A2","Rionegro 110",0.03]
["SC_2226_A2","Oriente 110",0.03]
["SC_2226_A2","Cordova (Antioquia) 110",0.01]
["SC_2226_A2","Sonsón 44",0.1]
["SC_2226_A2","Sonsón 13.2",0.01]
["SC_2226_A2","Oriente 13.2",0.03]
["SC_2226_A2","La Ceja 44",0.01]
["SC_2226_A2","Cordova 13.2",0.01]
["SC_2329_A2","San Lorenzo 110",0.28000000000000003]
["SC_2329_A2","San Carlos 220",0.39]
["SC_2329_A2","Rio Claro 110",0.25]
["SC_2329_A2","Pto Boyaca 110",0.38]
["SC_2329_A2","Cocorna 110",0.53]
["SC_2329_A2","Calizas 110",0.23]
["SC_2329_A2","Calderas 110",0.15]
["SC_2329_A2","La Sierra 220",0.56000000000000005]
["SC_2329_A2","La Sierra 110",3.6]
["SC_2231_A2","Sonsón 13.2",1.7000000000000001E-2]
["SC_2231_A2","Oriente 220",1.2E-2]
["SC_2231_A2","Vlla Hermosa 13.2",3.0000000000000001E-3]
["SC_2231_A2","Cordova (Antioquia) 110",1.7999999999999999E-2]
["SC_2231_A2","Oriente 110",3.6999999999999998E-2]
["SC_2231_A2","Miraflores 110",8.9999999999999993E-3]
["SC_2231_A2","P Blancas 110",5.0000000000000001E-3]
["SC_2231_A2","Rionegro 110",3.2000000000000001E-2]
["SC_2231_A2","San Lorenzo 110",4.1000000000000002E-2]
["SC_2231_A2","Sonson 110",0.30499999999999999]
["SC_2231_A2","Vlla Hermosa 110",3.0000000000000001E-3]
["SC_2231_A2","La Ceja 110",7.6999999999999999E-2]
["SC_2231_A2","Sonsón 44",0.06]
["SC_2231_A2","Abejorral 13.2",3.0000000000000001E-3]
["SC_2231_A2","Abejorral 44",1.4999999999999999E-2]
["SC_2231_A2","Cordova 13.2",1.7000000000000001E-2]
["SC_2231_A2","Ayura 13.8",4.0000000000000001E-3]
["SC_2231_A2","La Ceja 44",2.1000000000000001E-2]
["SC_2231_A2","La Unión 13.2",3.0000000000000001E-3]
["SC_2231_A2","La Union 44",8.0000000000000002E-3]
["SC_2231_A2","Miraflores 13.2",5.0000000000000001E-3]
["SC_2231_A2","Nariño 13.2",1E-3]
["SC_2231_A2","Nariño 44",8.0000000000000002E-3]
["SC_2231_A2","Oriente 13.2",4.2999999999999997E-2]
["SC_2231_A2","La Ceja 13.2",4.0000000000000001E-3]
["SC_2232_A2","La Palmera 44",0.28000000000000003]
["SC_2232_A2","Margento 13.2",0.27]
["SC_2232_A2","La Palmera 13.2",0.09]
["SC_2232_A2","Guarumo 44",0.01]
["SC_2232_A2","El Jardin 44",0.08]
["SC_2232_A2","Cuturu 13.2",0.1]
["SC_2232_A2","Caceri 13.2",0.32]
["SC_2232_A2","Colorado 13.2",0.22]
["SC_2211_A2","Sonsón 13.2",1.6E-2]
["SC_2211_A2","Sonsón 44",5.8000000000000003E-2]
["SC_2211_A2","Cordova (Antioquia) 110",1.7000000000000001E-2]
["SC_2211_A2","La Ceja 110",7.2999999999999995E-2]
["SC_2211_A2","P Blancas 110",4.0000000000000001E-3]
["SC_2211_A2","Miraflores 110",8.0000000000000002E-3]
["SC_2211_A2","Oriente 110",3.5999999999999997E-2]
["SC_2211_A2","Rionegro 110",3.1E-2]
["SC_2211_A2","San Lorenzo 110",3.9E-2]
["SC_2211_A2","Sonson 110",0.28999999999999998]
["SC_2211_A2","Vlla Hermosa 110",3.0000000000000001E-3]
["SC_2211_A2","Oriente 220",1.0999999999999999E-2]
["SC_2211_A2","Abejorral 13.2",3.0000000000000001E-3]
["SC_2211_A2","Ayura 13.8",4.0000000000000001E-3]
["SC_2211_A2","Cordova 13.2",1.6E-2]
["SC_2211_A2","Abejorral 44",1.4999999999999999E-2]
["SC_2211_A2","La Ceja 44",0.02]
["SC_2211_A2","La Unión 13.2",2E-3]
["SC_2211_A2","La Union 44",8.0000000000000002E-3]
["SC_2211_A2","Miraflores 13.2",5.0000000000000001E-3]
["SC_2211_A2","Nariño 13.2",1E-3]
["SC_2211_A2","Nariño 44",7.0000000000000001E-3]
["SC_2211_A2","Oriente 13.2",4.1000000000000002E-2]
["SC_2211_A2","La Ceja 13.2",4.0000000000000001E-3]
["SC_2328_A2","San Lorenzo 110",0.28000000000000003]
["SC_2328_A2","San Carlos 220",0.39]
["SC_2328_A2","Rio Claro 110",0.25]
["SC_2328_A2","Pto Boyaca 110",0.38]
["SC_2328_A2","Calderas 110",0.15]
["SC_2328_A2","Cocorna 110",0.53]
["SC_2328_A2","Calizas 110",0.23]
["SC_2328_A2","La Sierra 220",0.56000000000000005]
["SC_2328_A2","La Sierra 110",3.6]
["SC_824_A2","Envigado 220",0.09]
["SC_824_A2","Comuneros 220",0.08]
["SC_824_A2","Guatape 220",0.18]
["SC_824_A2","Cerromatoso 500",0.31]
["SC_824_A2","Jaguas 220",0.11]
["SC_824_A2","San Carlos 500",0.28000000000000003]
["SC_824_A2","San Carlos 220",0.37]
["SC_824_A2","Primavera 500",0.2]
["SC_824_A2","Primavera 220",0.22]
["SC_824_A2","Playas 220",0.09]
["SC_824_A2","Oriente 220",0.08]
["SC_824_A2","Malena 220",0.12]
["SC_824_A2","La Sierra 220",0.11]
["SC_824_A2","Porce III 500",1.48]
["SC_1217_A2","Envigado 220",0.01]
["SC_1217_A2","Jaguas 220",0.03]
["SC_1217_A2","Oriente 220",0]
["SC_1217_A2","San Carlos 500",0.04]
["SC_1217_A2","Comuneros 220",0.02]
["SC_1217_A2","San Carlos 220",0.06]
["SC_1217_A2","Primavera 500",0.1]
["SC_1217_A2","Primavera 220",0.56000000000000005]
["SC_1217_A2","La Sierra 220",0.03]
["SC_1217_A2","Malena 220",0.18]
["SC_1217_A2","Playas 220",0.02]
["SC_1217_A2","Esmeralda 220",0.01]
["SC_1217_A2","Guatape 220",0.04]
["SC_498_A2","Ancon EPM 220",0.10761204000000001]
["SC_498_A2","Ancon ISA 220",0.10749149]
["SC_498_A2","Barbosa 220",7.2464379999999995E-2]
["SC_498_A2","Comuneros 220",6.7852720000000005E-2]
["SC_498_A2","La Sierra 220",0.57490490000000005]
["SC_498_A2","Esmeralda 220",8.5615720000000006E-2]
["SC_498_A2","Guatape 220",0.16127235000000001]
["SC_498_A2","Jaguas 220",0.10572231999999999]
["SC_498_A2","Envigado 220",6.934804E-2]
["SC_498_A2","San Lorenzo 110",0.10544792]
["SC_498_A2","Malena 220",0.10276672000000001]
["SC_498_A2","Calizas 110",8.0952746000000006E-2]
["SC_498_A2","Cocorna 110",0.11995974500000001]
["SC_498_A2","Guatape 110",5.4648410000000001E-2]
["SC_498_A2","La Sierra 110",0.156711409]
["SC_498_A2","Oriente 110",8.283422E-2]
["SC_498_A2","Playas 110",5.2024130000000002E-2]
["SC_498_A2","Pto Boyaca 110",2.9204906999999999E-2]
["SC_498_A2","Pto Nare 110",4.4176119E-2]
["SC_498_A2","Rio Claro 110",0.111095517]
["SC_498_A2","San Miguel 110",4.5219263000000003E-2]
["SC_498_A2","Vasconia 110",2.3004443999999999E-2]
["SC_498_A2","Miraflores 220",7.3992329999999995E-2]
["SC_498_A2","Porce III 500",6.0634159999999999E-2]
["SC_498_A2","Primavera 500",8.3019739999999995E-2]
["SC_498_A2","Virginia 500",5.1266249999999999E-2]
["SC_498_A2","San Carlos 500",0.10648322]
["SC_498_A2","Oriente 220",6.9967280000000007E-2]
["SC_498_A2","Playas 220",8.3181260000000007E-2]
["SC_498_A2","Primavera 220",0.1460166]
["SC_498_A2","San Carlos 220",0.38910710999999998]
["SC_2025_A2","Guatape 110",0.05]
["SC_2025_A2","La Sierra 110",0.17]
["SC_2025_A2","Playas 110",0.19]
["SC_2025_A2","Rio Claro 110",0.12]
["SC_2025_A2","Pto Nare 110",0.78]
["SC_2025_A2","San Lorenzo 110",0.05]
["SC_2025_A2","Vasconia 110",1.56]
["SC_2025_A2","Pto Boyaca 110",0.99]
["SC_2025_A2","Guatape 220",0.03]
["SC_2025_A2","Calizas 110",0.09]
["SC_2025_A2","Primavera 500",0]
["SC_2025_A2","San Carlos 500",0.01]
["SC_2025_A2","Jaguas 220",0.01]
["SC_2025_A2","Malena 220",0]
["SC_2025_A2","Playas 220",0.03]
["SC_2025_A2","Primavera 220",0.01]
["SC_2025_A2","Cocorna 110",0.6]
["SC_2025_A2","San Carlos 220",0.03]
["SC_2025_A2","Calderas 110",0.01]
["SC_655_A2","Carrieles 13.2",-0.01]
["SC_655_A2","Amaga 110",0.31]
["SC_655_A2","Amaga 13.2",-0.01]
["SC_655_A2","Amagá 44 kV",0]
["SC_655_A2","Bolombolo 110",0.42]
["SC_655_A2","Bolonbolo 13.8",-0.01]
["SC_655_A2","Bolonbolo 44",0.02]
["SC_655_A2","Carrieles 110",0.45]
["SC_655_A2","Barroso 110",0.12]
["SC_655_A2","Fredonia 13.2",-0.01]
["SC_655_A2","Fredonia 44 kV",0]
["SC_655_A2","Hispania 110",1.31]
["SC_655_A2","Hispania 13.2",0.03]
["SC_655_A2","Hispania 44 kV",0.1]
["SC_655_A2","Jericó 13.2",-0.01]
["SC_655_A2","Jericó 44 kV",0.05]
["SC_655_A2","Tarso 13.2",-0.01]
["SC_655_A2","Carrieles 44",7.0000000000000007E-2]
["SC_655_A2","Tarso",0.01]
["SC_677_A2","Apartado 110",0.02]
["SC_1354_A2","San Lorenzo 110",0.01]
["SC_1354_A2","Oriente 220",0.02]
["SC_1354_A2","Oriente 110",0.01]
["SC_1354_A2","Occidente 110",0.02]
["SC_1354_A2","Miraflores 44",0]
["SC_1354_A2","Miraflores 220",0.02]
["SC_1354_A2","Miraflores 110",0.02]
["SC_1354_A2","Medellin 500",0.02]
["SC_1354_A2","Virginia 115",0.01]
["SC_1354_A2","Virginia 220",0.11]
["SC_1354_A2","San Carlos 500",0.19]
["SC_1354_A2","San Carlos 220",0.23]
["SC_1354_A2","Primavera 500",2.71]
["SC_1354_A2","Primavera 220",1.28]
["SC_1354_A2","Porce 220",0.01]
["SC_1354_A2","Playas 220",0.02]
["SC_1354_A2","Playas 110",0]
["SC_1354_A2","Salamina 115",0.01]
["SC_1354_A2","Malena 220",0.22]
["SC_1354_A2","La Sierra 220",0.05]
["SC_1354_A2","La Sierra 110",0]
["SC_1354_A2","Jaguas 220",0.03]
["SC_1354_A2","Guayabal 220",0.01]
["SC_1354_A2","Guayabal 110",0.03]
["SC_1354_A2","Barbosa 44",0]
["SC_1354_A2","Barbosa 220",0.01]
["SC_1354_A2","Barbosa 110",0.01]
["SC_1354_A2","Ancon ISA 220",0.04]
["SC_1354_A2","Ancon EPM 220",0.04]
["SC_1354_A2","Guatape 110",0]
["SC_1354_A2","Guatape 220",7.0000000000000007E-2]
["SC_1354_A2","Medellin 220",0.04]
["SC_1354_A2","Belen (Antioquia) 110",0]
["SC_1354_A2","Envigado 2 44",0.01]
["SC_1354_A2","Esmeralda 220",0.22]
["SC_1354_A2","Esmeralda CQR 115",0.09]
["SC_1354_A2","El Salto (EPM) 110",0]
["SC_1354_A2","Envigado 220",0.01]
["SC_1354_A2","El Salto 220",0.01]
["SC_1354_A2","Comuneros 220",-7.0000000000000007E-2]
["SC_1354_A2","Carrieles 110",0.01]
["SC_1354_A2","Carrieles 44",0]
["SC_1354_A2","Guadalupe 44",0.01]
["SC_1354_A2","Envigado 110",0.03]
["SC_771_A2","Primavera 220",0.23]
["SC_771_A2","Playas 220",0.36]
["SC_771_A2","San Carlos 220",0.1]
["SC_771_A2","Oriente 110",0.02]
["SC_771_A2","Calderas 110",0]
["SC_771_A2","La Sierra 220",0.02]
["SC_771_A2","Jaguas 220",0.06]
["SC_771_A2","Guatape 220",0.15]
["SC_771_A2","San Carlos 500",0.04]
["SC_771_A2","Primavera 500",0.06]
["SC_771_A2","Malena 220",0.08]
["SC_771_A2","Oriente 220",0.04]
["SC_771_A2","Rio Claro 110",0]
["SC_771_A2","Pto Nare 110",0]
["SC_771_A2","Pto Boyaca 110",0]
["SC_771_A2","Playas 110",0.02]
["SC_771_A2","La Sierra 110",0]
["SC_771_A2","Guatape 110",0.01]
["SC_771_A2","Cocorna 110",0]
["SC_771_A2","San Lorenzo 110",0]
["SC_1611_A2","San Diego 110",0.03]
["SC_1611_A2","Bello 44",0.28000000000000003]
["SC_1611_A2","Yarumal II 110",0]
["SC_1611_A2","Zamora 110",0]
["SC_1611_A2","Carlos Lleras 110",0]
["SC_1611_A2","Castilla 110",0.04]
["SC_1611_A2","Vlla Hermosa 110",0.02]
["SC_1611_A2","Envigado 110",0.03]
["SC_1611_A2","El Salto 44",0.01]
["SC_1611_A2","Ancon EPM 110",0.04]
["SC_1611_A2","Barbosa 110",0.01]
["SC_1611_A2","Barbosa 220",0.02]
["SC_1611_A2","Barbosa 44",0]
["SC_1611_A2","Bello 110",0.13]
["SC_1611_A2","Bello 220",0.03]
["SC_1611_A2","Central 110",0.06]
["SC_1611_A2","Guayabal 110",0.06]
["SC_1611_A2","Guárcama 110",0]
["SC_1611_A2","Girardota 110",0]
["SC_1611_A2","Envigado 2 44",0]
["SC_1611_A2","Envigado 220",0.01]
["SC_1611_A2","El Salto (EPM) 110",0]
["SC_1611_A2","El Salto 220",0.01]
["SC_1611_A2","Guayabal 220",0.01]
["SC_1611_A2","Riogrande 110",0.01]
["SC_1611_A2","Horizonte 110",0]
["SC_1611_A2","Rodeo 110",0.03]
["SC_1611_A2","P Blancas 110",0.03]
["SC_1611_A2","Occidente 110",0.02]
["SC_1611_A2","Riogrande 44",0]
["SC_1611_A2","Miraflores 44",0.01]
["SC_1611_A2","Miraflores 220",0.01]
["SC_1611_A2","Miraflores 110",0.05]
["SC_1611_A2","Itagui 110",0.01]
["SC_1611_A2","Nva Sta Rosa 110",0]
["SC_1611_A2","Poblado 110",0.02]
["SC_849_A2","Porce III 500",1.2E-2]
["SC_849_A2","Cerromatoso 220",2.1999999999999999E-2]
["SC_849_A2","Chinu 500",2.1000000000000001E-2]
["SC_849_A2","Apartado 110",0.84]
["SC_849_A2","Urra 110",1.7999999999999999E-2]
["SC_849_A2","Uraba 110",0.13300000000000001]
["SC_849_A2","Caucheras 110",2E-3]
["SC_870_A2","Primavera 500",0]
["SC_870_A2","San Lorenzo 110",0.08]
["SC_870_A2","Rio Claro 110",0.14000000000000001]
["SC_870_A2","Pto Nare 110",0.94]
["SC_870_A2","Pto Boyaca 110",1.23]
["SC_870_A2","Playas 110",0.23]
["SC_870_A2","Guatape 110",0.05]
["SC_870_A2","Cocorna 110",0.73]
["SC_870_A2","Calizas 110",0.11]
["SC_870_A2","Calderas 110",0.02]
["SC_870_A2","San Carlos 220",0.05]
["SC_870_A2","La Sierra 220",0.06]
["SC_870_A2","Primavera 220",0]
["SC_870_A2","Malena 220",0]
["SC_870_A2","Playas 220",0.03]
["SC_870_A2","Guatape 220",0.05]
["SC_870_A2","San Carlos 500",0.01]
["SC_870_A2","Vasconia 110",1.17]
["SC_870_A2","La Sierra 110",0.21]
["SC_2301_A2","Taparto 13.2",0.03]
["SC_2301_A2","Ancon EPM 110",0.02]
["SC_2301_A2","Andes 13.2",0.16]
["SC_2301_A2","Andes 44 kV",0.16]
["SC_2301_A2","Barroso 110",0.02]
["SC_2301_A2","Bolombolo 110",0.05]
["SC_2301_A2","Bolonbolo 44",0.01]
["SC_2301_A2","Carrieles 110",7.0000000000000007E-2]
["SC_2301_A2","El Siete 115",0.01]
["SC_2301_A2","Hispania 110",0.12]
["SC_2301_A2","Hispania 44 kV",0.61]
["SC_2301_A2","Jericó 13.2",0.02]
["SC_2301_A2","Jericó 44 kV",0.12]
["SC_2301_A2","Quibdo 115",0.01]
["SC_2301_A2","Támesis 13.2",0.01]
["SC_2301_A2","Támesis 44",0.01]
["SC_2301_A2","Taparto 44 kV",0.17]
["SC_2301_A2","Tarso",0.03]
["SC_2302_A2","Andes 13.2",0.16819999999999999]
["SC_2302_A2","Concordia 44",2.2000000000000001E-3]
["SC_2302_A2","Concordia 13.2",6.9999999999999999E-4]
["SC_2302_A2","Certegui 115",1.8E-3]
["SC_2302_A2","Carrieles 13.2",1.1999999999999999E-3]
["SC_2302_A2","Carrieles 110",6.7900000000000002E-2]
["SC_2302_A2","Caldas 44",2.9999999999999997E-4]
["SC_2302_A2","Bolonbolo 44",1.49E-2]
["SC_2302_A2","Bolombolo 110",4.9000000000000002E-2]
["SC_2302_A2","Betualia 44",2.5999999999999999E-3]
["SC_2302_A2","Betualia 13.2",1.4E-3]
["SC_2302_A2","Barroso 110",1.9099999999999999E-2]
["SC_2302_A2","Fredonia 44 kV",3.3E-3]
["SC_2302_A2","Andes 44 kV",0.1694]
["SC_2302_A2","Ancon EPM 110",2.4899999999999999E-2]
["SC_2302_A2","Amagá 44 kV",3.0999999999999999E-3]
["SC_2302_A2","El Siete 115",6.4999999999999997E-3]
["SC_2302_A2","Virginia 220",3.5999999999999999E-3]
["SC_2302_A2","Virginia 115",5.0000000000000001E-4]
["SC_2302_A2","Valparaíso 44kV",2.3E-3]
["SC_2302_A2","Valparaiso 13.2",1.1999999999999999E-3]
["SC_2302_A2","Urrao 44",1E-4]
["SC_2302_A2","Urrao 13.2",0]
["SC_2302_A2","Titiribí 44 kV",1E-4]
["SC_2302_A2","Titiribí 13.2",-1E-4]
["SC_2302_A2","Tarso",2.7099999999999999E-2]
["SC_2302_A2","Tarso 13.2",1.1000000000000001E-3]
["SC_2302_A2","Taparto 44 kV",0.1754]
["SC_2302_A2","Taparto 13.2",3.04E-2]
["SC_2302_A2","Támesis 44",9.5999999999999992E-3]
["SC_2302_A2","Támesis 13.2",7.7999999999999996E-3]
["SC_2302_A2","Santa Bárbara 44kV",2.0000000000000001E-4]
["SC_2302_A2","Santa Bárbara 13.2",1E-4]
["SC_2302_A2","Salgar 44 kV",1.6000000000000001E-3]
["SC_2302_A2","Salgar 13.2",1E-4]
["SC_2302_A2","Quibdo 115",5.1999999999999998E-3]
["SC_2302_A2","Jericó 44 kV",0.12590000000000001]
["SC_2302_A2","Jericó 13.2",2.2499999999999999E-2]
["SC_2302_A2","Istmina 115",8.9999999999999998E-4]
["SC_2302_A2","Hispania 44 kV",0.62829999999999997]
["SC_2302_A2","Hispania 110",0.12820000000000001]
["SC_2302_A2","Fredonia 13.2",4.0000000000000002E-4]
["SC_2168_A2","Cocorna 110",0.15]
["SC_2168_A2","Calderas 110",0]
["SC_2168_A2","Vasconia 110",0.02]
["SC_2168_A2","Rio Claro 110",0.02]
["SC_2168_A2","Pto Nare 110",0.05]
["SC_2168_A2","Pto Boyaca 110",0.08]
["SC_2215_A2","ECocorná 13.2",0.09]
["SC_2215_A2","ECocorná 44",0.16]
["SC_2215_A2","Granada 13.2",0.25]
["SC_2215_A2","Granada 44",0.3]
["SC_2215_A2","Santuario 1 44",0.5]
["SC_2215_A2","Santuario 13.2",0.8]
["SC_938_A2","Occidente 110",0.01]
["SC_938_A2","Guayabal 110",0.01]
["SC_938_A2","Horizonte 110",0.01]
["SC_938_A2","Itagui 110",0.01]
["SC_938_A2","Lagunas 110",0.02]
["SC_938_A2","La Atoyosa 44",0.01]
["SC_938_A2","P Blancas 110",0.01]
["SC_938_A2","Girardota 110",0.01]
["SC_938_A2","Poblado 110",0.01]
["SC_938_A2","Rionegro 110",0.01]
["SC_938_A2","Rodeo 110",0.01]
["SC_938_A2","San Jeronimo 110",0.01]
["SC_938_A2","San Lorenzo 110",0.01]
["SC_938_A2","Uraba 110",0.1]
["SC_938_A2","Vlla Hermosa 110",0.01]
["SC_938_A2","Pto Boyaca 110",0.01]
["SC_938_A2","Zamora 110",0.01]
["SC_938_A2","Envigado 110",0.01]
["SC_938_A2","Colombia 110",0.01]
["SC_938_A2","Peblo Bello 44",0.02]
["SC_938_A2","Turbo 44",0.03]
["SC_938_A2","Zungo 44",0.03]
["SC_938_A2","Antioquia 110",0.01]
["SC_938_A2","El Salto 44",0.01]
["SC_938_A2","Apartado 110",0.08]
["SC_938_A2","Cabañas 110",0.01]
["SC_938_A2","Calderas 110",0.01]
["SC_938_A2","Castilla 110",0.01]
["SC_938_A2","Central 110",0.01]
["SC_938_A2","Chorodo 110",0.01]
["SC_938_A2","Barbosa 110",0.01]
["SC_938_A2","Caucheras 110",0.03]
["SC_938_A2","Apartado 44",0.1]
["SC_938_A2","Carepa 13.2",0.13]
["SC_938_A2","Caucheras 13.2",0.06]
["SC_938_A2","Chigorodo 13.2",0.1]
["SC_938_A2","Cirilo 13.2",0.02]
["SC_938_A2","La Atoyosa 13.2",0.02]
["SC_938_A2","Arboletes 13.2",0.02]
["SC_938_A2","Necoclí 13.2",0.04]
["SC_938_A2","Turbo 13.2",7.0000000000000007E-2]
["SC_938_A2","Zungo 13.2",0.05]
["SC_938_A2","Nva Colonia 13.2",0.14000000000000001]
["SC_938_A2","Apartado 13.2",0.23]
["SC_938_A2","Carepa 44",0.05]
["SC_938_A2","Caucheras 44",0.01]
["SC_938_A2","Bello 220",0.01]
["SC_938_A2","Envigado 220",0.01]
["SC_938_A2","Guatape 220",0.01]
["SC_938_A2","Guayabal 220",0.01]
["SC_938_A2","Malena 220",0.01]
["SC_938_A2","Oriente 220",0.01]
["SC_938_A2","Antioquia 500",0.01]
["SC_938_A2","Medellin 500",0.01]
["SC_938_A2","Porce III 500",0.01]
["SC_938_A2","Envigado 2 44",0.01]
["SC_938_A2","Cirilo 44",0.02]
["SC_938_A2","Chigorodo 44",0.03]
["SC_938_A2","Nva Colonia 44",0.11]
["SC_938_A2","Necoclí 44",0.01]
["SC_2312_A2","Malena 220",0.03]
["SC_2312_A2","Primavera 220",0.03]
["SC_2312_A2","Malena 44",0.18]
["SC_2312_A2","Primavera 500",0.01]
["SC_2317_A2","Primavera 500",0.01]
["SC_2317_A2","Malena 220",0.03]
["SC_2317_A2","Primavera 220",0.03]
["SC_2317_A2","Malena 44",0.18]
["SC_2277_A1","Amaga 110",6.2199999999999998E-2]
["SC_2030_A1","Playas 13.2",0.01]
["SC_1979_A1","La Cruzada 13.2",0.11]
["SC_1554_A1","Carepa 44",0.01]
["SC_1554_A1","Urra 110",0.01]
["SC_1580_A1","Urra 110",0.02]
["SC_2231_A1","Rionegro 1 44",3.0000000000000001E-3]
["SC_2232_A1","Caucasia 13.2 I",0.33]
["SC_2232_A1","Caucasia 44 I",0.12]
["SC_2211_A1","Rionegro 1 44",3.0000000000000001E-3]
["SC_2301_A1","Amaga 110",0.04]
["SC_2301_A1","Carrieles 44",7.0000000000000007E-2]
["SC_2302_A1","Carrieles 44",8.4000000000000012E-3]
["SC_2302_A1","Caldas 13.2 1",2.0000000000000001E-4]
["SC_2302_A1","Amaga 110",4.6800000000000001E-2]
["SC_938_A1","Chorodo 110",0.01]
["SC_1011_A2","Primavera 220",1.35]
["SC_1011_A2","San Carlos 220",0.02]
["SC_2277_A2","Amaga 110",7.7999999999999996E-3]
["SC_1329_A2","El Salto 44",0.03]
["SC_1979_A2","La Cruzada 13.2",0.01]
["SC_1554_A2","Carepa 44",0.01]
["SC_1554_A2","Urra 110",0.01]
["SC_1580_A2","Urra 110",0.02]
["SC_2226_A2","Rionegro 1 44",0.01]
["SC_2231_A2","Rionegro 1 44",6.0000000000000001E-3]
["SC_2232_A2","Caucasia 13.2 I",0.35]
["SC_2232_A2","Caucasia 44 I",0.1]
["SC_2211_A2","Rionegro 1 44",6.0000000000000001E-3]
["SC_2301_A2","Amaga 110",0.03]
["SC_2301_A2","Carrieles 44",0.04]
["SC_2302_A2","Carrieles 44",5.7000000000000002E-3]
["SC_2302_A2","Caldas 13.2 1",1E-4]
["SC_2302_A2","Amaga 110",3.0900000000000004E-2]
["SC_1993_A1","La Sierra 220",0]
["SC_1993_A2","La Sierra 220",0]
["SC_1938_A1","Cocorna 110",1.1000000000000121E-2]
["SC_1938_A1","Palagua 110",8.0000000000000071E-3]
["SC_1938_A1","Pto Boyaca 110",1.1000000000000121E-2]
["SC_1938_A1","Teka 110",8.0000000000000071E-3]
["SC_1938_A1","Vasconia 110",1.1000000000000121E-2]

{"sheet":"zonas","index":6,"n_rows":760,"n_cols":4,"rows_kept":760,"cut":false,"hidden":false,"merged":[]}
["nombre","periodo","capacidad","factor"]
["Zona60",2023,98.047828674316406,1]
["Zona60",2024,72.781921655405313,1]
["Zona60",2025,48.175362114818647,1]
["Zona60",2026,39.0625,1]
["Zona60",2027,48.047828674316413,1]
["Zona60",2028,48.047828674316413,1]
["Zona60",2029,48.047828674316413,1]
["Zona60",2030,48.047828674316413,1]
["Zona60",2031,48.047828674316413,1]
["Zona60",2032,48.047828674316413,1]
["Zona60",2033,48.047828674316413,1]
["Zona67",2023,1000,1]
["Zona67",2024,1000,1]
["Zona67",2025,1000,1]
["Zona67",2026,987.109375,1]
["Zona67",2027,1000,1]
["Zona67",2028,1000,1]
["Zona67",2029,1000,1]
["Zona67",2030,1000,1]
["Zona67",2031,1000,1]
["Zona67",2032,1000,1]
["Zona67",2033,1000,1]
["Zona23",2023,136.5776729183967,1]
["Zona23",2024,135.5106598487217,1]
["Zona23",2025,131.82188799973849,1]
["Zona23",2026,142.75938799973849,1]
["Zona23",2027,144.32188799973849,1]
["Zona23",2028,142.06685849974261,1]
["Zona23",2029,142.84810849974261,1]
["Zona23",2030,142.84810849974261,1]
["Zona23",2031,142.31851490563179,1]
["Zona23",2032,141.7321076520883,1]
["Zona23",2033,143.2946076520883,1]
["Zona32",2023,60.283973541027081,1]
["Zona32",2024,60.283973541027081,1]
["Zona32",2025,60.674598541027081,1]
["Zona32",2026,60.55908203125,1]
["Zona32",2027,60.795821249485023,1]
["Zona32",2028,60.795821249485023,1]
["Zona32",2029,60.795821249485023,1]
["Zona32",2030,60.795821249485023,1]
["Zona32",2031,61.186446249485023,1]
["Zona32",2032,61.186446249485023,1]
["Zona32",2033,61.186446249485023,1]
["Zona21",2023,302.02927087341749,1]
["Zona21",2024,364.52927087341749,1]
["Zona21",2025,182.2646354367088,1]
["Zona21",2026,170.8730957219145,1]
["Zona21",2027,195.8730957219145,1]
["Zona21",2028,370.87309572191452,1]
["Zona21",2029,208.61611634357689,1]
["Zona21",2030,321.11611634357689,1]
["Zona21",2031,293.77592050835261,1]
["Zona21",2032,220.83567953605171,1]
["Zona21",2033,270.83567953605171,1]
["Zona62",2023,87.884521484375,1]
["Zona62",2024,66.030613705515862,1]
["Zona62",2025,44.09329891204834,1]
["Zona62",2026,28.125,1]
["Zona62",2027,44.134521484375,1]
["Zona62",2028,44.134521484375,1]
["Zona62",2029,44.134521484375,1]
["Zona62",2030,44.134521484375,1]
["Zona62",2031,44.134521484375,1]
["Zona62",2032,44.134521484375,1]
["Zona62",2033,44.134521484375,1]
["Zona68",2023,1000,1]
["Zona68",2024,1000,1]
["Zona68",2025,1000,1]
["Zona68",2026,980.859375,1]
["Zona68",2027,1000,1]
["Zona68",2028,1000,1]
["Zona68",2029,1000,1]
["Zona68",2030,1000,1]
["Zona68",2031,1000,1]
["Zona68",2032,1000,1]
["Zona68",2033,1000,1]
["Zona27",2023,42.96875,1]
["Zona27",2024,25.22589181916857,1]
["Zona27",2025,16.015625,1]
["Zona27",2026,6.4096450805664063,1]
["Zona27",2027,6.4096450805664063,1]
["Zona27",2028,6.4096450805664063,1]
["Zona27",2029,6.4096450805664063,1]
["Zona27",2030,6.4096450805664063,1]
["Zona27",2031,6.6471397876739502,1]
["Zona27",2032,6.25,1]
["Zona27",2033,6.6471397876739502,1]
["Zona58",2023,146.875,1]
["Zona58",2024,110.15625,1]
["Zona58",2025,120.1171875,1]
["Zona58",2026,135.15625,1]
["Zona58",2027,135.15625,1]
["Zona58",2028,135.15625,1]
["Zona58",2029,135.15625,1]
["Zona58",2030,135.15625,1]
["Zona58",2031,135.15625,1]
["Zona58",2032,135.15625,1]
["Zona58",2033,135.15625,1]
["Zona42",2023,134.7876841085963,1]
["Zona42",2024,120.65688617100091,1]
["Zona42",2025,120.65688617100091,1]
["Zona42",2026,86.102035747202876,1]
["Zona42",2027,120.7395792007446,1]
["Zona42",2028,109.7876841085963,1]
["Zona42",2029,109.7876841085963,1]
["Zona42",2030,109.7876841085963,1]
["Zona42",2031,109.7876841085963,1]
["Zona42",2032,109.7876841085963,1]
["Zona42",2033,109.7876841085963,1]
["Zona5",2023,99.432118869127521,1]
["Zona5",2024,100.0903109613044,1]
["Zona5",2025,122.86961886912751,1]
["Zona5",2026,122.86961886912751,1]
["Zona5",2027,122.86961886912751,1]
["Zona5",2028,124.43211886912751,1]
["Zona5",2029,122.48786701179741,1]
["Zona5",2030,122.48786701179741,1]
["Zona5",2031,123.26911701179741,1]
["Zona5",2032,121.34303705848809,1]
["Zona5",2033,121.34303705848809,1]
["Zona66",2023,1000,1]
["Zona66",2024,1000,1]
["Zona66",2025,1000,1]
["Zona66",2026,1000,1]
["Zona66",2027,1000,1]
["Zona66",2028,1000,1]
["Zona66",2029,1000,1]
["Zona66",2030,1000,1]
["Zona66",2031,1000,1]
["Zona66",2032,1000,1]
["Zona66",2033,1000,1]
["Zona25",2023,62.5,1]
["Zona25",2024,59.375,1]
["Zona25",2025,51.4892578125,1]
["Zona25",2026,22.52655029296875,1]
["Zona25",2027,20.456771599128839,1]
["Zona25",2028,20.456771599128839,1]
["Zona25",2029,20.456771599128839,1]
["Zona25",2030,20.456771599128839,1]
["Zona25",2031,21.954345703125,1]
["Zona25",2032,21.484375,1]
["Zona25",2033,21.954345703125,1]
["Zona55",2023,39.349657774798096,1]
["Zona55",2024,27.052889720173692,1]
["Zona55",2025,45.802889720173702,1]
["Zona55",2026,9.375,1]
["Zona55",2027,104.4955015182495,1]
["Zona55",2028,107.6205015182495,1]
["Zona55",2029,107.6205015182495,1]
["Zona55",2030,107.6205015182495,1]
["Zona55",2031,107.6205015182495,1]
["Zona55",2032,107.6205015182495,1]
["Zona55",2033,107.6205015182495,1]
["Zona19",2023,552.69251182754317,1]
["Zona19",2024,538.37758884371101,1]
["Zona19",2025,557.81435834606577,1]
["Zona19",2026,601.56435834606577,1]
["Zona19",2027,619.62758884371101,1]
["Zona19",2028,574.93623224778264,1]
["Zona19",2029,618.68623224778264,1]
["Zona19",2030,584.34311612389138,1]
["Zona19",2031,526.73589233517532,1]
["Zona19",2032,536.3762944218555,1]
["Zona19",2033,582.11794616758766,1]
["Zona48",2023,162.5,1]
["Zona48",2024,81.25,1]
["Zona48",2025,81.25,1]
["Zona48",2026,81.25,1]
["Zona48",2027,79.1473388671875,1]
["Zona48",2028,81.25,1]
["Zona48",2029,81.25,1]
["Zona48",2030,81.25,1]
["Zona48",2031,81.25,1]
["Zona48",2032,81.25,1]
["Zona48",2033,81.25,1]
["Zona13",2023,794.15651604292566,1]
["Zona13",2024,701.77608259536498,1]
["Zona13",2025,380.17391490724788,1]
["Zona13",2026,430.17391490724788,1]
["Zona13",2027,430.17391490724788,1]
["Zona13",2028,441.50127258467012,1]
["Zona13",2029,465.08695745362388,1]
["Zona13",2030,427.00063629233512,1]
["Zona13",2031,338.50031814616761,1]
["Zona13",2032,338.50031814616761,1]
["Zona13",2033,476.00031814616761,1]
["Zona44",2023,197.65625,1]
["Zona44",2024,147.68825839060111,1]
["Zona44",2025,129.80516149412571,1]
["Zona44",2026,181.640625,1]
["Zona44",2027,185.84973989050931,1]
["Zona44",2028,130.41984999320249,1]
["Zona44",2029,130.41984999320249,1]
["Zona44",2030,115.2099249966012,1]
["Zona44",2031,155.88258026317021,1]
["Zona44",2032,141.47535253907159,1]
["Zona44",2033,134.67080251313021,1]
["Zona64",2023,106.1201678166981,1]
["Zona64",2024,99.487657328154455,1]
["Zona64",2025,87.828947485011355,1]
["Zona64",2026,87.828947485011355,1]
["Zona64",2027,91.40625,1]
["Zona64",2028,91.40625,1]
["Zona64",2029,91.40625,1]
["Zona64",2030,91.40625,1]
["Zona64",2031,91.40625,1]
["Zona64",2032,91.40625,1]
["Zona64",2033,91.40625,1]
["Zona43",2023,100,1]
["Zona43",2024,71.875,1]
["Zona43",2025,71.875,1]
["Zona43",2026,78.125,1]
["Zona43",2027,78.125,1]
["Zona43",2028,78.125,1]
["Zona43",2029,81.25,1]
["Zona43",2030,81.25,1]
["Zona43",2031,81.25,1]
["Zona43",2032,80.56640625,1]
["Zona43",2033,81.25,1]
["Zona3",2023,25.781046245555221,1]
["Zona3",2024,25.37821739796842,1]
["Zona3",2025,25.37821739796842,1]
["Zona3",2026,25.37821739796842,1]
["Zona3",2027,25.3426507115364,1]
["Zona3",2028,25.3426507115364,1]
["Zona3",2029,25.3426507115364,1]
["Zona3",2030,25.3426507115364,1]
["Zona3",2031,25.390625,1]
["Zona3",2032,25.00535391736776,1]
["Zona3",2033,25.39597891736776,1]
["Zona46",2023,983.984375,1]
["Zona46",2024,999.68942097876436,1]
["Zona46",2025,999.68942097876436,1]
["Zona46",2026,924.45346117019653,1]
["Zona46",2027,980.81826162524521,1]
["Zona46",2028,999.68942097876436,1]
["Zona46",2029,999.68942097876436,1]
["Zona46",2030,849.85014266894723,1]
["Zona46",2031,999.68942097876436,1]
["Zona46",2032,999.68942097876436,1]
["Zona46",2033,999.68942097876436,1]
["Zona24",2023,118.0524984833872,1]
["Zona24",2024,113.4410727613799,1]
["Zona24",2025,158.31052700080059,1]
["Zona24",2026,175.4980270008007,1]
["Zona24",2027,175.13478251121671,1]
["Zona24",2028,170.75044768849199,1]
["Zona24",2029,174.77056500858191,1]
["Zona24",2030,172.9828555732266,1]
["Zona24",2031,162.1714270999,1]
["Zona24",2032,168.0674525863046,1]
["Zona24",2033,171.94218605146401,1]
["Zona9",2023,80.914292163089186,1]
["Zona9",2024,81.953485211879865,1]
["Zona9",2025,84.567723780444382,1]
["Zona9",2026,81.924982412305496,1]
["Zona9",2027,83.56165749533838,1]
["Zona9",2028,85.09947964142664,1]
["Zona9",2029,82.750154392798422,1]
["Zona9",2030,70.790171140714278,1]
["Zona9",2031,83.115348707404138,1]
["Zona9",2032,83.115348707404138,1]
["Zona9",2033,84.209548769412748,1]
["Zona28",2023,178.70418591223441,1]
["Zona28",2024,178.39674768601469,1]
["Zona28",2025,178.09051039036621,1]
["Zona28",2026,177.07136771059251,1]
["Zona28",2027,177.07136771059251,1]
["Zona28",2028,177.37360836828111,1]
["Zona28",2029,177.07136771059251,1]
["Zona28",2030,175.86712759011451,1]
["Zona28",2031,176.80241131735349,1]
["Zona28",2032,167.03338623046881,1]
["Zona28",2033,166.93960166087689,1]
["Zona2",2023,39.229529424887197,1]
["Zona2",2024,37.390645233095611,1]
["Zona2",2025,35.053729906027137,1]
["Zona2",2026,67.586038448068692,1]
["Zona2",2027,67.586038448068692,1]
["Zona2",2028,67.058022522693165,1]
["Zona2",2029,67.448647522693165,1]
["Zona2",2030,67.448647522693165,1]
["Zona2",2031,67.448647522693165,1]
["Zona2",2032,67.448647522693165,1]
["Zona2",2033,67.448647522693165,1]
["Zona1",2023,35.247481207536907,1]
["Zona1",2024,44.622481207536907,1]
["Zona1",2025,19.5223355282974,1]
["Zona1",2026,14.641751646223049,1]
["Zona1",2027,20.891751646223049,1]
["Zona1",2028,42.766751646223042,1]
["Zona1",2029,18.710453845222581,1]
["Zona1",2030,31.210453845222581,1]
["Zona1",2031,44.065926239363208,1]
["Zona1",2032,16.589204326632061,1]
["Zona1",2033,25.964204326632061,1]
["Zona17",2023,99.660764602637954,1]
["Zona17",2024,118.410764602638,1]
["Zona17",2025,51.804709513654103,1]
["Zona17",2026,38.853532135240577,1]
["Zona17",2027,57.603532135240577,1]
["Zona17",2028,107.6035321352406,1]
["Zona17",2029,53.801766067620292,1]
["Zona17",2030,85.051766067620292,1]
["Zona17",2031,114.74946709307009,1]
["Zona17",2032,44.156801896131341,1]
["Zona17",2033,69.156801896131356,1]
["Zona53",2023,0,1]
["Zona53",2024,0,1]
["Zona53",2025,468.75,1]
["Zona53",2026,442.96875,1]
["Zona53",2027,451.5625,1]
["Zona53",2028,470.3125,1]
["Zona53",2029,470.3125,1]
["Zona53",2030,470.3125,1]
["Zona53",2031,482.8125,1]
["Zona53",2032,472.4609375,1]
["Zona53",2033,491.2109375,1]
["Zona59",2023,92.444161612002063,1]
["Zona59",2024,86.854166252361324,1]
["Zona59",2025,56.611110006296883,1]
["Zona59",2026,42.041015625,1]
["Zona59",2027,54.944161612002063,1]
["Zona59",2028,54.944161612002063,1]
["Zona59",2029,54.944161612002063,1]
["Zona59",2030,54.944161612002063,1]
["Zona59",2031,54.944161612002063,1]
["Zona59",2032,54.944161612002063,1]
["Zona59",2033,54.944161612002063,1]
["Zona41",2023,45.3125,1]
["Zona41",2024,43.1884765625,1]
["Zona41",2025,43.5791015625,1]
["Zona41",2026,43.9697265625,1]
["Zona41",2027,44.3603515625,1]
["Zona41",2028,44.3603515625,1]
["Zona41",2029,44.7509765625,1]
["Zona41",2030,45.1416015625,1]
["Zona41",2031,45.1416015625,1]
["Zona41",2032,45.1416015625,1]
["Zona41",2033,45.9228515625,1]
["Zona18",2023,83.473657022668505,1]
["Zona18",2024,83.473657022668505,1]
["Zona18",2025,83.473657022668505,1]
["Zona18",2026,83.473657022668505,1]
["Zona18",2027,82.821519077178905,1]
["Zona18",2028,83.602769077178891,1]
["Zona18",2029,82.296475810347971,1]
["Zona18",2030,83.077725810347971,1]
["Zona18",2031,83.077725810347971,1]
["Zona18",2032,81.779636344561283,1]
["Zona18",2033,81.779636344561283,1]
["Zona8",2023,112.8377059661034,1]
["Zona8",2024,120.3125,1]
["Zona8",2025,87.940772288930106,1]
["Zona8",2026,70.3125,1]
["Zona8",2027,87.837705966103385,1]
["Zona8",2028,87.837705966103385,1]
["Zona8",2029,87.837705966103385,1]
["Zona8",2030,87.837705966103385,1]
["Zona8",2031,87.837705966103385,1]
["Zona8",2032,87.837705966103385,1]
["Zona8",2033,87.837705966103385,1]
["Zona7",2023,0,1]
["Zona7",2024,0,1]
["Zona7",2025,606.25,1]
["Zona7",2026,599.8046875,1]
["Zona7",2027,612.3046875,1]
["Zona7",2028,618.75,1]
["Zona7",2029,610.75439453125,1]
["Zona7",2030,618.75,1]
["Zona7",2031,618.75,1]
["Zona7",2032,616.27769470214844,1]
["Zona7",2033,618.75,1]
["Zona12",2023,65.818019217113033,1]
["Zona12",2024,58.63392213086982,1]
["Zona12",2025,68.953331999133908,1]
["Zona12",2026,46.875,1]
["Zona12",2027,65.883892774581909,1]
["Zona12",2028,65.818019217113033,1]
["Zona12",2029,65.818019217113033,1]
["Zona12",2030,65.818019217113033,1]
["Zona12",2031,62.5,1]
["Zona12",2032,62.757358956150711,1]
["Zona12",2033,62.757358956150711,1]
["Zona29",2023,53.02734375,1]
["Zona29",2024,57.71484375,1]
["Zona29",2025,44.18792724609375,1]
["Zona29",2026,38.65509033203125,1]
["Zona29",2027,53.073993348516517,1]
["Zona29",2028,53.085339069366462,1]
["Zona29",2029,53.085339069366462,1]
["Zona29",2030,53.085339069366462,1]
["Zona29",2031,54.277747505693704,1]
["Zona29",2032,53.1005859375,1]
["Zona29",2033,54.217442950152872,1]
["Zona15",2023,849.86645594271511,1]
["Zona15",2024,849.81492122573991,1]
["Zona15",2025,537.35338521088158,1]
["Zona15",2026,599.85338521088158,1]
["Zona15",2027,599.85338521088158,1]
["Zona15",2028,618.66902803626124,1]
["Zona15",2029,637.42669260544085,1]
["Zona15",2030,601.5017710271959,1]
["Zona15",2031,475.75088551359801,1]
["Zona15",2032,475.75088551359801,1]
["Zona15",2033,663.25088551359795,1]
["Zona40",2023,43.351926741195598,1]
["Zona40",2024,39.287683609208507,1]
["Zona40",2025,35.821635030326149,1]
["Zona40",2026,27.410769846657079,1]
["Zona40",2027,93.373775482177734,1]
["Zona40",2028,93.37377548217772,1]
["Zona40",2029,93.37377548217772,1]
["Zona40",2030,93.37377548217772,1]
["Zona40",2031,93.37377548217772,1]
["Zona40",2032,93.37377548217772,1]
["Zona40",2033,93.37377548217772,1]
["Zona10",2023,152.55416617519711,1]
["Zona10",2024,149.34136159455639,1]
["Zona10",2025,141.47166304525729,1]
["Zona10",2026,150.90386159455639,1]
["Zona10",2027,144.38048169796679,1]
["Zona10",2028,140.9965641581708,1]
["Zona10",2029,149.72492517584891,1]
["Zona10",2030,141.2401845434137,1]
["Zona10",2031,137.92986771817741,1]
["Zona10",2032,139.86540642287221,1]
["Zona10",2033,139.8292592534053,1]
["Zona49",2023,110.56184768676761,1]
["Zona49",2024,79.849455831572413,1]
["Zona49",2025,49.86632488157737,1]
["Zona49",2026,39.0625,1]
["Zona49",2027,54.927825927734382,1]
["Zona49",2028,54.927825927734382,1]
["Zona49",2029,54.927825927734382,1]
["Zona49",2030,54.927825927734382,1]
["Zona49",2031,48.061847686767578,1]
["Zona49",2032,48.061847686767578,1]
["Zona49",2033,48.061847686767578,1]
["Zona14",2023,885.47833508075519,1]
["Zona14",2024,851.83175686825484,1]
["Zona14",2025,535.68479188509446,1]
["Zona14",2026,610.68479188509446,1]
["Zona14",2027,610.68479188509446,1]
["Zona14",2028,619.55139362986142,1]
["Zona14",2029,654.15022303467128,1]
["Zona14",2030,602.16354522239612,1]
["Zona14",2031,476.08177261119812,1]
["Zona14",2032,476.08177261119812,1]
["Zona14",2033,676.08177261119806,1]
["Zona50",2023,108.59519266596079,1]
["Zona50",2024,108.59519266596079,1]
["Zona50",2025,104.3531929524467,1]
["Zona50",2026,104.3531929524467,1]
["Zona50",2027,179.47467265184969,1]
["Zona50",2028,182.1977049702582,1]
["Zona50",2029,182.1977049702582,1]
["Zona50",2030,182.1977049702582,1]
["Zona50",2031,182.1977049702582,1]
["Zona50",2032,182.1977049702582,1]
["Zona50",2033,182.22796428107091,1]
["Zona63",2023,107.6794743537903,1]
["Zona63",2024,96.875,1]
["Zona63",2025,62.920622946694493,1]
["Zona63",2026,46.875,1]
["Zona63",2027,65.919399261474609,1]
["Zona63",2028,65.919399261474609,1]
["Zona63",2029,65.919399261474609,1]
["Zona63",2030,65.919399261474609,1]
["Zona63",2031,57.679474353790283,1]
["Zona63",2032,57.679474353790283,1]
["Zona63",2033,57.679474353790283,1]
["Zona54",2023,168.8255310058594,1]
["Zona54",2024,100.9063720703125,1]
["Zona54",2025,95.056140515953302,1]
["Zona54",2026,88.293075561523438,1]
["Zona54",2027,98.4375,1]
["Zona54",2028,98.4375,1]
["Zona54",2029,98.4375,1]
["Zona54",2030,98.4375,1]
["Zona54",2031,100,1]
["Zona54",2032,100.384521484375,1]
["Zona54",2033,100.384521484375,1]
["Zona20",2023,107.6710838242434,1]
["Zona20",2024,98.595221314195669,1]
["Zona20",2025,61.273760038265252,1]
["Zona20",2026,46.875,1]
["Zona20",2027,65.909810084849596,1]
["Zona20",2028,65.909810084849596,1]
["Zona20",2029,65.909810084849596,1]
["Zona20",2030,65.909810084849596,1]
["Zona20",2031,57.671083824243397,1]
["Zona20",2032,57.671083824243397,1]
["Zona20",2033,57.671083824243397,1]
["Zona33",2023,103.02734375,1]
["Zona33",2024,74.12109375,1]
["Zona33",2025,74.12109375,1]
["Zona33",2026,77.2705078125,1]
["Zona33",2027,77.2705078125,1]
["Zona33",2028,80.37109375,1]
["Zona33",2029,78.5491943359375,1]
["Zona33",2030,78.5491943359375,1]
["Zona33",2031,83.49609375,1]
["Zona33",2032,83.49609375,1]
["Zona33",2033,83.49609375,1]
["Zona16",2023,200,1]
["Zona16",2024,100,1]
["Zona16",2025,100,1]
["Zona16",2026,109.375,1]
["Zona16",2027,109.375,1]
["Zona16",2028,112.5,1]
["Zona16",2029,112.5,1]
["Zona16",2030,112.5,1]
["Zona16",2031,112.5,1]
["Zona16",2032,112.5,1]
["Zona16",2033,112.5,1]
["Zona35",2023,20.734470653042081,1]
["Zona35",2024,20.410494549088298,1]
["Zona35",2025,20.410494549088298,1]
["Zona35",2026,20.410494549088298,1]
["Zona35",2027,20.410494549088298,1]
["Zona35",2028,20.801119549088298,1]
["Zona35",2029,20.47610205613379,1]
["Zona35",2030,20.476102056133801,1]
["Zona35",2031,20.866727056133801,1]
["Zona35",2032,20.526123046875,1]
["Zona35",2033,20.540684445881709,1]
["Zona37",2023,101.99299609489189,1]
["Zona37",2024,86.06868926435709,1]
["Zona37",2025,79.563090637384434,1]
["Zona37",2026,79.563090637384434,1]
["Zona37",2027,79.563090637384434,1]
["Zona37",2028,86.06868926435709,1]
["Zona37",2029,86.06868926435709,1]
["Zona37",2030,86.06868926435709,1]
["Zona37",2031,86.06868926435709,1]
["Zona37",2032,86.06868926435709,1]
["Zona37",2033,86.06868926435709,1]
["Zona11",2023,646.91314697265625,1]
["Zona11",2024,596.91314697265625,1]
["Zona11",2025,523.45657348632813,1]
["Zona11",2026,393.8262939453125,1]
["Zona11",2027,596.97626680135727,1]
["Zona11",2028,500.24340240888711,1]
["Zona11",2029,500.24340240888711,1]
["Zona11",2030,500.24340240888711,1]
["Zona11",2031,500.24340240888711,1]
["Zona11",2032,500.24340240888711,1]
["Zona11",2033,500.24340240888711,1]
["Zona38",2023,45.284405974517057,1]
["Zona38",2024,38.208717540998762,1]
["Zona38",2025,56.958717540998762,1]
["Zona38",2026,13.037109375,1]
["Zona38",2027,132.28098591207529,1]
["Zona38",2028,132.28098591207529,1]
["Zona38",2029,132.28098591207529,1]
["Zona38",2030,135.40598591207529,1]
["Zona38",2031,135.40598591207529,1]
["Zona38",2032,135.40598591207529,1]
["Zona38",2033,135.40598591207529,1]
["Zona65",2023,0,1]
["Zona65",2024,0,1]
["Zona65",2025,343.75,1]
["Zona65",2026,283.0078125,1]
["Zona65",2027,351.04679369998729,1]
["Zona65",2028,348.30424062420622,1]
["Zona65",2029,348.30424062420622,1]
["Zona65",2030,348.30424062420622,1]
["Zona65",2031,348.30424062420622,1]
["Zona65",2032,348.30424062420622,1]
["Zona65",2033,348.30424062420622,1]
["Zona6",2023,266.92031511788429,1]
["Zona6",2024,366.92031511788429,1]
["Zona6",2025,114.66259847433879,1]
["Zona6",2026,85.996948855754127,1]
["Zona6",2027,135.99694885575411,1]
["Zona6",2028,339.12194885575411,1]
["Zona6",2029,137.7682917226501,1]
["Zona6",2030,300.26829172265008,1]
["Zona6",2031,298.21060633973002,1]
["Zona6",2032,156.33384116332809,1]
["Zona6",2033,206.3338411633282,1]
["Zona52",2023,78.387653087702347,1]
["Zona52",2024,72.199489781633019,1]
["Zona52",2025,72.199489781633019,1]
["Zona52",2026,56.25,1]
["Zona52",2027,75.300174957374111,1]
["Zona52",2028,75.300174957374111,1]
["Zona52",2029,75.300174957374111,1]
["Zona52",2030,75.300174957374111,1]
["Zona52",2031,75,1]
["Zona52",2032,75.300174957374111,1]
["Zona52",2033,65.887653087702347,1]
["Zona30",2023,100.91326227411631,1]
["Zona30",2024,72.998046875,1]
["Zona30",2025,75.9033203125,1]
["Zona30",2026,48.945314664940973,1]
["Zona30",2027,42.43927001953125,1]
["Zona30",2028,79.602622985839844,1]
["Zona30",2029,42.964357137680047,1]
["Zona30",2030,81.447649497014666,1]
["Zona30",2031,80.811339735319251,1]
["Zona30",2032,43.053269386291497,1]
["Zona30",2033,80.811339735319251,1]
["Zona34",2023,543.75,1]
["Zona34",2024,431.25,1]
["Zona34",2025,418.75,1]
["Zona34",2026,418.75,1]
["Zona34",2027,418.75,1]
["Zona34",2028,431.25,1]
["Zona34",2029,431.25,1]
["Zona34",2030,431.25,1]
["Zona34",2031,481.25,1]
["Zona34",2032,444.140625,1]
["Zona34",2033,481.25,1]
["Zona22",2023,0,1]
["Zona22",2024,0,1]
["Zona22",2025,240.625,1]
["Zona22",2026,235.546875,1]
["Zona22",2027,238.0859375,1]
["Zona22",2028,238.0859375,1]
["Zona22",2029,238.0859375,1]
["Zona22",2030,238.0859375,1]
["Zona22",2031,230.94482421875,1]
["Zona22",2032,230.94482421875,1]
["Zona22",2033,240.31982421875,1]
["Zona26",2023,272.65625,1]
["Zona26",2024,175.87890625,1]
["Zona26",2025,152.13255777159179,1]
["Zona26",2026,148.34136962890619,1]
["Zona26",2027,149.90386962890619,1]
["Zona26",2028,152.6463659887668,1]
["Zona26",2029,154.20886598876669,1]
["Zona26",2030,154.20886598876669,1]
["Zona26",2031,157.5728893280029,1]
["Zona26",2032,168.33492499660119,1]
["Zona26",2033,160.6091029147947,1]
["Zona36",2023,162.5,1]
["Zona36",2024,81.25,1]
["Zona36",2025,81.25,1]
["Zona36",2026,86.1328125,1]
["Zona36",2027,81.25,1]
["Zona36",2028,93.75,1]
["Zona36",2029,93.75,1]
["Zona36",2030,93.75,1]
["Zona36",2031,93.75,1]
["Zona36",2032,93.75,1]
["Zona36",2033,93.75,1]
["Zona4",2023,999.50985692152358,1]
["Zona4",2024,999.50985692152358,1]
["Zona4",2025,999.50985692152358,1]
["Zona4",2026,999.50985692152358,1]
["Zona4",2027,999.50985692152358,1]
["Zona4",2028,999.50985692152358,1]
["Zona4",2029,999.50985692152358,1]
["Zona4",2030,999.50985692152358,1]
["Zona4",2031,999.50985692152358,1]
["Zona4",2032,999.50985692152358,1]
["Zona4",2033,999.50985692152358,1]
["Zona31",2023,88.20731563218385,1]
["Zona31",2024,41.347179202586183,1]
["Zona31",2025,66.347179202586176,1]
["Zona31",2026,53.907083102101268,1]
["Zona31",2027,47.168697714338613,1]
["Zona31",2028,41.272610500046277,1]
["Zona31",2029,36.113534187540509,1]
["Zona31",2030,36.113534187540509,1]
["Zona31",2031,31.599342414097951,1]
["Zona31",2032,29.624383513216831,1]
["Zona31",2033,25.92133557406472,1]
["Zona45",2023,180.0872802734375,1]
["Zona45",2024,90.04364013671875,1]
["Zona45",2025,90.04364013671875,1]
["Zona45",2026,90.04364013671875,1]
["Zona45",2027,90.04364013671875,1]
["Zona45",2028,90.04364013671875,1]
["Zona45",2029,90.04364013671875,1]
["Zona45",2030,90.04364013671875,1]
["Zona45",2031,102.54364013671881,1]
["Zona45",2032,102.54364013671881,1]
["Zona45",2033,102.54364013671881,1]
["Zona51",2023,25.40365457715318,1]
["Zona51",2024,16.20544171817021,1]
["Zona51",2025,30.26794171817021,1]
["Zona51",2026,29.94,1]
["Zona51",2027,30.751426538699889,1]
["Zona51",2028,30.751426538699889,1]
["Zona51",2029,30.751426538699889,1]
["Zona51",2030,30.751426538699889,1]
["Zona51",2031,30.751426538699889,1]
["Zona51",2032,30.751426538699889,1]
["Zona51",2033,30.751426538699889,1]
["Zona57",2023,245.34473494230011,1]
["Zona57",2024,447.505861462697,1]
["Zona57",2025,464.18229723385849,1]
["Zona57",2026,393.75,1]
["Zona57",2027,518.75,1]
["Zona57",2028,499.47566302798799,1]
["Zona57",2029,505.72566302798799,1]
["Zona57",2030,499.1178090887388,1]
["Zona57",2031,511.6178090887388,1]
["Zona57",2032,511.6178090887388,1]
["Zona57",2033,490.68946988460033,1]
["Zona47",2023,41.507530212402337,1]
["Zona47",2024,18.76220703125,1]
["Zona47",2025,6.4716339111328116,1]
["Zona47",2026,6.0707526281476003,1]
["Zona47",2027,6.0707526281476003,1]
["Zona47",2028,6.0707526281476003,1]
["Zona47",2029,6.0707526281476003,1]
["Zona47",2030,6.0707526281476003,1]
["Zona47",2031,6.4716339111328116,1]
["Zona47",2032,6.4716339111328116,1]
["Zona47",2033,6.4716339111328116,1]
["Zona39",2023,187.8670831232796,1]
["Zona39",2024,94.826894346760781,1]
["Zona39",2025,84.320904483362753,1]
["Zona39",2026,75,1]
["Zona39",2027,100.4195235694624,1]
["Zona39",2028,87.867083123279599,1]
["Zona39",2029,87.867083123279599,1]
["Zona39",2030,87.867083123279599,1]
["Zona39",2031,87.867083123279599,1]
["Zona39",2032,87.867083123279599,1]
["Zona39",2033,87.867083123279599,1]
["Zona61",2023,633.28612634125818,1]
["Zona61",2024,833.67675134125818,1]
["Zona61",2025,554.33837567062915,1]
["Zona61",2026,654.72900067062915,1]
["Zona61",2027,655.11962567062915,1]
["Zona61",2028,707.93932630924178,1]
["Zona61",2029,615.05981283531457,1]
["Zona61",2030,677.40716315462089,1]
["Zona61",2031,538.70358157731039,1]
["Zona61",2032,538.70358157731039,1]
["Zona61",2033,751.20358157731039,1]
["Zona69",2023,1000,1]
["Zona69",2024,1000,1]
["Zona69",2025,1000,1]
["Zona69",2026,1000,1]
["Zona69",2027,1000,1]
["Zona69",2028,1000,1]
["Zona69",2029,1000,1]
["Zona69",2030,1000,1]
["Zona69",2031,1000,1]
["Zona69",2032,1000,1]
["Zona69",2033,1000,1]
["Zona70",2023,75,1]
["Zona70",2024,153.125,1]
["Zona70",2025,112.5,1]
["Zona70",2026,134.375,1]
["Zona70",2027,137.5,1]
["Zona70",2028,140.625,1]
["Zona70",2029,137.5,1]
["Zona70",2030,143.75,1]
["Zona70",2031,143.75,1]
["Zona70",2032,143.75,1]
["Zona70",2033,146.875,1]

{"sheet":"zonaBarra","index":7,"n_rows":150,"n_cols":2,"rows_kept":150,"cut":false,"hidden":false,"merged":[]}
["nombre","barra"]
["Zona1","Envigado 110"]
["Zona2","Bolivar 44 kV"]
["Zona2","Hispania 44 kV"]
["Zona2","Jericó 44 kV"]
["Zona2","Andes 13.2"]
["Zona3","Santuario 1 44"]
["Zona3","Santuario 2 44"]
["Zona4","Purnio 220"]
["Zona5","El Siete 115"]
["Zona5","Barroso 110"]
["Zona6","Occidente 220"]
["Zona7","Carrieles 220"]
["Zona8","Bello 220"]
["Zona9","Virginia 115"]
["Zona10","Quibdo 115"]
["Zona10","Certegui 115"]
["Zona10","Istmina 115"]
["Zona11","San Carlos 220"]
["Zona12","Oriente 220"]
["Zona13","Medellin 220"]
["Zona14","Ancon ISA 220"]
["Zona15","Ancon EPM 220"]
["Zona16","Playas 220"]
["Zona17","Envigado 220"]
["Zona18","Amaga 110"]
["Zona19","Ancon EPM 110"]
["Zona20","Miraflores 110"]
["Zona21","Guayabal 220"]
["Zona22","Carrieles 110"]
["Zona23","Hispania 110"]
["Zona24","Bolombolo 110"]
["Zona25","Guárcama 110"]
["Zona25","Yarumal 110"]
["Zona25","Yarumal II 110"]
["Zona25","SAC"]
["Zona26","Apartado 110"]
["Zona26","Uraba 110"]
["Zona26","Nva Colonia 110"]
["Zona26","Carepa 13.2"]
["Zona26","Carepa 44"]
["Zona26","Chigorodo 13.2"]
["Zona26","Apartado 13.2"]
["Zona26","Apartado 44"]
["Zona26","Nva Colonia 13.2"]
["Zona27","Caucheras 110"]
["Zona27","Chorodo 110"]
["Zona27","Buritica 110 kV"]
["Zona27","Lagunas 110"]
["Zona27","Paso Ancho 44"]
["Zona27","Caucheras 13.2"]
["Zona27","Dabeiba (Lagunas) 44"]
["Zona27","Lagunas 44"]
["Zona28","Caucasia 44 II"]
["Zona28","Caucasia 44 I"]
["Zona28","Caucasia 13.2 I"]
["Zona28","Caucasia 13.2 II"]
["Zona29","Nva SRosa 110"]
["Zona29","Riogrande 110"]
["Zona29","Hidromontañitas 110"]
["Zona30","Amalfi 110"]
["Zona30","Luzma I 110"]
["Zona30","Luzma II 110"]
["Zona31","Barbosa 110"]
["Zona32","Malena 13.2"]
["Zona32","Malena 44"]
["Zona33","Porce 110"]
["Zona33","El Limon 13.2"]
["Zona33","El Limon 44"]
["Zona34","Primavera 220"]
["Zona35","Amalfi 13.2"]
["Zona35","Amalfi 44"]
["Zona36","Guadalupe 220"]
["Zona36","Guadalupe 44"]
["Zona36","Porce 220"]
["Zona36","El Salto 220"]
["Zona37","Girardota 110"]
["Zona37","Carlos Lleras 110"]
["Zona38","Rio Claro 110"]
["Zona38","Calizas 110"]
["Zona39","Miraflores 220"]
["Zona40","Calderas 110"]
["Zona40","Guatape 110"]
["Zona40","Guatape 44"]
["Zona40","Guatape 13.2"]
["Zona41","Tigre 110"]
["Zona41","Cruzada 110"]
["Zona41","Tigre 44"]
["Zona41","Santa Isabel 44"]
["Zona42","Guatape 220"]
["Zona43","El Salto (EPM) 110"]
["Zona43","Troneras 110"]
["Zona44","Uraba 44"]
["Zona44","Turbo 44"]
["Zona44","Turbo 13.2"]
["Zona45","Barbosa 220"]
["Zona46","Porce III 500"]
["Zona47","Antioquia 110"]
["Zona47","San Jeronimo 110"]
["Zona48","Occidente 110"]
["Zona49","San Diego 110"]
["Zona50","Vasconia 110"]
["Zona50","Cocorna 110"]
["Zona50","Pto Boyaca 110"]
["Zona50","Pto Nare 110"]
["Zona50","Teka 110"]
["Zona50","Palagua 110"]
["Zona50","El Tecal 115"]
["Zona50","Pto Inmarco 110"]
["Zona50","Moriche 110"]
["Zona51","Sonson 110"]
["Zona51","Aures Bajo 110"]
["Zona51","La Ceja 110"]
["Zona51","La Unión 13.2"]
["Zona51","La Ceja 13.2"]
["Zona51","Sonsón 44"]
["Zona52","Rionegro 110"]
["Zona52","Oriente 110"]
["Zona52","Cordova (Antioquia) 110"]
["Zona52","Escuela de Minas 110"]
["Zona53","Salamina 220"]
["Zona54","Colombia 110"]
["Zona54","Cabañas 110"]
["Zona54","Horizonte 110"]
["Zona54","Zamora 110"]
["Zona55","San Miguel 110"]
["Zona55","San Lorenzo 110"]
["Zona55","El Molino 110"]
["Zona55","San Lorenzo II 110"]
["Zona57","La Sierra 220"]
["Zona58","Playas 110"]
["Zona58","San Carlos 44"]
["Zona58","Juanes 44"]
["Zona59","Bello 110"]
["Zona59","Bello 44"]
["Zona60","Central 110"]
["Zona60","Castilla 110"]
["Zona61","Rodeo 110"]
["Zona61","Itagui 110"]
["Zona61","Belen (Antioquia) 110"]
["Zona62","Poblado 110"]
["Zona63","P Blancas 110"]
["Zona63","Vlla Hermosa 110"]
["Zona64","La Sierra 110"]
["Zona65","San Lorenzo II 220"]
["Zona66","San Carlos 500"]
["Zona67","Antioquia 500"]
["Zona68","Medellin 500"]
["Zona69","Primavera 500"]
["Zona70","Malena 220"]

{"sheet":"calificacionProyectos","index":8,"n_rows":107,"n_cols":9,"rows_kept":107,"cut":false,"hidden":false,"merged":[]}
["nombre","BT_Confi","BT_Flex","EC_RE","EC_RP","EC_Per","EC_Mar","B_Ambiental"]
["SC_1329_A1",2507645.2804227788,2703035.1588296434,2854100.9417880722,2531289.6173767545,1242775.7743768974,2531289.6173767541,6150694.4620573688]
["SC_1329_A2",2507645.2804227788,2703035.1588296434,2854100.9417880722,2531289.6173767545,1254516.3294581282,2531289.6173767541,6150694.4620573688]
["SC_987_A1",2507645.2804227788,2703035.1588296439,2854100.9417880727,2531289.6173767545,1084638.059731435,2531289.6173767545,6150694.4620573698]
["SC_2301_A1",2597735.7719774363,2816181.6560363099,2985073.2013838338,2624170.1406919807,1214683.6328712143,2624170.1406919807,6670664.7570449058]
["SC_1979_A1",2507645.2804227793,2703035.1588296434,2854100.9417880727,2531289.6173767545,0,2531289.6173767545,6150694.4620573698]
["SC_1979_A2",2507645.2804227793,2703035.1588296434,2854100.9417880727,2531289.6173767545,478809.55383863719,2531289.6173767545,6150694.4620573698]
["SC_1389_A1",2698456.9415355427,2942679.4399133646,3131500.1876118956,2728010.5657584039,1684295.4025034218,2728010.5657584034,7251991.5468409751]
["SC_1389_A2",2698456.9415355427,2942679.4399133646,3131500.1876118956,2728010.5657584039,1693331.7741236715,2728010.5657584034,7251991.5468409751]
["SC_1529_A1",2597735.7719774363,2816181.6560363108,2985073.2013838342,2624170.1406919807,1561520.3621090259,2624170.1406919807,6670664.7570449077]
["SC_2215_A1",2597735.7719774363,2816181.6560363108,2985073.2013838338,2624170.1406919807,1455416.7136062589,2624170.1406919807,6670664.7570449077]
["SC_2215_A2",2597735.7719774363,2816181.6560363108,2985073.2013838338,2624170.1406919807,1459280.1043585725,2624170.1406919807,6670664.7570449077]
["SC_2226_A1",2597735.7719774363,2816181.6560363108,2985073.2013838338,2624170.1406919807,1629053.4020947893,2624170.1406919807,6670664.7570449067]
["SC_2226_A2",2597735.7719774363,2816181.6560363108,2985073.2013838338,2624170.1406919807,1619719.9045537594,2624170.1406919807,6670664.7570449067]
["SC_1980_A1",2597735.7719774363,2816181.6560363108,2985073.2013838347,2624170.1406919807,1109488.7056441216,2624170.1406919807,6670664.7570449086]
["SC_1980_A2",2597735.7719774363,2816181.6560363108,2985073.2013838347,2624170.1406919807,1109488.7056441216,2624170.1406919807,6670664.7570449086]
["SC_2231_A1",2290517.2821326284,2430339.6498133452,2538443.3838501982,2307437.335525882,1671173.6443257893,2307437.335525882,4897508.8331113001]
["SC_2231_A2",2290517.2821326284,2430339.6498133452,2538443.3838501982,2307437.335525882,1666643.0508983731,2307437.335525882,4897508.8331113001]
["SC_2211_A1",2427063.4454007247,2601830.7785016764,2736952.2301639561,2448212.2262182338,1650874.8856291168,2448212.2262182338,5685604.7527661882]
["SC_2211_A2",2427063.4454007247,2601830.7785016764,2736952.2301639561,2448212.2262182338,1644211.1961430425,2448212.2262182338,5685604.7527661882]
["SC_1974_A1",2811063.2091015065,3084103.9622879107,3295205.5582148684,2844104.1609826642,1349880.3009599056,2844104.1609826642,7901914.8978329794]
["SC_1974_A2",2811063.2091015065,3084103.9622879107,3295205.5582148684,2844104.1609826642,1441569.5758496337,2844104.1609826642,7901914.8978329794]
["SC_12_A1",2203639.6954829735,1744166.5384341588,2412141.9991493654,3265554.8399645034,1644046.1426377881,3265554.8399645034,1744166.5384341588]
["SC_677_A1",2203639.6954829735,1744166.5384341588,2412141.9991493654,3265554.8399645034,1703551.4310603964,3265554.8399645034,1744166.5384341588]
["SC_771_A1",2203639.6954829735,1744166.5384341588,2412141.9991493654,3265554.8399645034,1641935.9240504357,3265554.8399645034,1744166.5384341588]
["SC_849_A1",2203639.6954829735,1744166.5384341588,2412141.9991493654,3265554.8399645034,1698177.3559506286,3265554.8399645034,1744166.5384341588]
["SC_498_A1",2155144.3175475886,1744166.5384341588,2341640.1168914097,3104978.9727189038,1340206.4067667241,3104978.9727189038,1744166.5384341588]
["SC_870_A1",2203639.6954829735,1744166.5384341588,2412141.9991493654,3265554.8399645034,1707768.234855378,3265554.8399645034,1744166.5384341588]
["SC_2312_A1",2155144.3175475886,1744166.5384341588,2341640.1168914097,3104978.9727189043,1729207.8016343936,3104978.9727189043,1744166.5384341588]
["SC_2312_A2",2155144.3175475886,1744166.5384341588,2341640.1168914097,3104978.9727189043,1730276.2828343769,3104978.9727189043,1744166.5384341588]
["SC_1010_A1",2203639.6954829735,1744166.5384341588,2412141.9991493654,3265554.8399645034,1668339.3275293258,3265554.8399645034,1744166.5384341588]
["SC_1010_A2",2203639.6954829735,1744166.5384341588,2412141.9991493654,3265554.8399645034,1665997.9860454267,3265554.8399645034,1744166.5384341588]
["SC_1016_A1",2203639.6954829735,1744166.5384341588,2412141.9991493654,3265554.8399645034,1657535.708967905,3265554.8399645034,1744166.5384341588]
["SC_1016_A2",2203639.6954829735,1744166.5384341588,2412141.9991493654,3265554.8399645034,1660043.0945672442,3265554.8399645034,1744166.5384341588]
["SC_1020_A1",2203639.6954829735,1744166.5384341588,2412141.9991493654,3265554.8399645034,1637668.9486522274,3265554.8399645034,1744166.5384341588]
["SC_938_A1",2203639.6954829735,1744166.5384341588,2412141.9991493654,3265554.8399645034,1522201.3929506023,3265554.8399645034,1744166.5384341588]
["SC_938_A2",2203639.6954829735,1744166.5384341588,2412141.9991493654,3265554.8399645034,1559849.2083621169,3265554.8399645034,1744166.5384341588]
["SC_1098_A1",2203639.695482973,1744166.5384341588,2412141.9991493654,3265554.8399645044,2565138.8167717243,3265554.8399645044,1744166.5384341588]
["SC_1098_A2",2203639.695482973,1744166.5384341588,2412141.9991493654,3265554.8399645044,2642541.0576492716,3265554.8399645044,1744166.5384341588]
["SC_655_A1",3312300.1766536799,2697126.8051758446,2847261.7514672671,2526439.5248609083,1645314.2015442278,2526439.5248609083,1744166.5384341588]
["SC_655_A2",3312300.1766536799,2697126.8051758446,2847261.7514672671,2526439.5248609083,1566757.3511597111,2526439.5248609083,1744166.5384341588]
["SC_1255_A1",2155144.3175475886,1744166.5384341588,2341640.1168914097,3104978.9727189043,1661940.4992082496,3104978.9727189043,1744166.5384341588]
["SC_1255_A2",2155144.3175475886,1744166.5384341588,2341640.1168914097,3104978.9727189043,1655170.6023251559,3104978.9727189043,1744166.5384341588]
["SC_1011_A1",3312300.1766536799,2697126.805175845,2847261.7514672671,2526439.5248609087,1135515.8026792987,2526439.5248609087,1744166.5384341588]
["SC_1011_A2",3312300.1766536799,2697126.805175845,2847261.7514672671,2526439.5248609087,1168521.0567038252,2526439.5248609087,1744166.5384341588]
["SC_1302_A1",2203639.6954829735,1744166.5384341588,2412141.9991493654,3265554.8399645034,1636548.449513504,3265554.8399645034,1744166.5384341588]
["SC_1302_A2",2203639.6954829735,1744166.5384341588,2412141.9991493654,3265554.8399645034,1644767.6332277739,3265554.8399645034,1744166.5384341588]
["SC_2030_A1",2507645.2804227793,2703035.1588296434,2854100.9417880722,2531289.6173767545,1050183.985072745,2531289.6173767545,1744166.5384341588]
["SC_2030_A2",2507645.2804227793,2703035.1588296434,2854100.9417880722,2531289.6173767545,1015638.9939412873,2531289.6173767545,1744166.5384341588]
["SC_1279_A1",2203639.6954829735,1744166.5384341588,2412141.9991493654,3265554.8399645034,1889911.5165929685,3265554.8399645034,1744166.5384341588]
["SC_1279_A2",2203639.6954829735,1744166.5384341588,2412141.9991493654,3265554.8399645034,1913569.2365588867,3265554.8399645034,1744166.5384341588]
["SC_1515_A1",2111767.4142064573,1744166.5384341588,2278579.3993082652,2961351.1844849149,1457577.5170386576,2961351.1844849149,1744166.5384341588]
["SC_1515_A2",2111767.4142064573,1744166.5384341588,2278579.3993082652,2961351.1844849149,1483549.3514305574,2961351.1844849149,1744166.5384341588]
["SC_1368_A1",2203639.6954829735,1744166.5384341588,2412141.9991493654,3265554.8399645034,1744150.4193731479,3265554.8399645034,1744166.5384341588,{"$f":"IFERROR(VLOOKUP(A54,#REF!,1,0),\"\")","v":""}]
["SC_1370_A1",2203639.6954829735,1744166.5384341588,2412141.9991493654,3265554.8399645034,1744150.4193731479,3265554.8399645034,1744166.5384341588,{"$f":"IFERROR(VLOOKUP(A55,#REF!,1,0),\"\")","v":""}]
["SC_1368_A2",2203639.6954829735,1744166.5384341588,2412141.9991493654,3265554.8399645034,1744145.7243861917,3265554.8399645034,1744166.5384341588,{"$f":"IFERROR(VLOOKUP(A56,#REF!,1,0),\"\")","v":""}]
["SC_1370_A2",2203639.6954829735,1744166.5384341588,2412141.9991493654,3265554.8399645034,1744145.7243861917,3265554.8399645034,1744166.5384341588,{"$f":"IFERROR(VLOOKUP(A57,#REF!,1,0),\"\")","v":""}]
["SC_1354_A1",2203639.6954829735,1744166.5384341588,2412141.9991493654,3265554.8399645034,1731095.8839666913,3265554.8399645034,1744166.5384341588]
["SC_1553_A1",2203639.6954829735,1744166.5384341588,2412141.9991493654,3265554.8399645034,1704745.9930419775,3265554.8399645034,1744166.5384341588]
["SC_1553_A2",2203639.6954829735,1744166.5384341588,2412141.9991493654,3265554.8399645034,1698773.1831340713,3265554.8399645034,1744166.5384341588]
["SC_1580_A1",2203639.6954829735,1744166.5384341588,2412141.9991493654,3265554.8399645034,1630683.1501839403,3265554.8399645034,1744166.5384341588]
["SC_1580_A2",2203639.6954829735,1744166.5384341588,2412141.9991493654,3265554.8399645034,1629488.5882023589,3265554.8399645034,1744166.5384341588]
["SC_1554_A1",2155144.3175475886,1744166.5384341588,2341640.1168914097,3104978.9727189043,1701427.2904348297,3104978.9727189043,1744166.5384341588]
["SC_1554_A2",2155144.3175475886,1744166.5384341588,2341640.1168914097,3104978.9727189043,1698221.8468348801,3104978.9727189043,1744166.5384341588]
["SC_824_A1",2203639.6954829735,1744166.5384341588,2412141.9991493654,3265554.8399645034,1645640.9244539561,3265554.8399645034,1744166.5384341588]
["SC_1217_A1",2155144.3175475886,1744166.5384341588,2341640.1168914097,3104978.9727189038,1399483.5854097696,3104978.9727189038,1744166.5384341588]
["SC_1217_A2",2155144.3175475886,1744166.5384341588,2341640.1168914097,3104978.9727189038,1351089.4006595293,3104978.9727189038,1744166.5384341588]
["SC_1786_A1",2155144.3175475886,1744166.5384341588,2341640.1168914102,3104978.9727189043,1716399.3832495946,3104978.9727189043,1744166.5384341588]
["SC_1839_A1",2203639.6954829735,1744166.5384341588,2412141.9991493654,3265554.8399645034,1685925.669022165,3265554.8399645034,1744166.5384341588]
["SC_1839_A2",2203639.6954829735,1744166.5384341588,2412141.9991493654,3265554.8399645034,1684750.2200322892,3265554.8399645034,1744166.5384341588]
["SC_1844_A1",2203639.6954829735,1744166.5384341588,2412141.9991493654,3265554.8399645039,1842845.4389732336,3265554.8399645039,1744166.5384341588]
["SC_1844_A2",2203639.6954829735,1744166.5384341588,2412141.9991493654,3265554.8399645039,1877210.8791327702,3265554.8399645039,1744166.5384341588]
["SC_2232_A1",2203639.6954829735,1744166.5384341588,2412141.9991493654,3265554.8399645034,1755348.8331437414,3265554.8399645034,1744166.5384341588]
["SC_2232_A2",2203639.6954829735,1744166.5384341588,2412141.9991493654,3265554.8399645034,1755348.8331437414,3265554.8399645034,1744166.5384341588]
["SC_1611_A1",2203639.6954829735,1744166.5384341588,2412141.9991493654,3265554.8399645034,1760076.1753214607,3265554.8399645034,1744166.5384341588]
["SC_1922_A1",2111767.4142064573,1744166.5384341588,2278579.3993082652,2961351.1844849149,1667370.6468199797,2961351.1844849144,1744166.5384341588,{"$f":"IFERROR(VLOOKUP(A76,#REF!,1,0),\"\")","v":""}]
["SC_1922_A2",2111767.4142064573,1744166.5384341588,2278579.3993082652,2961351.1844849149,1606817.0074363148,2961351.1844849144,1744166.5384341588,{"$f":"IFERROR(VLOOKUP(A77,#REF!,1,0),\"\")","v":""}]
["SC_1848_A1",2507645.2804227793,2703035.1588296434,2854100.9417880718,2531289.6173767541,1124176.3864531685,2531289.6173767541,1744166.5384341588]
["SC_1848_A2",2507645.2804227793,2703035.1588296434,2854100.9417880718,2531289.6173767541,1255876.7484920751,2531289.6173767541,1744166.5384341588]
["SC_2168_A1",2203639.6954829735,1744166.5384341588,2412141.9991493654,3265554.8399645044,1668876.8481355784,3265554.8399645044,1744166.5384341588]
["SC_2025_A2",2155144.3175475886,1744166.5384341588,2341640.1168914102,3104978.9727189043,1674087.5277302589,3104978.9727189043,1744166.5384341588]
["SC_1966_A1",2203639.6954829735,1744166.5384341588,2412141.9991493654,3265554.8399645044,1668758.4681193857,3265554.8399645044,1744166.5384341588]
["SC_1916_A1",2203639.6954829735,1744166.5384341588,2412141.9991493654,3265554.8399645034,1731026.3566367649,3265554.8399645034,1744166.5384341588]
["SC_1916_A2",2203639.6954829735,1744166.5384341588,2412141.9991493654,3265554.8399645034,1729831.7946551838,3265554.8399645034,1744166.5384341588]
["SC_1993_A1",2155144.3175475886,1744166.5384341588,2341640.1168914097,3104978.9727189038,1447465.2295686963,3104978.9727189038,1744166.5384341588]
["SC_1993_A2",2155144.3175475886,1744166.5384341588,2341640.1168914097,3104978.9727189038,1484012.0947735226,3104978.9727189038,1744166.5384341588]
["SC_2277_A1",3497339.9459635834,2809576.1166513637,2977426.9866051739,2618747.737259265,1546691.3885691268,2618747.737259265,1744166.5384341588]
["SC_2277_A2",3497339.9459635834,2809576.1166513637,2977426.9866051739,2618747.737259265,1534526.5949429441,2618747.737259265,1744166.5384341588]
["SC_2302_A1",2597735.7719774363,2816181.6560363099,2985073.2013838338,2624170.1406919807,1214683.6328712143,2624170.1406919807,1744166.5384341588]
["SC_2163_A1",2111767.4142064573,1744166.5384341588,2278579.3993082652,2961351.1844849149,1667370.6468199797,2961351.1844849144,1744166.5384341588]
["SC_2163_A2",2111767.4142064573,1744166.5384341588,2278579.3993082652,2961351.1844849149,1606780.2126901615,2961351.1844849144,1744166.5384341588]
["SC_1902_A1",2203639.6954829735,1744166.5384341588,2412141.9991493654,3265554.8399645034,1630088.2520299444,3265554.8399645034,1744166.5384341588]
["SC_1902_A2",2203639.6954829735,1744166.5384341588,2412141.9991493654,3265554.8399645034,1611722.2199317273,3265554.8399645034,1744166.5384341588]
["SC_2059_A1",2597735.7719774363,2816181.6560363099,2985073.2013838338,2624170.1406919807,1270418.3398424881,2624170.1406919807,1744166.5384341588]
["SC_2059_A2",2597735.7719774363,2816181.6560363099,2985073.2013838338,2624170.1406919807,1057149.5782338721,2624170.1406919807,1744166.5384341588]
["SC_1971_A1",2507645.2804227793,2703035.1588296434,2854100.9417880722,2531289.6173767545,785400.58152613242,2531289.6173767545,1744166.5384341588]
["SC_1971_A2",2507645.2804227793,2703035.1588296434,2854100.9417880722,2531289.6173767545,783298.02460308815,2531289.6173767545,1744166.5384341588]
["SC_2317_A1",2155144.3175475886,1744166.5384341588,2341640.1168914097,3104978.9727189043,1729207.8016343936,3104978.9727189043,1744166.5384341588]
["SC_2317_A2",2155144.3175475886,1744166.5384341588,2341640.1168914097,3104978.9727189043,1730276.2828343769,3104978.9727189043,1744166.5384341588]
["SC_1625_A1",2155144.3175475886,1744166.5384341588,2341640.1168914097,3104978.9727189038,1734376.2143108449,3104978.9727189038,1744166.5384341588,{"$f":"IFERROR(VLOOKUP(A100,#REF!,1,0),\"\")","v":""}]
["SC_1625_A2",2155144.3175475886,1744166.5384341588,2341640.1168914097,3104978.9727189038,1751959.2254938351,3104978.9727189038,1744166.5384341588]
["SC_2328_A1",2155144.3175475886,1744166.5384341588,2341640.1168914097,3104978.9727189038,1658308.7316095065,3104978.9727189038,1744166.5384341588]
["SC_2329_A1",2155144.3175475886,1744166.5384341588,2341640.1168914097,3104978.9727189038,1658308.7316095065,3104978.9727189038,1744166.5384341588]
["SC_2148_A1",2597735.7719774363,2816181.6560363108,2985073.2013838342,2624170.1406919807,1269117.1145420345,2624170.1406919807,1744166.5384341588]
["SC_1329_A3",2507645.2804227788,2703035.1588296434,2854100.9417880722,2531289.6173767545,1254792.5778129806,2531289.6173767541,6150694.4620573688]
["SC_1848_A3",2507645.2804227793,2703035.1588296434,2854100.9417880718,2531289.6173767541,1744166.5384341588,2531289.6173767541,1744166.5384341588]
["SC_1938_A1",1744166.5384341588,1744166.5384341588,1744166.5384341588,1744166.5384341588,1744166.5384341588,1744166.5384341588,1744166.5384341588]

{"sheet":"ejecutar","index":9,"n_rows":20,"n_cols":14,"rows_kept":20,"cut":false,"hidden":false,"merged":[]}
[]
[]
[]
[]
[]
[]
[]
[null,null,null,null,null,null,null,null,null,null,null,"OPTIMIZADOR",null,"cbc"]
[]
[null,null,null,null,null,null,null,null,null,null,null,"PERIODO INICIAL",null,2023]
[]
[null,null,null,null,null,null,null,null,null,null,null,"PERIODO FINAL",null,2033]
[]
[null,null,null,null,null,null,null,null,null,null,null,"ESCALAR",null,0]
[]
[null,null,null,null,null,null,null,null,null,null,null,"TOLERANCIA ",null,9.9999999999999995E-7]
[]
[null,null,null,null,null,null,null,null,null,null,null,"TIEMPO MAXIMO",null,1000]
[]
[null,null,null,null,null,null,null,null,null,null,null,"OBRAS EN FILA 2",null,0]

{"sheet":"ASIGNACION","index":10,"n_rows":108,"n_cols":28,"rows_kept":108,"cut":false,"hidden":false,"merged":[]}
[null,null,null,null,null,null,"aprobado","aprobado","aprobado","aprobado","aprobado","aprobado","aprobado","aprobado","aprobado","aprobado","aprobado","calificacion","calificacion","calificacion","calificacion","calificacion","calificacion","calificacion","calificacion","calificacion","calificacion","calificacion"]
["nombre","barra","tipo","capacidad","periodoIni","Fila",2023,2024,2025,2026,2027,2028,2029,2030,2031,2032,2033,2023,2024,2025,2026,2027,2028,2029,2030,2031,2032,2033]
["SC_1974_A2","La Ceja 13.2","PCH",2.0699999999999998,2024,2,0,1,1,1,1,1,1,1,1,1,1,17268673.016277812,17268673.016277812,17268673.016277812,17268673.016277812,17268673.016277812,17268673.016277812,17268673.016277812,17268673.016277812,17268673.016277812,17268673.016277812,17268673.016277812]
["SC_1974_A1","La Unión 13.2","PCH",2.0699999999999998,2024,2,0,0,0,0,0,0,0,0,0,0,0,17176983.741388083,17176983.741388083,17176983.741388083,17176983.741388083,17176983.741388083,17176983.741388083,17176983.741388083,17176983.741388083,17176983.741388083,17176983.741388083,17176983.741388083]
["SC_1389_A2","Andes 13.2","PCH",3,2025,2,0,0,1,1,1,1,1,1,1,1,1,16733581.655874372,16733581.655874372,16733581.655874372,16733581.655874372,16733581.655874372,16733581.655874372,16733581.655874372,16733581.655874372,16733581.655874372,16733581.655874372,16733581.655874372]
["SC_1389_A1","Andes 13.2","PCH",3,2025,2,0,0,0,0,0,0,0,0,0,0,0,16724545.284254123,16724545.284254123,16724545.284254123,16724545.284254123,16724545.284254123,16724545.284254123,16724545.284254123,16724545.284254123,16724545.284254123,16724545.284254123,16724545.284254123]
["SC_2226_A1","Sonsón 44","PCH",13.6,2026,2,0,0,0,1,1,1,1,1,1,1,1,15965498.669643814,15965498.669643814,15965498.669643814,15965498.669643814,15965498.669643814,15965498.669643814,15965498.669643814,15965498.669643814,15965498.669643814,15965498.669643814,15965498.669643814]
["SC_2226_A2","Sonson 110","PCH",13.6,2026,2,0,0,0,0,0,0,0,0,0,0,0,15956165.172102785,15956165.172102785,15956165.172102785,15956165.172102785,15956165.172102785,15956165.172102785,15956165.172102785,15956165.172102785,15956165.172102785,15956165.172102785,15956165.172102785]
["SC_1529_A1","Guatape 13.2","PCH",6,2026,2,0,0,0,0,1,1,1,1,1,1,1,15897965.629658051,15897965.629658051,15897965.629658051,15897965.629658051,15897965.629658051,15897965.629658051,15897965.629658051,15897965.629658051,15897965.629658051,15897965.629658051,15897965.629658051]
["SC_2215_A2","Santuario 1 44","PCH",13.69,2026,2,0,0,0,1,1,1,1,1,1,1,1,15795725.371907597,15795725.371907597,15795725.371907597,15795725.371907597,15795725.371907597,15795725.371907597,15795725.371907597,15795725.371907597,15795725.371907597,15795725.371907597,15795725.371907597]
["SC_2215_A1","San Lorenzo 110","PCH",13.69,2026,2,0,0,0,0,0,0,0,0,0,0,0,15791861.981155284,15791861.981155284,15791861.981155284,15791861.981155284,15791861.981155284,15791861.981155284,15791861.981155284,15791861.981155284,15791861.981155284,15791861.981155284,15791861.981155284]
["SC_2301_A1","Hispania 44 kV","PCH",19.899999999999999,2026,2,0,0,0,1,1,1,1,1,1,1,1,15551128.900420237,15551128.900420237,15551128.900420237,15551128.900420237,15551128.900420237,15551128.900420237,15551128.900420237,15551128.900420237,15551128.900420237,15551128.900420237,15551128.900420237]
["SC_1980_A1","El Limon 13.2","PCH",1.6,2026,2,0,0,0,1,1,1,1,1,1,1,1,15445933.973193148,15445933.973193148,15445933.973193148,15445933.973193148,15445933.973193148,15445933.973193148,15445933.973193148,15445933.973193148,15445933.973193148,15445933.973193148,15445933.973193148]
["SC_1980_A2","El Limon 44","PCH",1.6,2026,2,0,0,0,0,0,0,0,0,0,0,0,15445933.973193148,15445933.973193148,15445933.973193148,15445933.973193148,15445933.973193148,15445933.973193148,15445933.973193148,15445933.973193148,15445933.973193148,15445933.973193148,15445933.973193148]
["SC_2277_A1","Hispania 110","Hidraulica",70,2027,2,0,0,0,0,1,1,1,1,1,1,1,15282406.005208392,15282406.005208392,15282406.005208392,15282406.005208392,15282406.005208392,15282406.005208392,15282406.005208392,15282406.005208392,15282406.005208392,15282406.005208392,15282406.005208392]
["SC_2277_A2","Bolombolo 110","Hidraulica",70,2027,2,0,0,0,0,0,0,0,0,0,0,0,15270241.21158221,15270241.21158221,15270241.21158221,15270241.21158221,15270241.21158221,15270241.21158221,15270241.21158221,15270241.21158221,15270241.21158221,15270241.21158221,15270241.21158221]
["SC_1329_A3","Guadalupe 44","PCH",13.7,2027,2,0,0,0,0,1,1,1,1,1,1,1,14961716.723535817,14961716.723535817,14961716.723535817,14961716.723535817,14961716.723535817,14961716.723535817,14961716.723535817,14961716.723535817,14961716.723535817,14961716.723535817,14961716.723535817]
["SC_1329_A2","Guadalupe 220","PCH",13.7,2027,2,0,0,0,0,0,0,0,0,0,0,0,14961440.475180965,14961440.475180965,14961440.475180965,14961440.475180965,14961440.475180965,14961440.475180965,14961440.475180965,14961440.475180965,14961440.475180965,14961440.475180965,14961440.475180965]
["SC_1329_A1","El Salto 220","PCH",13.7,2027,2,0,0,0,0,0,0,0,0,0,0,0,14949699.920099733,14949699.920099733,14949699.920099733,14949699.920099733,14949699.920099733,14949699.920099733,14949699.920099733,14949699.920099733,14949699.920099733,14949699.920099733,14949699.920099733]
["SC_655_A1","Carrieles 110","Hidraulica",74,2028,2,0,0,0,0,0,1,1,1,1,1,1,14814912.183662629,14814912.183662629,14814912.183662629,14814912.183662629,14814912.183662629,14814912.183662629,14814912.183662629,14814912.183662629,14814912.183662629,14814912.183662629,14814912.183662629]
["SC_2211_A1","Sonsón 44","PCH",12.7,2028,2,0,0,0,0,0,1,1,1,1,1,1,14794721.104852682,14794721.104852682,14794721.104852682,14794721.104852682,14794721.104852682,14794721.104852682,14794721.104852682,14794721.104852682,14794721.104852682,14794721.104852682,14794721.104852682]
["SC_987_A1","El Limon 44","PCH",2,2027,2,0,0,0,0,1,1,1,1,1,1,1,14791562.205454275,14791562.205454275,14791562.205454275,14791562.205454275,14791562.205454275,14791562.205454275,14791562.205454275,14791562.205454275,14791562.205454275,14791562.205454275,14791562.205454275]
["SC_2211_A2","Sonson 110","PCH",12.7,2028,2,0,0,0,0,0,0,0,0,0,0,0,14788057.415366607,14788057.415366607,14788057.415366607,14788057.415366607,14788057.415366607,14788057.415366607,14788057.415366607,14788057.415366607,14788057.415366607,14788057.415366607,14788057.415366607]
["SC_655_A2","Hispania 110","Hidraulica",74,2028,2,0,0,0,0,0,0,0,0,0,0,0,14736355.333278112,14736355.333278112,14736355.333278112,14736355.333278112,14736355.333278112,14736355.333278112,14736355.333278112,14736355.333278112,14736355.333278112,14736355.333278112,14736355.333278112]
["SC_1098_A2","Primavera 500","Solar FV",20,2025,2,0,0,0,0,0,0,0,0,0,0,0,14424071.512192773,14424071.512192773,14424071.512192773,14424071.512192773,14424071.512192773,14424071.512192773,14424071.512192773,14424071.512192773,14424071.512192773,14424071.512192773,14424071.512192773]
["SC_1098_A1","Primavera 220","Solar FV",20,2025,2,0,0,0,0,0,0,0,0,0,0,0,14346669.271315224,14346669.271315224,14346669.271315224,14346669.271315224,14346669.271315224,14346669.271315224,14346669.271315224,14346669.271315224,14346669.271315224,14346669.271315224,14346669.271315224]
["SC_1011_A2","Primavera 220","Hidraulica",50,2028,2,0,0,0,0,0,0,0,0,0,0,0,14338119.038822226,14338119.038822226,14338119.038822226,14338119.038822226,14338119.038822226,14338119.038822226,14338119.038822226,14338119.038822226,14338119.038822226,14338119.038822226,14338119.038822226]
["SC_1011_A1","Malena 220","Hidraulica",50,2028,2,0,0,0,0,0,1,1,1,1,1,1,14305113.7847977,14305113.7847977,14305113.7847977,14305113.7847977,14305113.7847977,14305113.7847977,14305113.7847977,14305113.7847977,14305113.7847977,14305113.7847977,14305113.7847977]
["SC_1979_A2","Tigre 44","PCH",9.9,2027,2,0,0,0,0,1,1,1,1,1,1,1,14185733.699561477,14185733.699561477,14185733.699561477,14185733.699561477,14185733.699561477,14185733.699561477,14185733.699561477,14185733.699561477,14185733.699561477,14185733.699561477,14185733.699561477]
["SC_1848_A3","Guadalupe 44","PCH",19.899999999999999,2027,2,0,0,0,0,0,0,0,0,0,0,0,14129132.307070032,14129132.307070032,14129132.307070032,14129132.307070032,14129132.307070032,14129132.307070032,14129132.307070032,14129132.307070032,14129132.307070032,14129132.307070032,14129132.307070032]
["SC_2059_A1","Lagunas 44","PCH",19.899999999999999,2026,2,0,0,0,0,0,0,0,0,0,0,0,14128914.141808286,14128914.141808286,14128914.141808286,14128914.141808286,14128914.141808286,14128914.141808286,14128914.141808286,14128914.141808286,14128914.141808286,14128914.141808286,14128914.141808286]
["SC_2148_A1","Dabeiba (Lagunas) 44","PCH",7.17,2026,2,0,0,0,0,0,0,0,0,0,0,0,14127612.916507836,14127612.916507836,14127612.916507836,14127612.916507836,14127612.916507836,14127612.916507836,14127612.916507836,14127612.916507836,14127612.916507836,14127612.916507836,14127612.916507836]
["SC_2302_A1","Hispania 44 kV","PCH",19.899999999999999,2026,2,0,0,0,0,0,0,0,0,0,0,0,14073179.434837013,14073179.434837013,14073179.434837013,14073179.434837013,14073179.434837013,14073179.434837013,14073179.434837013,14073179.434837013,14073179.434837013,14073179.434837013,14073179.434837013]
["SC_2059_A2","Paso Ancho 44","PCH",19.899999999999999,2026,2,0,0,0,0,0,0,0,0,0,0,0,13915645.380199671,13915645.380199671,13915645.380199671,13915645.380199671,13915645.380199671,13915645.380199671,13915645.380199671,13915645.380199671,13915645.380199671,13915645.380199671,13915645.380199671]
["SC_2231_A1","Sonsón 44","PCH",13.45,2030,2,0,0,0,0,0,0,0,0,0,0,0,13860882.613344174,13860882.613344174,13860882.613344174,13860882.613344174,13860882.613344174,13860882.613344174,13860882.613344174,13860882.613344174,13860882.613344174,13860882.613344174,13860882.613344174]
["SC_2231_A2","Sonson 110","PCH",13.45,2030,2,0,0,0,0,0,0,0,0,0,0,0,13856352.019916758,13856352.019916758,13856352.019916758,13856352.019916758,13856352.019916758,13856352.019916758,13856352.019916758,13856352.019916758,13856352.019916758,13856352.019916758,13856352.019916758]
["SC_1979_A1","Santa Isabel 44","PCH",9.9,2027,2,0,0,0,0,0,0,0,0,0,0,0,13706924.14572284,13706924.14572284,13706924.14572284,13706924.14572284,13706924.14572284,13706924.14572284,13706924.14572284,13706924.14572284,13706924.14572284,13706924.14572284,13706924.14572284]
["SC_1279_A2","Malena 220","Solar FV",250,2025,2,0,0,0,0,0,0,0,0,0,0,0,13695099.691102387,13695099.691102387,13695099.691102387,13695099.691102387,13695099.691102387,13695099.691102387,13695099.691102387,13695099.691102387,13695099.691102387,13695099.691102387,13695099.691102387]
["SC_1279_A1","Primavera 500","Solar FV",250,2025,2,0,0,0,0,0,0,0,0,0,0,0,13671441.971136469,13671441.971136469,13671441.971136469,13671441.971136469,13671441.971136469,13671441.971136469,13671441.971136469,13671441.971136469,13671441.971136469,13671441.971136469,13671441.971136469]
["SC_1844_A2","Primavera 500","Solar FV",170,2025,2,0,0,0,0,0,0,0,0,0,0,0,13658741.333676271,13658741.333676271,13658741.333676271,13658741.333676271,13658741.333676271,13658741.333676271,13658741.333676271,13658741.333676271,13658741.333676271,13658741.333676271,13658741.333676271]
["SC_1848_A2","Guadalupe 220","PCH",19.899999999999999,2027,2,0,0,0,0,1,1,1,1,1,1,1,13640842.517127948,13640842.517127948,13640842.517127948,13640842.517127948,13640842.517127948,13640842.517127948,13640842.517127948,13640842.517127948,13640842.517127948,13640842.517127948,13640842.517127948]
["SC_1844_A1","La Sierra 220","Solar FV",170,2025,2,0,0,0,0,0,0,0,0,0,0,0,13624375.893516734,13624375.893516734,13624375.893516734,13624375.893516734,13624375.893516734,13624375.893516734,13624375.893516734,13624375.893516734,13624375.893516734,13624375.893516734,13624375.893516734]
["SC_1611_A1","Bello 110","Solar FV",19.899999999999999,2025,2,0,0,1,1,1,1,1,1,1,1,1,13541606.629864961,13541606.629864961,13541606.629864961,13541606.629864961,13541606.629864961,13541606.629864961,13541606.629864961,13541606.629864961,13541606.629864961,13541606.629864961,13541606.629864961]
["SC_2232_A1","Caucasia 44 I","Solar FV",9.9,2025,2,0,0,1,1,1,1,1,1,1,1,1,13536879.287687242,13536879.287687242,13536879.287687242,13536879.287687242,13536879.287687242,13536879.287687242,13536879.287687242,13536879.287687242,13536879.287687242,13536879.287687242,13536879.287687242]
["SC_2232_A2","Caucasia 13.2 I","Solar FV",9.9,2025,2,0,0,0,0,0,0,0,0,0,0,0,13536879.287687242,13536879.287687242,13536879.287687242,13536879.287687242,13536879.287687242,13536879.287687242,13536879.287687242,13536879.287687242,13536879.287687242,13536879.287687242,13536879.287687242]
["SC_1370_A1","Primavera 220","Solar FV",100,2025,2,0,0,0,0,0,0,0,0,0,0,0,13525680.873916648,13525680.873916648,13525680.873916648,13525680.873916648,13525680.873916648,13525680.873916648,13525680.873916648,13525680.873916648,13525680.873916648,13525680.873916648,13525680.873916648]
["SC_1368_A1","Primavera 220","Solar FV",100,2025,2,0,0,0,0,0,0,0,0,0,0,0,13525680.873916648,13525680.873916648,13525680.873916648,13525680.873916648,13525680.873916648,13525680.873916648,13525680.873916648,13525680.873916648,13525680.873916648,13525680.873916648,13525680.873916648]
["SC_1370_A2","Malena 220","Solar FV",100,2025,2,0,0,0,0,0,0,0,0,0,0,0,13525676.178929692,13525676.178929692,13525676.178929692,13525676.178929692,13525676.178929692,13525676.178929692,13525676.178929692,13525676.178929692,13525676.178929692,13525676.178929692,13525676.178929692]
["SC_1368_A2","Malena 220","Solar FV",100,2025,2,0,0,0,0,0,0,0,0,0,0,0,13525676.178929692,13525676.178929692,13525676.178929692,13525676.178929692,13525676.178929692,13525676.178929692,13525676.178929692,13525676.178929692,13525676.178929692,13525676.178929692,13525676.178929692]
["SC_1354_A1","La Sierra 220","Solar FV",200,2025,2,0,0,0,0,0,0,0,0,0,0,0,13512626.338510193,13512626.338510193,13512626.338510193,13512626.338510193,13512626.338510193,13512626.338510193,13512626.338510193,13512626.338510193,13512626.338510193,13512626.338510193,13512626.338510193]
["SC_1916_A1","Malena 13.2","Solar FV",9.9,2025,2,0,0,0,0,0,0,0,0,0,0,0,13512556.811180266,13512556.811180266,13512556.811180266,13512556.811180266,13512556.811180266,13512556.811180266,13512556.811180266,13512556.811180266,13512556.811180266,13512556.811180266,13512556.811180266]
["SC_1916_A2","Malena 44","Solar FV",9.9,2025,2,0,0,0,0,0,0,0,0,0,0,0,13511362.249198684,13511362.249198684,13511362.249198684,13511362.249198684,13511362.249198684,13511362.249198684,13511362.249198684,13511362.249198684,13511362.249198684,13511362.249198684,13511362.249198684]
["SC_1848_A1","El Salto 220","PCH",19.899999999999999,2027,2,0,0,0,0,0,0,0,0,0,0,0,13509142.155089041,13509142.155089041,13509142.155089041,13509142.155089041,13509142.155089041,13509142.155089041,13509142.155089041,13509142.155089041,13509142.155089041,13509142.155089041,13509142.155089041]
["SC_870_A1","Pto Boyaca 110","Solar FV",90,2025,2,0,0,0,0,1,1,1,1,1,1,1,13489298.689398879,13489298.689398879,13489298.689398879,13489298.689398879,13489298.689398879,13489298.689398879,13489298.689398879,13489298.689398879,13489298.689398879,13489298.689398879,13489298.689398879]
["SC_1553_A1","Apartado 13.2","Solar FV",9.9,2025,2,0,0,1,1,1,1,1,1,1,1,1,13486276.447585478,13486276.447585478,13486276.447585478,13486276.447585478,13486276.447585478,13486276.447585478,13486276.447585478,13486276.447585478,13486276.447585478,13486276.447585478,13486276.447585478]
["SC_677_A1","Uraba 44","Solar FV",9.9,2025,2,0,0,1,1,1,1,1,1,1,1,1,13485081.885603897,13485081.885603897,13485081.885603897,13485081.885603897,13485081.885603897,13485081.885603897,13485081.885603897,13485081.885603897,13485081.885603897,13485081.885603897,13485081.885603897]
["SC_1553_A2","Apartado 44","Solar FV",9.9,2025,2,0,0,0,0,0,0,0,0,0,0,0,13480303.637677573,13480303.637677573,13480303.637677573,13480303.637677573,13480303.637677573,13480303.637677573,13480303.637677573,13480303.637677573,13480303.637677573,13480303.637677573,13480303.637677573]
["SC_849_A1","Apartado 110","Solar FV",47,2025,2,0,0,1,1,1,1,1,1,1,1,1,13479707.81049413,13479707.81049413,13479707.81049413,13479707.81049413,13479707.81049413,13479707.81049413,13479707.81049413,13479707.81049413,13479707.81049413,13479707.81049413,13479707.81049413]
["SC_1839_A1","Carepa 13.2","Solar FV",9.9,2025,2,0,0,1,1,1,1,1,1,1,1,1,13467456.123565666,13467456.123565666,13467456.123565666,13467456.123565666,13467456.123565666,13467456.123565666,13467456.123565666,13467456.123565666,13467456.123565666,13467456.123565666,13467456.123565666]
["SC_1839_A2","Carepa 44","Solar FV",9.9,2025,2,0,0,0,0,0,0,0,0,0,0,0,13466280.674575791,13466280.674575791,13466280.674575791,13466280.674575791,13466280.674575791,13466280.674575791,13466280.674575791,13466280.674575791,13466280.674575791,13466280.674575791,13466280.674575791]
["SC_2168_A1","La Sierra 220","Solar FV",99.9,2025,2,0,0,1,1,1,1,1,1,1,1,1,13450407.302679081,13450407.302679081,13450407.302679081,13450407.302679081,13450407.302679081,13450407.302679081,13450407.302679081,13450407.302679081,13450407.302679081,13450407.302679081,13450407.302679081]
["SC_1966_A1","La Sierra 220","Solar FV",99.9,2025,2,0,0,0,0,0,0,0,0,0,0,0,13450288.922662888,13450288.922662888,13450288.922662888,13450288.922662888,13450288.922662888,13450288.922662888,13450288.922662888,13450288.922662888,13450288.922662888,13450288.922662888,13450288.922662888]
["SC_1010_A1","Turbo 13.2","Solar FV",9.9,2025,2,0,0,1,1,1,1,1,1,1,1,1,13449869.782072827,13449869.782072827,13449869.782072827,13449869.782072827,13449869.782072827,13449869.782072827,13449869.782072827,13449869.782072827,13449869.782072827,13449869.782072827,13449869.782072827]
["SC_1010_A2","Turbo 44","Solar FV",9.9,2025,2,0,0,0,0,0,0,0,0,0,0,0,13447528.440588929,13447528.440588929,13447528.440588929,13447528.440588929,13447528.440588929,13447528.440588929,13447528.440588929,13447528.440588929,13447528.440588929,13447528.440588929,13447528.440588929]
["SC_1016_A2","Apartado 44","Solar FV",9.9,2025,2,0,0,1,1,1,1,1,1,1,1,1,13441573.549110746,13441573.549110746,13441573.549110746,13441573.549110746,13441573.549110746,13441573.549110746,13441573.549110746,13441573.549110746,13441573.549110746,13441573.549110746,13441573.549110746]
["SC_1016_A1","Apartado 13.2","Solar FV",9.9,2025,2,0,0,0,0,0,0,0,0,0,0,0,13439066.163511407,13439066.163511407,13439066.163511407,13439066.163511407,13439066.163511407,13439066.163511407,13439066.163511407,13439066.163511407,13439066.163511407,13439066.163511407,13439066.163511407]
["SC_2030_A1","Juanes 44","PCH",16.5,2027,2,0,0,0,0,0,0,0,0,0,0,0,13435149.753708621,13435149.753708621,13435149.753708621,13435149.753708621,13435149.753708621,13435149.753708621,13435149.753708621,13435149.753708621,13435149.753708621,13435149.753708621,13435149.753708621]
["SC_824_A1","Primavera 500","Solar FV",500,2025,2,0,0,0,0,0,0,0,0,0,0,0,13427171.378997456,13427171.378997456,13427171.378997456,13427171.378997456,13427171.378997456,13427171.378997456,13427171.378997456,13427171.378997456,13427171.378997456,13427171.378997456,13427171.378997456]
["SC_1302_A2","Primavera 220","Solar FV",200,2025,2,0,0,0,0,0,0,0,0,0,0,0,13426298.087771274,13426298.087771274,13426298.087771274,13426298.087771274,13426298.087771274,13426298.087771274,13426298.087771274,13426298.087771274,13426298.087771274,13426298.087771274,13426298.087771274]
["SC_12_A1","Primavera 220","Solar FV",250,2025,2,0,0,0,0,0,0,0,0,0,0,0,13425576.597181289,13425576.597181289,13425576.597181289,13425576.597181289,13425576.597181289,13425576.597181289,13425576.597181289,13425576.597181289,13425576.597181289,13425576.597181289,13425576.597181289]
["SC_771_A1","La Sierra 220","Solar FV",180,2025,2,0,0,1,1,1,1,1,1,1,1,1,13423466.378593937,13423466.378593937,13423466.378593937,13423466.378593937,13423466.378593937,13423466.378593937,13423466.378593937,13423466.378593937,13423466.378593937,13423466.378593937,13423466.378593937]
["SC_1020_A1","Caucheras 13.2","Solar FV",9.9,2025,2,0,0,0,0,0,0,0,0,0,0,0,13419199.403195728,13419199.403195728,13419199.403195728,13419199.403195728,13419199.403195728,13419199.403195728,13419199.403195728,13419199.403195728,13419199.403195728,13419199.403195728,13419199.403195728]
["SC_1302_A1","Malena 220","Solar FV",200,2025,2,0,0,0,0,0,0,0,0,0,0,0,13418078.904057005,13418078.904057005,13418078.904057005,13418078.904057005,13418078.904057005,13418078.904057005,13418078.904057005,13418078.904057005,13418078.904057005,13418078.904057005,13418078.904057005]
["SC_1580_A1","Caucasia 44 I","Solar FV",9.9,2025,2,0,0,1,1,1,1,1,1,1,1,1,13412213.604727441,13412213.604727441,13412213.604727441,13412213.604727441,13412213.604727441,13412213.604727441,13412213.604727441,13412213.604727441,13412213.604727441,13412213.604727441,13412213.604727441]
["SC_1902_A1","Apartado 110","Solar FV",19,2025,2,0,0,1,1,1,1,1,1,1,1,1,13411618.706573445,13411618.706573445,13411618.706573445,13411618.706573445,13411618.706573445,13411618.706573445,13411618.706573445,13411618.706573445,13411618.706573445,13411618.706573445,13411618.706573445]
["SC_1580_A2","Caucasia 13.2 I","Solar FV",9.9,2025,2,0,0,0,0,0,0,0,0,0,0,0,13411019.04274586,13411019.04274586,13411019.04274586,13411019.04274586,13411019.04274586,13411019.04274586,13411019.04274586,13411019.04274586,13411019.04274586,13411019.04274586,13411019.04274586]
["SC_2030_A2","San Carlos 44","PCH",16.5,2027,2,0,0,0,0,0,0,0,0,0,0,0,13400604.762577163,13400604.762577163,13400604.762577163,13400604.762577163,13400604.762577163,13400604.762577163,13400604.762577163,13400604.762577163,13400604.762577163,13400604.762577163,13400604.762577163]
["SC_1902_A2","Nva Colonia 110","Solar FV",19,2025,2,0,0,0,0,0,0,0,0,0,0,0,13393252.674475228,13393252.674475228,13393252.674475228,13393252.674475228,13393252.674475228,13393252.674475228,13393252.674475228,13393252.674475228,13393252.674475228,13393252.674475228,13393252.674475228]
["SC_938_A2","Nva Colonia 110","Solar FV",9.9,2025,2,0,0,1,1,1,1,1,1,1,1,1,13341379.662905619,13341379.662905619,13341379.662905619,13341379.662905619,13341379.662905619,13341379.662905619,13341379.662905619,13341379.662905619,13341379.662905619,13341379.662905619,13341379.662905619]
["SC_938_A1","Nva Colonia 13.2","Solar FV",9.9,2025,2,0,0,0,0,0,0,0,0,0,0,0,13303731.847494103,13303731.847494103,13303731.847494103,13303731.847494103,13303731.847494103,13303731.847494103,13303731.847494103,13303731.847494103,13303731.847494103,13303731.847494103,13303731.847494103]
["SC_1625_A2","Primavera 500","Solar FV",278,2026,2,0,0,0,0,0,0,0,0,0,0,0,13173628.618975597,13173628.618975597,13173628.618975597,13173628.618975597,13173628.618975597,13173628.618975597,13173628.618975597,13173628.618975597,13173628.618975597,13173628.618975597,13173628.618975597]
["SC_1971_A1","Amalfi 13.2","PCH",4.5,2027,2,0,0,0,0,1,1,1,1,1,1,1,13170366.350162009,13170366.350162009,13170366.350162009,13170366.350162009,13170366.350162009,13170366.350162009,13170366.350162009,13170366.350162009,13170366.350162009,13170366.350162009,13170366.350162009]
["SC_1971_A2","Amalfi 44","PCH",4.5,2027,2,0,0,0,0,0,0,0,0,0,0,0,13168263.793238964,13168263.793238964,13168263.793238964,13168263.793238964,13168263.793238964,13168263.793238964,13168263.793238964,13168263.793238964,13168263.793238964,13168263.793238964,13168263.793238964]
["SC_1625_A1","Primavera 220","Solar FV",278,2026,2,0,0,0,0,0,0,0,0,0,0,0,13156045.607792607,13156045.607792607,13156045.607792607,13156045.607792607,13156045.607792607,13156045.607792607,13156045.607792607,13156045.607792607,13156045.607792607,13156045.607792607,13156045.607792607]
["SC_2317_A2","Malena 13.2","Solar FV",9.9,2026,2,0,0,0,0,0,0,0,0,0,0,0,13151945.676316138,13151945.676316138,13151945.676316138,13151945.676316138,13151945.676316138,13151945.676316138,13151945.676316138,13151945.676316138,13151945.676316138,13151945.676316138,13151945.676316138]
["SC_2312_A2","Malena 13.2","Solar FV",9.9,2026,2,0,0,0,0,0,0,0,0,0,0,0,13151945.676316138,13151945.676316138,13151945.676316138,13151945.676316138,13151945.676316138,13151945.676316138,13151945.676316138,13151945.676316138,13151945.676316138,13151945.676316138,13151945.676316138]
["SC_2317_A1","Malena 44","Solar FV",9.9,2026,2,0,0,0,0,0,0,0,0,0,0,0,13150877.195116155,13150877.195116155,13150877.195116155,13150877.195116155,13150877.195116155,13150877.195116155,13150877.195116155,13150877.195116155,13150877.195116155,13150877.195116155,13150877.195116155]
["SC_2312_A1","Malena 44","Solar FV",9.9,2026,2,0,0,0,0,0,0,0,0,0,0,0,13150877.195116155,13150877.195116155,13150877.195116155,13150877.195116155,13150877.195116155,13150877.195116155,13150877.195116155,13150877.195116155,13150877.195116155,13150877.195116155,13150877.195116155]
["SC_1786_A1","Pto Boyaca 110","Solar FV",40,2026,2,0,0,0,0,0,0,0,0,0,0,0,13138068.776731355,13138068.776731355,13138068.776731355,13138068.776731355,13138068.776731355,13138068.776731355,13138068.776731355,13138068.776731355,13138068.776731355,13138068.776731355,13138068.776731355]
["SC_1554_A1","Apartado 13.2","Solar FV",9.9,2026,2,0,0,0,1,1,1,1,1,1,1,1,13123096.683916591,13123096.683916591,13123096.683916591,13123096.683916591,13123096.683916591,13123096.683916591,13123096.683916591,13123096.683916591,13123096.683916591,13123096.683916591,13123096.683916591]
["SC_1554_A2","Apartado 44","Solar FV",9.9,2026,2,0,0,0,0,0,0,0,0,0,0,0,13119891.240316641,13119891.240316641,13119891.240316641,13119891.240316641,13119891.240316641,13119891.240316641,13119891.240316641,13119891.240316641,13119891.240316641,13119891.240316641,13119891.240316641]
["SC_2025_A2","El Tecal 115","Solar FV",80,2026,2,0,0,0,0,1,1,1,1,1,1,1,13095756.921212019,13095756.921212019,13095756.921212019,13095756.921212019,13095756.921212019,13095756.921212019,13095756.921212019,13095756.921212019,13095756.921212019,13095756.921212019,13095756.921212019]
["SC_1255_A1","Primavera 220","Solar FV",150,2026,2,0,0,0,0,0,0,0,0,0,0,0,13083609.89269001,13083609.89269001,13083609.89269001,13083609.89269001,13083609.89269001,13083609.89269001,13083609.89269001,13083609.89269001,13083609.89269001,13083609.89269001,13083609.89269001]
["SC_2328_A1","La Sierra 220","Solar FV",180,2026,2,0,0,0,0,0,0,0,0,0,0,0,13079978.125091268,13079978.125091268,13079978.125091268,13079978.125091268,13079978.125091268,13079978.125091268,13079978.125091268,13079978.125091268,13079978.125091268,13079978.125091268,13079978.125091268]
["SC_2329_A1","La Sierra 220","Solar FV",180,2026,2,0,0,0,0,1,1,1,1,1,1,1,13079978.125091268,13079978.125091268,13079978.125091268,13079978.125091268,13079978.125091268,13079978.125091268,13079978.125091268,13079978.125091268,13079978.125091268,13079978.125091268,13079978.125091268]
["SC_1255_A2","Malena 220","Solar FV",150,2026,2,0,0,0,0,0,0,0,0,0,0,0,13076839.995806918,13076839.995806918,13076839.995806918,13076839.995806918,13076839.995806918,13076839.995806918,13076839.995806918,13076839.995806918,13076839.995806918,13076839.995806918,13076839.995806918]
["SC_1993_A2","San Carlos 220","Solar FV",200,2026,2,0,0,0,1,1,1,1,1,1,1,1,12905681.488255285,12905681.488255285,12905681.488255285,12905681.488255285,12905681.488255285,12905681.488255285,12905681.488255285,12905681.488255285,12905681.488255285,12905681.488255285,12905681.488255285]
["SC_1993_A1","La Sierra 220","Solar FV",200,2026,2,0,0,0,0,0,0,0,0,0,0,0,12869134.623050457,12869134.623050457,12869134.623050457,12869134.623050457,12869134.623050457,12869134.623050457,12869134.623050457,12869134.623050457,12869134.623050457,12869134.623050457,12869134.623050457]
["SC_1217_A1","Primavera 500","Solar FV",200,2026,2,0,0,0,1,1,1,1,1,1,1,1,12821152.978891531,12821152.978891531,12821152.978891531,12821152.978891531,12821152.978891531,12821152.978891531,12821152.978891531,12821152.978891531,12821152.978891531,12821152.978891531,12821152.978891531]
["SC_1217_A2","Primavera 220","Solar FV",200,2026,2,0,0,0,0,0,0,0,0,0,0,0,12772758.794141291,12772758.794141291,12772758.794141291,12772758.794141291,12772758.794141291,12772758.794141291,12772758.794141291,12772758.794141291,12772758.794141291,12772758.794141291,12772758.794141291]
["SC_1922_A1","La Sierra 220","Solar FV",180,2027,2,0,0,0,0,0,0,0,0,0,0,0,12767160.737026479,12767160.737026479,12767160.737026479,12767160.737026479,12767160.737026479,12767160.737026479,12767160.737026479,12767160.737026479,12767160.737026479,12767160.737026479,12767160.737026479]
["SC_2163_A1","La Sierra 220","Solar FV",180,2027,2,0,0,0,0,0,0,0,0,0,0,0,12767160.737026479,12767160.737026479,12767160.737026479,12767160.737026479,12767160.737026479,12767160.737026479,12767160.737026479,12767160.737026479,12767160.737026479,12767160.737026479,12767160.737026479]
["SC_498_A1","La Sierra 220","Solar FV",165,2026,2,0,0,0,0,0,0,0,0,0,0,0,12761875.800248485,12761875.800248485,12761875.800248485,12761875.800248485,12761875.800248485,12761875.800248485,12761875.800248485,12761875.800248485,12761875.800248485,12761875.800248485,12761875.800248485]
["SC_1922_A2","La Sierra 110","Solar FV",180,2027,2,0,0,0,0,0,0,0,0,0,0,0,12706607.097642815,12706607.097642815,12706607.097642815,12706607.097642815,12706607.097642815,12706607.097642815,12706607.097642815,12706607.097642815,12706607.097642815,12706607.097642815,12706607.097642815]
["SC_2163_A2","La Sierra 110","Solar FV",180,2027,2,0,0,0,0,0,0,0,0,0,0,0,12706570.302896662,12706570.302896662,12706570.302896662,12706570.302896662,12706570.302896662,12706570.302896662,12706570.302896662,12706570.302896662,12706570.302896662,12706570.302896662,12706570.302896662]
["SC_1515_A2","Primavera 500","Solar FV",200,2027,2,0,0,0,0,1,1,1,1,1,1,1,12583339.441637058,12583339.441637058,12583339.441637058,12583339.441637058,12583339.441637058,12583339.441637058,12583339.441637058,12583339.441637058,12583339.441637058,12583339.441637058,12583339.441637058]
["SC_1515_A1","Primavera 220","Solar FV",200,2027,2,0,0,0,0,0,0,0,0,0,0,0,12557367.607245158,12557367.607245158,12557367.607245158,12557367.607245158,12557367.607245158,12557367.607245158,12557367.607245158,12557367.607245158,12557367.607245158,12557367.607245158,12557367.607245158]
["SC_1938_A1","Vasconia 110","Solar FV",0,2023,2,1,1,1,1,1,1,1,1,1,1,1,10116165.92291812,10116165.92291812,10116165.92291812,10116165.92291812,10116165.92291812,10116165.92291812,10116165.92291812,10116165.92291812,10116165.92291812,10116165.92291812,10116165.92291812]

{"sheet":"RESUMEN","index":11,"n_rows":5,"n_cols":13,"rows_kept":5,"cut":false,"hidden":false,"merged":[]}
[null,null,"capacidad aprobada","capacidad aprobada","capacidad aprobada","capacidad aprobada","capacidad aprobada","capacidad aprobada","capacidad aprobada","capacidad aprobada","capacidad aprobada","capacidad aprobada","capacidad aprobada"]
["tipo","Fila",2023,2024,2025,2026,2027,2028,2029,2030,2031,2032,2033]
["Hidraulica",2,0,0,0,0,70,194,194,194,194,194,194]
["PCH",2,0,2.0699999999999998,5.07,53.86,109.85999999999999,122.56,122.56,122.56,122.56,122.56,122.56]
["Solar FV",2,0,0,445,854.89999999999986,1404.9000000000005,1404.9000000000005,1404.9000000000005,1404.9000000000005,1404.9000000000005,1404.9000000000005,1404.9000000000005]

{"sheet":"RESUMEN %","index":12,"n_rows":5,"n_cols":13,"rows_kept":5,"cut":false,"hidden":false,"merged":[]}
[null,null,"capacidad aprobada","capacidad aprobada","capacidad aprobada","capacidad aprobada","capacidad aprobada","capacidad aprobada","capacidad aprobada","capacidad aprobada","capacidad aprobada","capacidad aprobada","capacidad aprobada"]
["tipo","Fila",2023,2024,2025,2026,2027,2028,2029,2030,2031,2032,2033]
["Hidraulica",2,0,0,0,0,70,194,194,194,194,194,194]
["PCH",2,0,2.0699999999999998,5.07,53.86,109.85999999999999,122.56,122.56,122.56,122.56,122.56,122.56]
["Solar FV",2,0,0,445,854.89999999999986,1404.9000000000005,1404.9000000000005,1404.9000000000005,1404.9000000000005,1404.9000000000005,1404.9000000000005,1404.9000000000005]

{"sheet":"EXPANSION","index":13,"n_rows":0,"n_cols":0,"rows_kept":0,"cut":false,"hidden":false,"merged":[]}

{"sheet":"BENEFICIO","index":14,"n_rows":2,"n_cols":12,"rows_kept":2,"cut":false,"hidden":false,"merged":[]}
["fila",2023,2024,2025,2026,2027,2028,2029,2030,2031,2032,2033]
[2,178023.03702854455,178023.03702854455,178023.03702854455,178023.03702854455,178023.03702854455,178023.03702854455,178023.03702854455,178023.03702854455,178023.03702854455,178023.03702854455,178023.03702854455]

{"sheet":"INTERCAMBIO","index":15,"n_rows":2,"n_cols":13,"rows_kept":2,"cut":false,"hidden":false,"merged":[]}
["area","fila",2023,2024,2025,2026,2027,2028,2029,2030,2031,2032,2033]
["Antioquia",2,-100,-100,-100,-100,-100,-100,-100,-100,-100,-100,-100]

{"sheet":"PORCENTAJE BARRAS","index":16,"n_rows":150,"n_cols":13,"rows_kept":150,"cut":false,"hidden":false,"merged":[]}
["barra","fila",2023,2024,2025,2026,2027,2028,2029,2030,2031,2032,2033]
["Amaga 110",2,0,0,0,0,0,0,0,0,0,0,0]
["Amalfi 110",2,0,0,0,0,0,0,0,0,0,0,0]
["Amalfi 13.2",2,0,0,0,0,0.73890579000751122,0.73890579000751122,0.73890579000751122,0.71424525434093655,0.74969704494803802,0.71259757968901183,0.76010408500161264]
["Amalfi 44",2,0,0,0,0,0,0,0,0,0,0,0]
["Ancon EPM 110",2,0,0,0,0,0,0,0,0,0,0,0]
["Ancon EPM 220",2,0,0,0,0,0,0,0,0,0,0,0]
["Ancon ISA 220",2,0,0,0,0,0,0,0,0,0,0,0]
["Andes 13.2",2,0,0,0.13356689264808222,0.13173404812064188,0.13173404812064188,0.13377024889497982,0.1319318574976221,0.13394869424396158,0.13210542865326946,0.13210542865326946,0.13210542865326946]
["Antioquia 110",2,0,0,0,0,0,0,0,0,0,0,0]
["Antioquia 500",2,0,0,0,0,0,0,0,0,0,0,0]
["Apartado 110",2,0,0,0.45329475667542363,0.44491971568758565,0.44028216325159575,0.43463765714534092,0.43021090853351857,0.44070398251601639,0.41885377796566736,0.41411764705882353,0.41093561200583933]
["Apartado 13.2",2,0,0,0.19987381703470034,0.39974763406940067,0.39974763406940067,0.39974763406940067,0.39974763406940067,0.39974763406940067,0.39974763406940067,0.39923599488037809,0.39974763406940067]
["Apartado 44",2,0,0,6.5074827801578319E-2,8.7474643707293825E-2,9.9052297688694571E-2,8.1790500166178545E-2,8.1790500166178476E-2,8.2237236818121506E-2,8.2674691450038099E-2,8.2674691450038099E-2,8.5682677156197901E-2]
["Aures Bajo 110",2,0,0,0,0,0,0,0,0,0,0,0]
["Barbosa 110",2,0,0,0,0,0,0,0,0,0,0,0]
["Barbosa 220",2,0,0,0,0,0,0,0,0,0,0,0]
["Barroso 110",2,0,0,0,0,0,0,0,0,0,0,0]
["Belen (Antioquia) 110",2,0,0,0,0,0,0,0,0,0,0,0]
["Bello 110",2,0,0,0.35152110597701602,0.53066666666666662,0.36218588865778634,0.36218588865778634,0.36218588865778634,0.36218588865778634,0.36218588865778634,0.36218588865778634,0.36218588865778634]
["Bello 220",2,0,0,0,0,0,0,0,0,0,0,0]
["Bello 44",2,0,0,0,0,0,0,0,0,0,0,0]
["Bolivar 44 kV",2,0,0,0,0,0,0,0,0,0,0,0]
["Bolombolo 110",2,0,0,0,0,0,0,0,0,0,0,0]
["Buritica 110 kV",2,0,0,0,0,0,0,0,0,0,0,0]
["Cabañas 110",2,0,0,0,0,0,0,0,0,0,0,0]
["Calderas 110",2,0,0,0,0,0,0,0,0,0,0,0]
["Calizas 110",2,0,0,0,0,0,0,0,0,0,0,0]
["Carepa 13.2",2,0,0,0.38255094339622642,0.37798657718120809,0.37798657718120809,0.37798657718120809,0.37798657718120809,0.37798657718120809,0.37798657718120809,0.37798657718120809,0.37798657718120809]
["Carepa 44",2,0,0,0,0,0,0,0,0,0,0,0]
["Carlos Lleras 110",2,0,0,0,0,0,0,0,0,0,0,0]
["Carrieles 110",2,null,null,0,0,0,0.3108121410992617,0.3108121410992617,0.3108121410992617,0.32042285533062004,0.32042285533062004,0.30792299486971098]
["Carrieles 220",2,null,null,0,0,0,0,0,0,0,0,0]
["Castilla 110",2,0,0,0,0,0,0,0,0,0,0,0]
["Caucasia 13.2 I",2,0,0,0,0,0,0,0,0,0,0,0]
["Caucasia 13.2 II",2,0,0,0,0,0,0,0,0,0,0,0]
["Caucasia 44 I",2,0,0,0.79953060952947619,0.88224067258424976,0.88224067258424976,0.55424760619050006,0.54238617009493684,0.75462423665382539,0.58148542782439516,0.76800000000000002,0.55471052098202889]
["Caucasia 44 II",2,0,0,0,0,0,0,0,0,0,0,0]
["Caucheras 110",2,0,0,0,0,0,0,0,0,0,0,0]
["Caucheras 13.2",2,0,0,0,0,0,0,0,0,0,0,0]
["Central 110",2,0,0,0,0,0,0,0,0,0,0,0]
["Certegui 115",2,0,0,0,0,0,0,0,0,0,0,0]
["Chigorodo 13.2",2,0,0,0,0,0,0,0,0,0,0,0]
["Chorodo 110",2,0,0,0,0,0,0,0,0,0,0,0]
["Cocorna 110",2,0,0,0,0,0,0,0,0,0,0,0]
["Colombia 110",2,0,0,0,0,0,0,0,0,0,0,0]
["Cordova (Antioquia) 110",2,0,0,0,0,0,0,0,0,0,0,0]
["Cruzada 110",2,0,0,0,0,0,0,0,0,0,0,0]
["Dabeiba (Lagunas) 44",2,0,0,0,0,0,0,0,0,0,0,0]
["El Limon 13.2",2,0,0,0,0.13744966442953022,0.13744966442953022,0.13385620915032681,0.13385620915032681,0.13979522184300341,0.13385620915032681,0.13385620915032681,0.13385620915032681]
["El Limon 44",2,0,0,0,0,0.1703173829711204,0.16483415600339546,0.16483415600339546,0.16483415600339546,0.16483415600339546,0.16483415600339546,0.16483415600339546]
["El Molino 110",2,0,0,0,0,0,0,0,0,0,0,0]
["El Salto (EPM) 110",2,0,0,0,0,0,0,0,0,0,0,0]
["El Salto 220",2,0,0,0,0,0,0,0,0,0,0,0]
["El Siete 115",2,0,0,0,0,0,0,0,0,0,0,0]
["El Tecal 115",2,null,null,0,0,0.44701980029127919,0.44315071544136636,0.43934803195138566,0.43934803195138566,0.44280746527383763,0.44280746527383763,0.43901064513709176]
["Envigado 110",2,0,0,0,0,0,0,0,0,0,0,0]
["Envigado 220",2,0,0,0,0,0,0,0,0,0,0,0]
["Escuela de Minas 110",2,0,0,0,0,0,0,0,0,0,0,0]
["Girardota 110",2,0,0,0,0,0,0,0,0,0,0,0]
["Guadalupe 220",2,0,0,0,0,0.24492307692307691,0.24492307692307691,0.24492307692307691,0.24492307692307691,0.21226666666666666,0.21226666666666666,0.21226666666666666]
["Guadalupe 44",2,0,0,0,0,0.69185385983076197,0.66559395194234272,0.68706472458564394,0.67386365404854487,0.68455990252550603,0.68455990252550603,0.68455990252550603]
["Guatape 110",2,0,0,0,0,0,0,0,0,0,0,0]
["Guatape 13.2",2,0,0,0,0,0.12069576033872936,0.12069576033872936,0.12069576033872936,0.12069576033872936,0.12069576033872936,0.12069576033872936,0.12069576033872936]
["Guatape 220",2,0,0,0,0,0,0,0,0,0,0,0]
["Guatape 44",2,0,0,0,0,0,0,0,0,0,0,0]
["Guayabal 220",2,0,0,0,0,0,0,0,0,0,0,0]
["Guárcama 110",2,null,0,0,0,0,0,0,0,0,0,0]
["Hidromontañitas 110",2,0,0,0,0,0,0,0,0,0,0,0]
["Hispania 110",2,0,0,0,0,0.48502691428293149,0.49272575419218428,0.49003098980569371,0.49003098980569371,0.49185448601972437,0.49388950153644745,0.48850407664994822]
["Hispania 44 kV",2,0,0,0,0.43639771974537489,0.43639771974537489,0.43639771974537489,0.43269119005213014,0.43609820729663512,0.43609820729663512,0.43609820729663512,0.43239674207872064]
["Horizonte 110",2,0,0,0,0,0,0,0,0,0,0,0]
["Istmina 115",2,0,0,0,0,0,0,0,0,0,0,0]
["Itagui 110",2,0,0,0,0,0,0,0,0,0,0,0]
["Jericó 44 kV",2,0,0,0,0,0,0,0,0,0,0,0]
["Juanes 44",2,0,0,0,0,0,0,0,0,0,0,0]
["La Ceja 110",2,0,0,0,0,0,0,0,0,0,0,0]
["La Ceja 13.2",2,0,0.1579825930833742,0.10696176758745723,0.24762616822429906,7.1290185609484372E-2,7.1290185609484372E-2,7.0531101175002595E-2,7.0531101175002595E-2,7.0531101175002595E-2,7.0531101175002595E-2,6.9788011605654662E-2]
["La Sierra 110",2,0,0,0,0,0,0,0,0,0,0,0]
["La Sierra 220",2,0,0,0.60299585242257581,0.71085714285714285,0.88655421686746982,0.9207655828753154,0.90938632073047099,0.92142574683852596,0.89891319619843713,0.89891319619843713,0.93725263782032786]
["La Unión 13.2",2,0,0,0,0,0,0,0,0,0,0,0]
["Lagunas 110",2,null,null,0,0,0,0,0,0,0,0,0]
["Lagunas 44",2,null,null,0,0,0,0,0,0,0,0,0]
["Luzma I 110",2,0,0,0,0,0,0,0,0,0,0,0]
["Luzma II 110",2,0,0,0,0,0,0,0,0,0,0,0]
["Malena 13.2",2,0,0,0,0,0,0,0,0,0,0,0]
["Malena 220",2,0,0,0,0,0,0.35555555555555557,0.36363636363636365,0.34782608695652173,0.34782608695652173,0.34782608695652173,0.34042553191489361]
["Malena 44",2,0,0,0,0,0,0,0,0,0,0,0]
["Medellin 220",2,0,0,0,0,0,0,0,0,0,0,0]
["Medellin 500",2,0,0,0,0,0,0,0,0,0,0,0]
["Miraflores 110",2,0,0,0,0,0,0,0,0,0,0,0]
["Miraflores 220",2,0,0,0,0,0,0,0,0,0,0,0]
["Moriche 110",2,0,0,0,0,0,0,0,0,0,0,0]
["Nva Colonia 110",2,0,0,6.7691258665931661E-2,6.6975717220429082E-2,6.6275145034105351E-2,6.4917067983661522E-2,6.4258689555877449E-2,6.4258689555877449E-2,6.3613531385915231E-2,6.3613531385915231E-2,6.3389470938881198E-2]
["Nva Colonia 13.2",2,0,0,0,0,0,0,0,0,0,0,0]
["Nva Sta Rosa 110",2,0,0,0,0,0,0,0,0,0,0,0]
["Occidente 110",2,0,0,0,0,0,0,0,0,0,0,0]
["Occidente 220",2,0,0,0,0,0,0,0,0,0,0,0]
["Oriente 110",2,0,0,0,0,0,0,0,0,0,0,0]
["Oriente 220",2,0,0,0,0,0,0,0,0,0,0,0]
["P Blancas 110",2,0,0,0,0,0,0,0,0,0,0,0]
["Palagua 110",2,0,0,0,0,0,0,0,0,0,0,0]
["Paso Ancho 44",2,0,0,0,0,0,0,0,0,0,0,0]
["Playas 110",2,0,0,0,0,0,0,0,0,0,0,0]
["Playas 220",2,0,0,0,0,0,0,0,0,0,0,0]
["Poblado 110",2,0,0,0,0,0,0,0,0,0,0,0]
["Porce 110",2,0,0,0,0,0,0,0,0,0,0,0]
["Porce 220",2,0,0,0,0,0,0,0,0,0,0,0]
["Porce III 500",2,0,0,0,0,0,0,0,0,0,0,0]
["Primavera 220",2,0,0,0,0,0,0,0,0,0,0,0]
["Primavera 500",2,0,0,0,0.2,0.4,0.4,0.4,0.4,0.4,0.4,0.4]
["Pto Boyaca 110",2,0,0,0,0,0.50258915793419168,0.49396890051217451,0.49396890051217451,0.49396890051217451,0.49396890051217451,0.49396890051217451,0.49396890051217451]
["Pto Inmarco 110",2,0,0,0,0,0,0,0,0,0,0,0]
["Pto Nare 110",2,0,0,0,0,0,0,0,0,0,0,0]
["Purnio 220",2,0,0,0,0,0,0,0,0,0,0,0]
["Quibdo 115",2,0,0,0,0,0,0,0,0,0,0,0]
["Rio Claro 110",2,0,0,0,0,0,0,0,0,0,0,0]
["Riogrande 110",2,0,0,0,0,0,0,0,0,0,0,0]
["Rionegro 110",2,0,0,0,0,0,0,0,0,0,0,0]
["Rodeo 110",2,0,0,0,0,0,0,0,0,0,0,0]
["SAC",2,0,0,0,0,0,0,0,0,0,0,0]
["Salamina 220",2,null,null,0,0,0,0,0,0,0,0,0]
["San Carlos 220",2,0,0,0,0.50783810800548623,0.33502169369582263,0.39980537281834,0.39980537281834,0.39980537281834,0.39980537281834,0.39980537281834,0.39980537281834]
["San Carlos 44",2,0,0,0,0,0,0,0,0,0,0,0]
["San Carlos 500",2,0,0,0,0,0,0,0,0,0,0,0]
["San Diego 110",2,0,0,0,0,0,0,0,0,0,0,0]
["San Jeronimo 110",2,0,0,0,0,0,0,0,0,0,0,0]
["San Lorenzo 110",2,0,0,0,0,0,0,0,0,0,0,0]
["San Lorenzo II 110",2,null,null,null,null,0,0,0,0,0,0,0]
["San Lorenzo II 220",2,null,null,0,0,0,0,0,0,0,0,0]
["San Miguel 110",2,0,0,0,0,0,0,0,0,0,0,0]
["Santa Isabel 44",2,0,0,0,0,0,0,0,0,0,0,0]
["Santuario 1 44",2,0,0,0,0.53943899153042607,0.5401960574616641,0.5401960574616641,0.5401960574616641,0.5401960574616641,0.53917538461538461,0.54748275290322723,0.53906171699637473]
["Santuario 2 44",2,0,0,0,0,0,0,0,0,0,0,0]
["Sonson 110",2,0,0,0,0,0,0,0,0,0,0,0]
["Sonsón 44",2,0,0,0,0.45424181696726784,0.46219895898948915,0.89381122216349729,0.89381122216349729,0.89381122216349729,0.89381122216349729,0.89381122216349729,0.89381122216349729]
["Teka 110",2,0,0,0,0,0,0,0,0,0,0,0]
["Tigre 110",2,0,0,0,0,0,0,0,0,0,0,0]
["Tigre 44",2,0,0,0,0,0.32289568079031028,0.32289568079031028,0.32289568079031028,0.32393924486742659,0.32393924486742659,0.32473821669927672,0.32289568079031028]
["Troneras 110",2,0,0,0,0,0,0,0,0,0,0,0]
["Turbo 13.2",2,0,0,0.34813186813186814,0.34813186813186814,0.34813186813186814,0.34434782608695652,0.34434782608695652,0.34434782608695652,0.34064516129032257,0.34399728537495761,0.34030211480362538]
["Turbo 44",2,0,0,0,0,0,0,0,0,0,0,0]
["Uraba 110",2,0,0,0,0,0,0,0,0,0,0,0]
["Uraba 44",2,0,0,7.626815363923739E-2,5.4503225806451616E-2,5.3268839686471676E-2,7.5908690283848584E-2,7.5908690283848584E-2,8.5930096736822448E-2,6.35093413470975E-2,6.9976853369323772E-2,7.3512593786130925E-2]
["Vasconia 110",2,0,0,0,0,0,0,0,0,0,0,0]
["Virginia 115",2,0,0,0,0,0,0,0,0,0,0,0]
["Vlla Hermosa 110",2,0,0,0,0,0,0,0,0,0,0,0]
["Yarumal 110",2,0,0,0,0,0,0,0,0,0,0,0]
["Yarumal II 110",2,0,0,0,0,0,0,0,0,0,0,0]
["Zamora 110",2,0,0,0,0,0,0,0,0,0,0,0]

{"sheet":"PORCENTAJE AREAS","index":17,"n_rows":2,"n_cols":13,"rows_kept":2,"cut":false,"hidden":false,"merged":[]}
["area","fila",2023,2024,2025,2026,2027,2028,2029,2030,2031,2032,2033]
["Antioquia",2,-1.000001000001E-4,-1.000001000001E-4,-1.000001000001E-4,-1.000001000001E-4,-1.000001000001E-4,-1.000001000001E-4,-1.000001000001E-4,-1.000001000001E-4,-1.000001000001E-4,-1.000001000001E-4,-1.000001000001E-4]

{"sheet":"PORCENTAJE ZONAS","index":18,"n_rows":70,"n_cols":13,"rows_kept":70,"cut":false,"hidden":false,"merged":[]}
["zona","fila",2023,2024,2025,2026,2027,2028,2029,2030,2031,2032,2033]
["Zona1",2,0,0,0,0,0,0,0,0,0,0,0]
["Zona10",2,0,0,0,0,0,0,0,0,0,0,0]
["Zona11",2,0,0,0,0.50783810800548623,0.33502169369582263,0.39980537281834,0.39980537281834,0.39980537281834,0.39980537281834,0.39980537281834,0.39980537281834]
["Zona12",2,0,0,0,0,0,0,0,0,0,0,0]
["Zona13",2,0,0,0,0,0,0,0,0,0,0,0]
["Zona14",2,0,0,0,0,0,0,0,0,0,0,0]
["Zona15",2,0,0,0,0,0,0,0,0,0,0,0]
["Zona16",2,0,0,0,0,0,0,0,0,0,0,0]
["Zona17",2,0,0,0,0,0,0,0,0,0,0,0]
["Zona18",2,0,0,0,0,0,0,0,0,0,0,0]
["Zona19",2,0,0,0,0,0,0,0,0,0,0,0]
["Zona2",2,0,0,8.5582903960362292E-2,0.33882737508865457,0.33882737508865457,0.34149530717596677,0.33951755655730931,0.33951755655730931,0.33951755655730931,0.33951755655730931,0.33951755655730931]
["Zona20",2,0,0,0,0,0,0,0,0,0,0,0]
["Zona21",2,0,0,0,0,0,0,0,0,0,0,0]
["Zona22",2,null,null,0,0,0,0.3108121410992617,0.3108121410992617,0.3108121410992617,0.32042285533062004,0.32042285533062004,0.30792299486971098]
["Zona23",2,0,0,0,0,0.48502691428293149,0.49272575419218428,0.49003098980569371,0.49003098980569371,0.49185448601972437,0.49388950153644745,0.48850407664994822]
["Zona24",2,0,0,0,0,0,0,0,0,0,0,0]
["Zona25",2,0,0,0,0,0,0,0,0,0,0,0]
["Zona26",2,0,0,0.69413149655016881,0.77860950245327509,0.7704937856902927,0.75665083313217973,0.74898417324729949,0.74898417324729949,0.73299411143991799,0.68613212619028441,0.7191373210102191]
["Zona27",2,0,0,0,0,0,0,0,0,0,0,0]
["Zona28",2,0,0,0.11117942195010454,0.11181932040171141,0.11181932040171141,0.1116287827831141,0.11181932040171141,0.11258499681729582,0.11198942283914763,0.11853917619008465,0.11860577000909561]
["Zona29",2,0,0,0,0,0,0,0,0,0,0,0]
["Zona3",2,0,0,0,0.53943899153042607,0.5401960574616641,0.5401960574616641,0.5401960574616641,0.5401960574616641,0.53917538461538461,0.54748275290322723,0.53906171699637473]
["Zona30",2,0,0,0,0,0,0,0,0,0,0,0]
["Zona31",2,0,0,0,0,0,0,0,0,0,0,0]
["Zona32",2,0,0,0,0,0,0,0,0,0,0,0]
["Zona33",2,0,0,0,2.0706477093206953E-2,4.6589573459715643E-2,4.479222357229648E-2,4.5831151171374179E-2,4.5831151171374179E-2,4.3115789473684211E-2,4.3115789473684211E-2,4.3115789473684211E-2]
["Zona34",2,0,0,0,0,0,0,0,0,0,0,0]
["Zona35",2,0,0,0,0,0.22047481452138587,0.21633450975465562,0.21976839086187241,0.2197683908618723,0.21565432795926753,0.21923282783229259,0.21907741253004959]
["Zona36",2,0,0,0,0,0.41353846153846147,0.35839999999999994,0.35839999999999994,0.35839999999999994,0.35839999999999994,0.35839999999999994,0.35839999999999994]
["Zona37",2,0,0,0,0,0,0,0,0,0,0,0]
["Zona38",2,0,0,0,0,0,0,0,0,0,0,0]
["Zona39",2,0,0,0,0,0,0,0,0,0,0,0]
["Zona4",2,0,0,0,0,0,0,0,0,0,0,0]
["Zona40",2,0,0,0,0,6.425787078884071E-2,6.4257870788840724E-2,6.4257870788840724E-2,6.4257870788840724E-2,6.4257870788840724E-2,6.4257870788840724E-2,6.4257870788840724E-2]
["Zona41",2,0,0,0,0,0.2231722619702807,0.2231722619702807,0.22122422258592472,0.21930989724175232,0.21930989724175232,0.21930989724175232,0.21557894736842106]
["Zona42",2,0,0,0,0,0,0,0,0,0,0,0]
["Zona43",2,0,0,0,0,0,0,0,0,0,0,0]
["Zona44",2,0,0,0.15253630727847478,0.10900645161290323,0.10653767937294335,0.15181738056769717,0.15181738056769717,0.1718601934736449,0.127018682694195,0.13995370673864754,0.14702518757226185]
["Zona45",2,0,0,0,0,0,0,0,0,0,0,0]
["Zona46",2,0,0,0,0,0,0,0,0,0,0,0]
["Zona47",2,0,0,0,0,0,0,0,0,0,0,0]
["Zona48",2,0,0,0,0,0,0,0,0,0,0,0]
["Zona49",2,0,0,0,0,0,0,0,0,0,0,0]
["Zona5",2,0,0,0,0,0,0,0,0,0,0,0]
["Zona50",2,0,0,0,0,0.94720885954627743,0.93305236763410748,0.93305236763410748,0.93305236763410748,0.93305236763410748,0.93305236763410748,0.93289743245877277]
["Zona51",2,0,0.12773487054530766,6.8389189435942188E-2,0.52338009352037407,0.5095698562237333,0.92255882712618464,0.92255882712618464,0.92255882712618464,0.92255882712618464,0.92255882712618464,0.92255882712618464]
["Zona52",2,0,0,0,0,0,0,0,0,0,0,0]
["Zona53",2,null,null,0,0,0,0,0,0,0,0,0]
["Zona54",2,0,0,0,0,0,0,0,0,0,0,0]
["Zona55",2,0,0,0,0,0,0,0,0,0,0,0]
["Zona57",2,0,0,0.60299585242257581,0.71085714285714285,0.88655421686746982,0.9207655828753154,0.90938632073047099,0.92142574683852596,0.89891319619843713,0.89891319619843713,0.93725263782032786]
["Zona58",2,0,0,0,0,0,0,0,0,0,0,0]
["Zona59",2,0,0,0.35152110597701602,0.47334727061556325,0.36218588865778634,0.36218588865778634,0.36218588865778634,0.36218588865778634,0.36218588865778634,0.36218588865778634,0.36218588865778634]
["Zona6",2,0,0,0,0,0,0,0,0,0,0,0]
["Zona60",2,0,0,0,0,0,0,0,0,0,0,0]
["Zona61",2,0,0,0,0,0,0,0,0,0,0,0]
["Zona62",2,0,0,0,0,0,0,0,0,0,0,0]
["Zona63",2,0,0,0,0,0,0,0,0,0,0,0]
["Zona64",2,0,0,0,0,0,0,0,0,0,0,0]
["Zona65",2,null,null,0,0,0,0,0,0,0,0,0]
["Zona66",2,0,0,0,0,0,0,0,0,0,0,0]
["Zona67",2,0,0,0,0,0,0,0,0,0,0,0]
["Zona68",2,0,0,0,0,0,0,0,0,0,0,0]
["Zona69",2,0,0,0,0.2,0.4,0.4,0.4,0.4,0.4,0.4,0.4]
["Zona7",2,null,null,0,0,0,0,0,0,0,0,0]
["Zona70",2,0,0,0,0,0,0.35555555555555557,0.36363636363636365,0.34782608695652173,0.34782608695652173,0.34782608695652173,0.34042553191489361]
["Zona8",2,0,0,0,0,0,0,0,0,0,0,0]
["Zona9",2,0,0,0,0,0,0,0,0,0,0,0]