{"text_format":"1","workbook":"xlsx","n_sheets":5,"sheets":["Contenido","Anual","Demanda_Anual","Mensual","Demanda_Mensual"],"not_rendered":{"charts":0,"images":9,"macros":1,"external_links":0,"defined_names":0,"comments":0,"pivot_tables":0},"unopened":[],"bounds":{"document_bytes":16777216,"sheet_cells":100000,"rows_first":2000,"rows_last":500,"rows_between":2000,"halvings":0,"cell_chars":16384,"cell_head_chars":4096},"cells_cut":0,"cells_raw":0,"read":"whole","date_system":"1900"}

{"sheet":"Contenido","index":0,"n_rows":32,"n_cols":15,"rows_kept":32,"cut":false,"hidden":false,"merged":[[31,13,31,15],[28,13,28,15]]}
[]
[]
[]
[]
[]
[]
[]
[]
[]
[]
[]
[]
[]
[]
[]
[]
[]
[]
[]
[]
[]
[]
[]
[]
[]
[null,null,null,null,null,null,null,null,null,null,null,null,null,null,"Tabla de Contenido"]
[]
[]
[null,null,null,null,null,null,null,null,null,null,null,"A",null,"DEMANDA DE GAS NATURAL POR SECTORES MENSUAL"]
[]
[]
[null,null,null,null,null,null,null,null,null,null,null,"B",null,"DEMANDA DE GAS NATURAL POR SECTORES ANUAL"]

{"sheet":"Anual","index":1,"n_rows":351,"n_cols":48,"rows_kept":351,"cut":false,"hidden":true,"merged":[[314,2,314,9],[314,12,314,19],[314,22,314,29],[236,2,236,9],[236,12,236,19],[236,22,236,29],[275,2,275,9],[275,12,275,19],[275,22,275,29],[158,2,158,9],[158,12,158,19],[158,22,158,29],[197,2,197,9],[197,12,197,19],[197,22,197,29],[80,2,80,9],[80,12,80,19],[80,22,80,29],[119,2,119,9],[119,12,119,19],[119,22,119,29],[2,2,2,9],[2,12,2,19],[2,22,2,29],[41,2,41,9],[41,12,41,19],[41,22,41,29]]}
[]
[null,null,null,null,null,null,null,null,null,null,null,null,null,null,null,null,null,null,null,null,null,null,null,null,null,null,null,null,null,null,null,null,null,null,"nf","nc","nd",null,null,null,"CENTRO","COSTA","CQR","NORESTE","NOROESTE","SUROESTE","TG"]
[null,null,"RESIDENCIAL MEDIO",null,null,null,null,null,null,null,null,null,"RESIDENCIAL ALTO",null,null,null,null,null,null,null,null,null,"RESIDENCIAL BAJO",null,null,null,null,null,null,null,null,null,null,"RESIDENCIAL",5,3,35,null,"GBTUD",1,1,1,1,1,1,1,1,1]
[null,null,"CENTRO","COSTA","CQR","NORESTE","NOROESTE","SUROESTE","TOLIMA GRANDE","TOTAL",null,null,"CENTRO","COSTA","CQR","NORESTE","NOROESTE","SUROESTE","TOLIMA GRANDE","TOTAL",null,null,"CENTRO","COSTA","CQR","NORESTE","NOROESTE","SUROESTE","TOLIMA GRANDE","TOTAL",null,null,null,"TERCIARIO",44,3,35,null,"MPCD",2,1.1299999999999999,0.997,1.1299999999999999,1.06,1.1299999999999999,1.1299999999999999,1.1299999999999999,1.06]
[null,1997,16.720108299919175,13.279877084931508,1.4371180332690199,5.5853895683950396,1.4940217660842006,2.7741554861494007,2.6024981300521604,43.893168368800509,null,1997,16.720108299919175,13.279877084931508,1.4371180332690199,5.5853895683950396,1.4940217660842006,2.7741554861494007,2.6024981300521604,43.893168368800509,null,1997,16.720108299919175,13.279877084931508,1.4371180332690199,5.5853895683950396,1.4940217660842006,2.7741554861494007,2.6024981300521604,43.893168368800509,null,null,null,"INDUSTRIAL",83,3,35]
[null,1998,20.837504073595237,14.790334405479452,1.959757246633689,6.3271830804825555,2.1574743785630948,3.6984817237019025,3.2179683421363223,52.988703250592252,null,1998,20.837504073595237,14.790334405479452,1.959757246633689,6.3271830804825555,2.1574743785630948,3.6984817237019025,3.2179683421363223,52.988703250592252,null,1998,20.837504073595237,14.790334405479452,1.959757246633689,6.3271830804825555,2.1574743785630948,3.6984817237019025,3.2179683421363223,52.988703250592252,null,null,null,"PETROQUIMICO",122,3,35]
[null,1999,24.489379937678937,16.021229090410959,2.4519827558742269,6.9405157149819683,2.8059363867021778,4.5562124343084873,3.7609062210274771,61.026162540984231,null,1999,24.489379937678937,16.021229090410959,2.4519827558742269,6.9405157149819683,2.8059363867021778,4.5562124343084873,3.7609062210274771,61.026162540984231,null,1999,24.489379937678937,16.021229090410959,2.4519827558742269,6.9405157149819683,2.8059363867021778,4.5562124343084873,3.7609062210274771,61.026162540984231,null,null,null,"PETROLERO",161,3,35]
[null,2000,26.855405880332839,16.732910180327867,2.7914663704461526,7.3035152598172139,3.269191696111982,5.1391551302943368,4.1105280094249403,66.202172526755319,null,2000,26.855405880332839,16.732910180327867,2.7914663704461526,7.3035152598172139,3.269191696111982,5.1391551302943368,4.1105280094249403,66.202172526755319,null,2000,26.855405880332839,16.732910180327867,2.7914663704461526,7.3035152598172139,3.269191696111982,5.1391551302943368,4.1105280094249403,66.202172526755319,null,null,null,"GNVC",200,3,35]
[null,2001,39.089666612857698,19.950088293150685,4.7519332787936142,8.976908192986679,6.1400372353856865,8.4132455740176226,5.9010840581551545,93.222963245347145,null,2001,39.089666612857698,19.950088293150685,4.7519332787936142,8.976908192986679,6.1400372353856865,8.4132455740176226,5.9010840581551545,93.222963245347145,null,2001,39.089666612857698,19.950088293150685,4.7519332787936142,8.976908192986679,6.1400372353856865,8.4132455740176226,5.9010840581551545,93.222963245347145,null,null,null,"TERMOELECTRICO",239,3,35]
[null,2002,43.110319103747514,20.832766452054795,5.4745530840780798,9.4518187762198806,7.2728624118503555,9.5870235067509384,6.483269169034207,102.21261250373577,null,2002,43.110319103747514,20.832766452054795,5.4745530840780798,9.4518187762198806,7.2728624118503555,9.5870235067509384,6.483269169034207,102.21261250373577,null,2002,43.110319103747514,20.832766452054795,5.4745530840780798,9.4518187762198806,7.2728624118503555,9.5870235067509384,6.483269169034207,102.21261250373577,null,null,null,"TOTAL",278,3,35]
[null,2003,45.249515955389448,21.304374323287668,5.8577319202408624,9.7053821120255588,7.8721862180682942,10.209976101663097,6.7931101332869428,106.99227676396188,null,2003,45.249515955389448,21.304374323287668,5.8577319202408624,9.7053821120255588,7.8721862180682942,10.209976101663097,6.7931101332869428,106.99227676396188,null,2003,45.249515955389448,21.304374323287668,5.8577319202408624,9.7053821120255588,7.8721862180682942,10.209976101663097,6.7931101332869428,106.99227676396188]
[null,2004,45.288312426224046,21.275843371584699,5.8743558360232786,9.6954073558314082,7.9052228484328477,10.233690938960807,6.7978218282271117,107.0706546052842,null,2004,45.288312426224046,21.275843371584699,5.8743558360232786,9.6954073558314082,7.9052228484328477,10.233690938960807,6.7978218282271117,107.0706546052842,null,2004,45.288312426224046,21.275843371584699,5.8743558360232786,9.6954073558314082,7.9052228484328477,10.233690938960807,6.7978218282271117,107.0706546052842]
[null,2005,46.654265631118371,21.590612975342463,6.1226362871729032,9.861541445049669,8.2995744480444635,10.635278452873747,6.99561147770918,110.1595207173108,null,2005,46.654265631118371,21.590612975342463,6.1226362871729032,9.861541445049669,8.2995744480444635,10.635278452873747,6.99561147770918,110.1595207173108,null,2005,46.654265631118371,21.590612975342463,6.1226362871729032,9.861541445049669,8.2995744480444635,10.635278452873747,6.99561147770918,110.1595207173108]
[null,2006,50.463860736887426,22.345160652054794,6.854397891447948,10.275375414466774,9.4933554601199948,11.804856254065502,7.5438501712271702,118.78085658026961,null,2006,50.463860736887426,22.345160652054794,6.854397891447948,10.275375414466774,9.4933554601199948,11.804856254065502,7.5438501712271702,118.78085658026961,null,2006,50.463860736887426,22.345160652054794,6.854397891447948,10.275375414466774,9.4933554601199948,11.804856254065502,7.5438501712271702,118.78085658026961]
[null,2007,50.204454362391964,22.285585945205483,6.8101391599812828,10.243514254671513,9.4269209468634667,11.731895358355141,7.506147376352569,118.20865740382141,null,2007,50.204454362391964,22.285585945205483,6.8101391599812828,10.243514254671513,9.4269209468634667,11.731895358355141,7.506147376352569,118.20865740382141,null,2007,50.204454362391964,22.285585945205483,6.8101391599812828,10.243514254671513,9.4269209468634667,11.731895358355141,7.506147376352569,118.20865740382141]
[null,2008,48.272351726607013,21.885790909836068,6.4359164052387179,10.027975553341827,8.8100836731662362,11.135730016071861,7.2280666952939239,113.79591497955563,null,2008,48.272351726607013,21.885790909836068,6.4359164052387179,10.027975553341827,8.8100836731662362,11.135730016071861,7.2280666952939239,113.79591497955563,null,2008,48.272351726607013,21.885790909836068,6.4359164052387179,10.027975553341827,8.8100836731662362,11.135730016071861,7.2280666952939239,113.79591497955563]
[null,2009,45.715965284931507,21.744919421917814,5.8209463917808213,10.206183668493154,8.7355333917808231,9.9928040931506867,6.6211160575342456,108.83746830958906,null,2009,45.715965284931507,21.744919421917814,5.8209463917808213,10.206183668493154,8.7355333917808231,9.9928040931506867,6.6211160575342456,108.83746830958906,null,2009,45.715965284931507,21.744919421917814,5.8209463917808213,10.206183668493154,8.7355333917808231,9.9928040931506867,6.6211160575342456,108.83746830958906]
[null,2010,47.333075104109597,22.405111153424659,6.4054070520547937,10.526639791780822,9.6267397972602744,11.103560205479452,6.8674011041095877,114.26793420821919,null,2010,47.333075104109597,22.405111153424659,6.4054070520547937,10.526639791780822,9.6267397972602744,11.103560205479452,6.8674011041095877,114.26793420821919,null,2010,47.333075104109597,22.405111153424659,6.4054070520547937,10.206183668493154,9.6267397972602744,11.103560205479452,6.8674011041095877,113.94747808493152]
[null,2011,49.955324320547945,23.202203276712332,6.9958830849315063,11.114852027397262,10.938130279452054,11.964633934246576,7.5176026410958912,121.68862956438356,null,2011,49.955324320547945,23.202203276712332,6.9958830849315063,11.114852027397262,10.938130279452054,11.964633934246576,7.5176026410958912,121.68862956438356,null,2011,49.955324320547945,23.202203276712332,6.9958830849315063,10.526639791780822,10.938130279452054,11.964633934246576,7.5176026410958912,121.10041732876712]
[null,2012,50.869505254098364,23.486607453551912,7.2980725355191254,11.179372680327868,12.07788249726776,12.571935592896173,7.6045760491803271,125.08795206284154,null,2012,50.869505254098364,23.486607453551912,7.2980725355191254,11.179372680327868,12.07788249726776,12.571935592896173,7.6045760491803271,125.08795206284154,null,2012,50.869505254098364,23.486607453551912,7.2980725355191254,11.114852027397262,12.07788249726776,12.571935592896173,7.6045760491803271,125.02343140991093]
[null,2013,52.365870176123288,23.993396207561645,7.9594196248684925,11.290614059695892,13.412404731479453,13.162422517082188,7.8782882119178073,130.06241552872879,null,2013,52.365870176123288,23.993396207561645,7.9594196248684925,11.290614059695892,13.412404731479453,13.162422517082188,7.8782882119178073,130.06241552872879,null,2013,52.365870176123288,23.993396207561645,7.9594196248684925,11.179372680327868,13.412404731479453,13.162422517082188,7.8782882119178073,129.95117414936075]
[null,2014,54.278110875304094,23.991922511556162,8.2312638921205483,11.210791037939728,13.962480890493154,14.213308202145203,7.8352763848493154,133.7231537944082,null,2014,54.278110875304094,23.991922511556162,8.2312638921205483,11.210791037939728,13.962480890493154,14.213308202145203,7.8352763848493154,133.7231537944082,null,2014,54.278110875304094,23.991922511556162,8.2312638921205483,11.210791037939728,13.962480890493154,14.213308202145203,7.8352763848493154,133.7231537944082]
[null,2015,54.034312632600006,24.54212418896164,8.0818462364410966,11.816616411978082,14.825823734309589,13.980431458367125,7.8700501982109605,135.15120486086849,null,2015,54.034312632600006,24.54212418896164,8.0818462364410966,11.816616411978082,14.825823734309589,13.980431458367125,7.8700501982109605,135.15120486086849,null,2015,54.034312632600006,24.54212418896164,8.0818462364410966,11.816616411978082,14.825823734309589,13.980431458367125,7.8700501982109605,135.15120486086849]
[null,2016,54.236903803504106,25.088916175720545,8.3320256784328759,12.736003977126026,15.1367553345726,14.257900696947948,8.0402036705452069,137.8287093368493,null,2016,54.236903803504106,25.088916175720545,8.3320256784328759,12.736003977126026,15.1367553345726,14.257900696947948,8.0402036705452069,137.8287093368493,null,2016,54.236903803504106,25.088916175720545,8.3320256784328759,12.736003977126026,15.1367553345726,14.257900696947948,8.0402036705452069,137.8287093368493]
[null,2017,57.012676712328769,25.702093150684931,8.9024112328767124,13.161682191780823,17.03045205479452,15.275254794520546,8.3218989041095881,145.4064690410959,null,2017,61.67071927671234,28.524596252054796,9.7000145994520537,14.52175722958904,18.840534071232877,16.662654487671237,8.8991269589041107,158.81940287561645,null,2017,52.354634147945205,22.87959004931507,8.1048078663013694,11.801607153972604,15.220370038356162,13.887855101369862,7.7446708493150691,131.99353520657533]
[null,2018,58.30847945205479,26.127208219178083,9.2517684931506867,13.31293698630137,18.271531506849318,15.988405479452055,8.5221230136986286,149.78245315068492,null,2018,62.966522016438361,28.949711320547944,10.049371859726028,14.673012024109591,20.081613523287672,17.375805172602739,9.0993510684931511,163.19538698520546,null,2018,53.650436887671226,23.304705117808219,8.4541651265753419,11.952861948493151,16.46144949041096,14.60100578630137,7.9448949589041096,136.36951931616437]
[null,2019,59.636430136986299,26.545734246575346,9.5892704109589033,13.487016438356163,19.438109589041094,16.731805479452056,8.7321002739726019,154.16046657534247,null,2019,64.294472701369855,29.368237347945207,10.386873777534246,14.847091476164382,21.248191605479452,18.11920517260274,9.3093283287671245,167.57340040986301,null,2019,54.978387572602742,23.723231145205482,8.7916670443835621,12.126941400547944,17.62802757260274,15.344405786301371,8.1548722191780829,140.74753274082192]
[null,2020,61.011336986301366,26.977909589041097,9.9141241095890429,13.667408219178084,20.564408219178084,17.515186301369862,8.9521717808219172,158.60254520547943,null,2020,65.669379550684937,29.800412690410962,10.711727476164384,15.027483256986301,22.374490235616438,18.90258599452055,9.529399835616438,172.01547904000003,null,2020,56.353294421917802,24.155406487671229,9.1165207430136981,12.307333181369865,18.754326202739726,16.127786608219179,8.3749437260273965,145.18961137095889]
[null,2021,62.433213698630126,27.423528767123287,10.224898356164383,13.855065753424658,21.632246575342464,18.337194520547946,9.1821008219178086,163.08824849315067,null,2021,67.091256263013705,30.246031868493148,11.022501722739726,15.215140791232876,23.442328591780825,19.72459421369863,9.7593288767123294,176.50118232767122,null,2021,57.77517113424657,24.601025665753426,9.4272949895890417,12.494990715616439,19.82216455890411,16.949794827397259,8.6048727671232861,149.67531465863013]
[null,2022,63.900731506849311,27.882345205479453,10.519886575342467,14.05,22.639454794520546,19.195917808219178,9.4215306849315077,167.60986657534244,null,2022,68.558774071232889,30.704848306849314,11.317489941917808,15.410075037808218,24.449536810958911,20.583317501369866,9.9987587397260285,181.02280040986301,null,2022,59.242688942465762,25.059842104109588,9.7222832087671218,12.689924962191782,20.829372778082192,17.808518115068495,8.8443026301369869,154.19693274082192]
[null,2023,65.412504109589037,28.354145205479455,10.79795095890411,14.252128767123288,23.586600000000001,20.089241095890412,9.6700627397260259,172.16263287671234,null,2023,70.070546673972615,31.176648306849316,11.59555432547945,15.612203804931509,25.396682016438358,21.476640789041099,10.247290794520547,185.57556671123291,null,2023,60.75446154520548,25.53164210410959,10.000347592328767,12.892053729315069,21.776517983561643,18.701841402739728,9.0928346849315069,158.74969904219176]
[null,2024,66.967010958904112,28.838676712328766,11.05855890410959,14.461367123287669,24.477175342465753,21.014909589041093,9.9272608219178071,176.74495945205476,null,2024,71.625053523287676,31.661179813698634,11.85616227068493,15.821442161095892,26.28725735890411,22.40230928219178,10.50448887671233,190.15789328657536,null,2024,62.308968394520541,26.016173610958901,10.260955537534247,13.101292085479454,22.667093326027395,19.627509895890409,9.3500327671232863,163.33202561753421]
[null,2025,68.56264657534247,29.335663013698628,11.30169589041096,14.677586301369864,25.31640273972603,21.970578082191782,10.192662191780823,181.35723479452056,null,2025,73.220689139726019,32.158166115068497,12.099299256986303,16.037661339178079,27.126484756164388,23.357977775342462,10.769890246575342,194.77016862904108,null,2025,63.904604010958906,26.513159912328771,10.504092523835615,13.317511263561645,23.506320723287672,20.583178389041098,9.6154341369863019,167.94430095999999]
[null,2026,70.19772054794521,29.844797260273968,11.527810958904109,14.900657534246575,26.110336986301366,22.953882191780821,10.465784657534247,186.0009901369863,null,2026,74.855763112328773,32.667300361643832,12.32541432547945,16.260732572054795,27.920419002739724,24.341281884931504,11.043012712328766,199.41392397150682,null,2026,65.539677983561631,27.02229415890411,10.730207592328766,13.540582496438356,24.300254969863012,21.566482498630137,9.8885566027397278,172.58805630246576]
[null,2027,71.870501369863021,30.365767123287668,11.737660273972603,15.130416438356164,26.865186301369867,23.962476712328769,10.74613589041096,190.67814410958906,null,2027,76.528543934246585,33.188270224657536,12.535263640547944,16.490491476164383,28.675268317808225,25.349876405479453,11.323363945205479,204.0910779441096,null,2027,67.212458805479457,27.543264021917807,10.94005690739726,13.770341400547945,25.05510428493151,22.575077019178082,10.168907835616437,177.26521027506851]
[null,2028,73.579202739726028,30.898227397260271,11.932254794520547,15.366693150684931,27.58688219178082,24.994084931506851,11.033221095890413,195.39056630136986,null,2028,78.237245304109592,33.720730498630132,12.729858161095891,16.72676818849315,29.396964208219178,26.381484624657535,11.610449150684932,208.8035001358904,null,2028,68.921160175342479,28.07572429589041,11.134651427945206,14.006618112876716,25.776800175342462,23.606685238356164,10.455993041095889,181.97763246684931]
[null,2029,75.322032876712328,31.44182739726028,12.112742465753424,15.609301369863015,28.280854794520543,26.04651506849315,11.326556164383563,200.13983013698632,null,2029,79.980075441095892,34.264330498630137,12.910345832328765,16.969376407671234,30.090936810958901,27.433914761643834,11.903784219178084,213.55276397150686,null,2029,70.663990312328764,28.619324295890411,11.315139099178083,14.249226332054794,26.470772778082186,24.659115375342463,10.74932810958904,186.72689630246572]
[null,2030,77.09718630136986,31.996189041095892,12.280353424657534,15.858030136986303,28.951887671232878,27.117684931506851,11.625657534246574,204.92698904109591,null,2030,81.755228865753438,34.818692142465757,13.077956791232875,17.21810517479452,30.761969687671229,28.505084624657535,12.202885589041097,218.33992287561648,null,2030,72.439143736986296,29.173685939726028,11.482750058082193,14.497955099178082,27.141805654794521,25.730285238356164,11.048429479452055,191.51405520657536]
[null,2031,78.902876712328776,32.560942465753421,12.436334246575342,16.112665753424658,29.604115068493151,28.205663013698633,11.930060273972602,209.75265753424657,null,2031,83.560919276712326,35.383445567123289,13.233937613150683,17.472740791232876,31.414197084931509,29.593062706849317,12.507288328767125,223.16559136876711,null,2031,74.244834147945198,29.738439364383559,11.638730880000001,14.752590715616439,27.794033052054793,26.818263320547949,11.352832219178083,196.33972369972602]
[]
[]
[null,null,"COMERCIAL MEDIO",null,null,null,null,null,null,null,null,null,"COMERCIAL ALTO",null,null,null,null,null,null,null,null,null,"COMERCIAL BAJO"]
[null,null,"CENTRO","COSTA","CQR","NORESTE","NOROESTE","SUROESTE","TOLIMA GRANDE","TOTAL",null,null,"CENTRO","COSTA","CQR","NORESTE","NOROESTE","SUROESTE","TOLIMA GRANDE","TOTAL",null,null,"CENTRO","COSTA","CQR","NORESTE","NOROESTE","SUROESTE","TOLIMA GRANDE","TOTAL"]
[null,1997,3.2133322912328768,0.1401025429553828,1.563226110410959,0.15779760448900237,0.57087789320987281,0.8107764405053004,1.9745931917808219E-3,4.4624782076939846,null,1997,3.2133322912328768,0.1401025429553828,1.563226110410959,0.15779760448900237,0.57087789320987281,0.8107764405053004,1.9745931917808219E-3,4.4624782076939846,null,1997,3.2133322912328768,0.1401025429553828,1.563226110410959,0.15779760448900237,0.57087789320987281,0.8107764405053004,1.9745931917808219E-3,4.4624782076939846]
[null,1998,4.5450516975342463,0.27900624913615141,1.6617543202739729,0.28100169936363084,0.82322800744591929,1.1246245689958343,8.2636081616438359E-3,6.7064529110876405,null,1998,4.5450516975342463,0.27900624913615141,1.6617543202739729,0.28100169936363084,0.82322800744591929,1.1246245689958343,8.2636081616438359E-3,6.7064529110876405,null,1998,4.5450516975342463,0.27900624913615141,1.6617543202739729,0.28100169936363084,0.82322800744591929,1.1246245689958343,8.2636081616438359E-3,6.7064529110876405]
[null,1999,5.8643336295890416,0.44610719467167831,1.7429644687671233,0.41883734983051485,1.0679639624986641,1.4206249748362112,2.0474819654794519E-2,9.0167634879468093,null,1999,5.8643336295890416,0.44610719467167831,1.7429644687671233,0.41883734983051485,1.0679639624986641,1.4206249748362112,2.0474819654794519E-2,9.0167634879468093,null,1999,5.8643336295890416,0.44610719467167831,1.7429644687671233,0.41883734983051485,1.0679639624986641,1.4206249748362112,2.0474819654794519E-2,9.0167634879468093]
[null,2000,6.809730108469946,0.5879663552007145,1.7878554472677595,0.52885067104918249,1.2390974393852041,1.6218622377338134,3.5218273300546422E-2,10.734502334071102,null,2000,6.809730108469946,0.5879663552007145,1.7878554472677595,0.52885067104918249,1.2390974393852041,1.6218622377338134,3.5218273300546422E-2,10.734502334071102,null,2000,6.809730108469946,0.5879663552007145,1.7878554472677595,0.52885067104918249,1.2390974393852041,1.6218622377338134,3.5218273300546422E-2,10.734502334071102]
[null,2001,12.982229186301369,1.8759010842967743,2.0150054731506848,1.3937943986043648,2.2565975796771824,2.7553428566480749,0.40819461536986296,22.795237865080395,null,2001,12.982229186301369,1.8759010842967743,2.0150054731506848,1.3937943986043648,2.2565975796771824,2.7553428566480749,0.40819461536986296,22.795237865080395,null,2001,12.982229186301369,1.8759010842967743,2.0150054731506848,1.3937943986043648,2.2565975796771824,2.7553428566480749,0.40819461536986296,22.795237865080395]
[null,2002,15.597792904109589,2.5853442593543541,2.0809473172602742,1.8101962891943177,2.6229321373497867,3.1382966910891219,0.89158362838356164,28.28847469087669,null,2002,15.597792904109589,2.5853442593543541,2.0809473172602742,1.8101962891943177,2.6229321373497867,3.1382966910891219,0.89158362838356164,28.28847469087669,null,2002,15.597792904109589,2.5853442593543541,2.0809473172602742,1.8101962891943177,2.6229321373497867,3.1382966910891219,0.89158362838356164,28.28847469087669]
[null,2003,16.958339027397262,2.9500143273323038,2.1159657468493149,2.02651372124806,2.8171557915219489,3.3422007481700966,1.1136837172054794,31.132027326867075,null,2003,16.958339027397262,2.9500143273323038,2.1159657468493149,2.02651372124806,2.8171557915219489,3.3422007481700966,1.1136837172054794,31.132027326867075,null,2003,16.958339027397262,2.9500143273323038,2.1159657468493149,2.02651372124806,2.8171557915219489,3.3422007481700966,1.1136837172054794,31.132027326867075]
[null,2004,16.993024956284152,2.9696616280937773,2.1113614232240439,2.0345621713277788,2.8166947736440395,3.3395773997902021,1.1561793535792351,31.233536204680789,null,2004,16.993024956284152,2.9696616280937773,2.1113614232240439,2.0345621713277788,2.8166947736440395,3.3395773997902021,1.1561793535792351,31.233536204680789,null,2004,16.993024956284152,2.9696616280937773,2.1113614232240439,2.0345621713277788,2.8166947736440395,3.3395773997902021,1.1561793535792351,31.233536204680789]
[null,2005,17.966270756164384,3.2455742395397982,2.138030781643836,2.1903948141151881,2.9438550823820493,3.4706425391538755,1.4031743879452054,33.309561645288589,null,2005,17.966270756164384,3.2455742395397982,2.138030781643836,2.1903948141151881,2.9438550823820493,3.4706425391538755,1.4031743879452054,33.309561645288589,null,2005,17.966270756164384,3.2455742395397982,2.138030781643836,2.1903948141151881,2.9438550823820493,3.4706425391538755,1.4031743879452054,33.309561645288589]
[null,2006,20.849881419178082,4.1143794824588493,2.1972182860273972,2.6587660815866165,3.2828810008543812,3.8086725866826772,2.4302898863013698,39.621686305578329,null,2006,20.849881419178082,4.1143794824588493,2.1972182860273972,2.6587660815866165,3.2828810008543812,3.8086725866826772,2.4302898863013698,39.621686305578329,null,2006,20.849881419178082,4.1143794824588493,2.1972182860273972,2.6587660815866165,3.2828810008543812,3.8086725866826772,2.4302898863013698,39.621686305578329]
[null,2007,20.735246797260274,4.0856826294131992,2.1930549082191781,2.6359906031018898,3.2546376472234879,3.7775688757408235,2.5431694578082191,39.414174075354651,null,2007,20.735246797260274,4.0856826294131992,2.1930549082191781,2.6359906031018898,3.2546376472234879,3.7775688757408235,2.5431694578082191,39.414174075354651,null,2007,20.735246797260274,4.0856826294131992,2.1930549082191781,2.6359906031018898,3.2546376472234879,3.7775688757408235,2.5431694578082191,39.414174075354651]
[null,2008,19.13962794808743,3.598926301284699,2.1584075407103827,2.3836650746425407,3.086904974479515,3.6135797758597263,1.7688929352459015,35.86987581367908,null,2008,19.13962794808743,3.598926301284699,2.1584075407103827,2.3836650746425407,3.086904974479515,3.6135797758597263,1.7688929352459015,35.86987581367908,null,2008,19.13962794808743,3.598926301284699,2.1584075407103827,2.3836650746425407,3.086904974479515,3.6135797758597263,1.7688929352459015,35.86987581367908]
[null,2009,17.806103024657535,3.7001736931506843,1.5736820219178083,2.4497638630136982,2.8734732109589047,3.278674947945206,0.9936173479452054,35.488016884931511,null,2009,17.806103024657535,3.7001736931506843,1.5736820219178083,2.4497638630136982,2.8734732109589047,3.278674947945206,0.9936173479452054,35.488016884931511,null,2009,17.806103024657535,3.7001736931506843,1.5736820219178083,2.4497638630136982,2.8734732109589047,3.278674947945206,0.9936173479452054,35.488016884931511]
[null,2010,19.108781983561641,3.9186964712328756,1.7631606739726027,2.6169961643835613,3.3365755616438348,3.5133155150684927,1.0116569095890411,38.638356504109581,null,2010,19.108781983561641,3.9186964712328756,1.7631606739726027,2.6169961643835613,3.3365755616438348,3.5133155150684927,1.0116569095890411,38.638356504109581,null,2010,19.108781983561641,3.9186964712328756,1.7631606739726027,2.6169961643835613,3.3365755616438348,3.5133155150684927,1.0116569095890411,38.638356504109581]
[null,2011,20.855148575342469,4.1742191095890409,1.8598203917808218,2.7082347999999996,3.9160207589041094,3.7709762465753425,1.1640346821917804,44.903467906849315,null,2011,20.855148575342469,4.1742191095890409,1.8598203917808218,2.7082347999999996,3.9160207589041094,3.7709762465753425,1.1640346821917804,44.903467906849315,null,2011,20.855148575342469,4.1742191095890409,1.8598203917808218,2.7082347999999996,3.9160207589041094,3.7709762465753425,1.1640346821917804,44.903467906849315]
[null,2012,25.537928825136614,6.4569144153005453,1.9075847841530054,4.0438038907103824,3.9891992704918029,3.9220550546448081,1.176990674863388,47.120382666666657,null,2012,25.537928825136614,6.4569144153005453,1.9075847841530054,4.0438038907103824,3.9891992704918029,3.9220550546448081,1.176990674863388,47.120382666666657,null,2012,25.537928825136614,6.4569144153005453,1.9075847841530054,4.0438038907103824,3.9891992704918029,3.9220550546448081,1.176990674863388,47.120382666666657]
[null,2013,26.594395170375346,7.0288587998109584,2.0592388565780824,4.6049303551753429,4.134533326452055,4.0224750425863016,1.2307912130328766,49.888277216438354,null,2013,26.594395170375346,7.0288587998109584,2.0592388565780824,4.6049303551753429,4.134533326452055,4.0224750425863016,1.2307912130328766,49.888277216438354,null,2013,26.594395170375346,7.0288587998109584,2.0592388565780824,4.6049303551753429,4.134533326452055,4.0224750425863016,1.2307912130328766,49.888277216438354]
[null,2014,27.562251647331511,7.8309131540301351,2.2190165831753426,5.2558177582958905,4.1016791785013709,3.6633567947342462,1.2685548593561644,54.294840924745209,null,2014,27.562251647331511,7.8309131540301351,2.2190165831753426,5.2558177582958905,4.1016791785013709,3.6633567947342462,1.2685548593561644,54.294840924745209,null,2014,27.562251647331511,7.8309131540301351,2.2190165831753426,5.2558177582958905,4.1016791785013709,3.6633567947342462,1.2685548593561644,54.294840924745209]
[null,2015,23.625714245520545,6.0001940181808218,2.5590645022931504,3.3499419620876703,4.183809204956165,4.1545297288821912,1.6089536017479451,45.482207263668478,null,2015,23.625714245520545,6.0001940181808218,2.5590645022931504,3.3499419620876703,4.183809204956165,4.1545297288821912,1.6089536017479451,45.482207263668478,null,2015,23.625714245520545,6.0001940181808218,2.5590645022931504,3.3499419620876703,4.183809204956165,4.1545297288821912,1.6089536017479451,45.482207263668478]
[null,2016,25.612857327038355,5.4396608897561638,2.8977040269726024,3.714173561558904,4.510223403542466,4.4031696369590154,1.5468084727808218,48.12459731860833,null,2016,25.612857327038355,5.4396608897561638,2.8977040269726024,3.714173561558904,4.510223403542466,4.4031696369590154,1.5468084727808218,48.12459731860833,null,2016,25.612857327038355,5.4396608897561638,2.8977040269726024,3.714173561558904,4.510223403542466,4.4031696369590154,1.5468084727808218,48.12459731860833]
[null,2017,28.345358904109592,4.78624904109589,3.5878126027397261,4.3720772602739721,4.9216391780821915,4.7313956164383564,1.5538901369863014,52.298422739726021,null,2017,31.14709137534247,5.6553353797260275,3.9207969490410961,5.3461089797260275,5.2487095868493148,5.1109560065753428,2.1946367978082191,58.623635075068499,null,2017,25.543626432876714,3.9171627024657525,3.2548282564383562,3.3980455408219177,4.5945687693150683,4.35183522630137,0.91314347616438341,45.973210404383565]
[null,2018,29.543345205479451,4.9054646575342469,3.65510602739726,4.6188906849315075,5.1007638356164389,4.9634991780821922,1.5726315068493151,54.359701095890415,null,2018,32.345077676712329,5.7745509961643844,3.9880903736986304,5.5929224043835619,5.4278342443835621,5.3430595682191786,2.213378167671233,60.684913431232879,null,2018,26.741612734246573,4.0363783189041103,3.3221216810958905,3.6448589654794521,4.7736934268493156,4.5839387879452049,0.93188484602739718,48.034488760547937]
[null,2019,30.919665753424656,5.1486090410958898,3.7323112328767123,4.8133410958904106,5.3294408219178084,5.221298904109589,1.5923208219178082,56.756987671232871,null,2019,33.721398224657534,6.0176953797260282,4.0652955791780823,5.7873728153424651,5.6565112306849308,5.6008592942465754,2.2330674827397261,63.082200006575349,null,2019,28.117933282191778,4.2795227024657532,3.3993268865753423,3.8393093764383561,5.0023704131506852,4.8417385139726026,0.95157416109589033,50.431775335890414]
[null,2020,32.385117808219178,5.3995726027397257,3.8110632876712329,5.0666589041095893,5.5734052054794523,5.4800713114754096,1.6137863013698632,59.329675421064444,null,2020,35.186850279452052,6.2686589413698615,4.1440476339726029,6.0406906235616438,5.9004756142465764,5.8585946513661211,2.2545329621917811,65.65385070616064,null,2020,29.583385336986296,4.5304862641095891,3.478078941369863,4.0926271846575339,5.2463347967123291,5.1015479715846999,0.97303964054794523,53.005500135968262]
[null,2021,33.91881095890411,5.6643706849315079,3.8911134246575347,5.3500087671232874,5.8378194520547941,5.7846167123287673,1.6371663013698627,62.083906301369858,null,2021,36.720543430136985,6.5334570235616436,4.2240977709589043,6.3240404865753419,6.1648898608219174,6.1641771024657528,2.2779129621917811,68.409118636712321,null,2021,31.117078487671233,4.7952843463013703,3.5581290783561643,4.375977047671233,5.5107490432876709,5.4050563221917809,0.99641964054794507,55.758693966027401]
[null,2022,35.526876712328765,5.9437843835616437,3.9721739726027394,5.6737978082191782,6.1235432876712332,6.0903964383561648,1.6625471232876712,64.993119726027388,null,2022,38.328609183561646,6.8128707221917804,4.3051583189041098,6.6478295276712318,6.4506136964383565,6.4699568284931512,2.3032937841095893,71.318332061369873,null,2022,32.72514424109589,5.0746980449315071,3.6391896263013694,4.6997660887671229,5.79647287890411,5.7108360482191793,1.0218004624657533,58.667907390684931]
[null,2023,37.207109589041096,6.238390410958905,4.0538863013698636,6.0176690410958908,6.431756164383561,6.4108690410958902,1.6900161643835616,68.049696712328782,null,2023,40.008842060273977,7.1074767495890416,4.3868706476712331,6.9917007605479453,6.7588265731506842,6.7904294312328766,2.3307628252054795,74.374909047671238,null,2023,34.405377117808221,5.3693040723287675,3.7209019550684932,5.0436373216438355,6.1046857556164378,6.0313086509589047,1.0492695035616437,61.724484376986304]
[null,2024,38.959095890410957,6.5488224657534246,4.1359038356164382,6.3592065753424656,6.7635791780821917,6.7270469945355194,1.7196646575342465,71.213319597275245,null,2024,41.760828361643838,7.4179088043835604,4.4688881819178077,7.3332382947945209,7.0906495868493149,7.1055703344262291,2.3604113183561646,77.537494882371433,null,2024,36.157363419178083,5.679736127123288,3.8029194893150691,5.3851748558904111,6.4365087693150684,6.3485236546448096,1.0789179967123286,64.889144312179056]
[null,2025,40.767583561643832,6.8757216438356163,4.2179619178082195,6.7008471232876721,7.1201841095890401,7.092117260273973,1.7515780821917808,74.525993698630131,null,2025,43.569316032876714,7.744807982465753,4.550946264109589,7.6748788427397248,7.4472545183561634,7.4716776504109585,2.3923247430136989,80.851206033972602,null,2025,37.965851090410958,6.0066353052054806,3.8849775715068491,5.7268154038356167,6.7931137008219169,6.7125568701369867,1.1108314213698629,68.200781363287675]
[null,2026,42.570279452054791,7.2196873972602749,4.3000169863013697,7.0425419178082187,7.5026838356164376,7.439627671232877,1.7858476712328766,77.860684931506839,null,2026,45.37201192328768,8.0887737358904097,4.6330013326027402,8.0165736372602741,7.8297542443835608,7.8191880613698626,2.4265943320547945,84.18589726684931,null,2026,39.768546980821917,6.3506010586301374,3.9670326399999993,6.0685101983561651,7.1756134268493144,7.0600672810958915,1.1451010104109589,71.535472596164382]
[null,2027,44.369405479452048,7.5813616438356171,4.3820728767123285,7.3842156164383557,7.912303287671234,7.7867424657534245,1.8225616438356165,81.238663013698613,null,2027,47.17113795068493,8.4504479824657519,4.7150572230136989,8.358247335890411,8.2393736964383564,8.1663028558904109,2.4633083046575344,87.563875349041098,null,2027,41.567673008219174,6.7122753052054804,4.049088530410959,6.4101838969863021,7.585232878904109,7.407182075616439,1.1818149830136984,74.913450678356156]
[null,2028,46.169320547945205,7.9613621917808217,4.4641287671232872,7.7258934246575333,8.3501706849315056,8.1118538251366132,1.861808219178082,84.644537660753045,null,2028,48.971053019178086,8.8304485304109601,4.7971131134246576,8.6999251441095904,8.6772410936986297,8.4903771650273221,2.5025548799999999,90.968712945849248,null,2028,43.367588076712323,7.0922758531506851,4.1311444208219177,6.7518617052054788,8.0231002761643833,7.7333304852459026,1.2210615583561641,78.320362375656856]
[null,2029,47.969131506849315,8.3603158904109591,4.5461838356164392,8.0675709589041098,8.817400000000001,8.4813043835616426,1.9036772602739727,88.145583835616449,null,2029,50.770863978082197,9.2294022290410958,4.8791681819178079,9.0416026783561634,9.1444704087671216,8.8608647736986299,2.5444239210958908,94.470796170958906,null,2029,45.167399035616434,7.4912295517808234,4.2131994893150679,7.0935392394520544,8.4903295912328787,8.1017439934246589,1.2629305994520548,81.820371500273964]
[null,2030,49.768950684931511,8.7788369863013695,4.6282394520547951,8.4092484931506846,9.315189863013698,8.8285797260273977,1.9482547945205482,91.677300000000017,null,2030,52.570683156164385,9.6479233249315062,4.9612237983561647,9.3832802126027399,9.6422602717808203,9.2081401161643832,2.5890014553424661,98.002512335342473,null,2030,46.967218213698629,7.9097506476712338,4.2952551057534247,7.4352167736986301,8.9881194542465774,8.4490193358904104,1.3075081336986303,85.352087664657532]
[null,2031,51.568769863013706,9.2175608219178091,4.710295342465753,8.7509260273972611,9.8446378082191792,9.175834794520549,1.9956312328767125,95.263655890410973,null,2031,54.370502334246581,10.086647160547946,5.0432796887671234,9.7249577468493165,10.171708216986302,9.5553951846575345,2.6363778936986302,101.58886822575343,null,2031,48.767037391780825,8.3484744832876707,4.3773109961643835,7.7768943079452049,9.5175673994520551,8.7962744043835617,1.3548845720547944,88.938443555068503]
[]
[]
[null,null,"INDUSTRIA MEDIO",null,null,null,null,null,null,null,null,null,"INDUSTRIA ALTO",null,null,null,null,null,null,null,null,null,"INDUSTRIA BAJO"]
[null,null,"CENTRO","COSTA","CQR","NORESTE","NOROESTE","SUROESTE","TOLIMA GRANDE","TOTAL",null,null,"CENTRO","COSTA","CQR","NORESTE","NOROESTE","SUROESTE","TOLIMA GRANDE","TOTAL",null,null,"CENTRO","COSTA","CQR","NORESTE","NOROESTE","SUROESTE","TOLIMA GRANDE","TOTAL"]
[null,1997,15.960144871232878,56.661289490410923,3.7076268052054799,0.88022596589041069,4.3827552720547951,13.356699950684932,9.941424769863012,104.89016712328767,null,1997,15.960144871232878,56.661289490410923,3.7076268052054799,0.88022596589041069,4.3827552720547951,13.356699950684932,9.941424769863012,104.89016712328767,null,1997,15.960144871232878,56.661289490410923,3.7076268052054799,0.88022596589041069,4.3827552720547951,13.356699950684932,9.941424769863012,104.89016712328767]
[null,1998,17.240475646575344,59.217476608219187,3.8401913591780823,1.0013740604931507,4.7456131671232882,14.026160742465756,9.8509769087671231,109.9222684931507,null,1998,17.240475646575344,59.217476608219187,3.8401913591780823,1.0013740604931507,4.7456131671232882,14.026160742465756,9.8509769087671231,109.9222684931507,null,1998,17.240475646575344,59.217476608219187,3.8401913591780823,1.0013740604931507,4.7456131671232882,14.026160742465756,9.8509769087671231,109.9222684931507]
[null,1999,18.911622416438355,58.396518427397261,4.1013395717808221,1.1395871463287672,5.2138855671232882,15.107756775342464,10.253303794520548,113.12401369863014,null,1999,18.911622416438355,58.396518427397261,4.1013395717808221,1.1395871463287672,5.2138855671232882,15.107756775342464,10.253303794520548,113.12401369863014,null,1999,18.911622416438355,58.396518427397261,4.1013395717808221,1.1395871463287672,5.2138855671232882,15.107756775342464,10.253303794520548,113.12401369863014]
[null,2000,19.511275084699452,60.296763125683057,4.1238224327868851,1.2203061380327869,5.387619011748634,15.313724426229509,10.065711095901639,115.9192213114754,null,2000,19.511275084699452,60.296763125683057,4.1238224327868851,1.2203061380327869,5.387619011748634,15.313724426229509,10.065711095901639,115.9192213114754,null,2000,19.511275084699452,60.296763125683057,4.1238224327868851,1.2203061380327869,5.387619011748634,15.313724426229509,10.065711095901639,115.9192213114754]
[null,2001,23.673952076712325,66.870130200000006,4.4973035416438361,1.7141132865753426,6.5785368564383573,17.277466134246573,9.8982989126027405,130.50980098630137,null,2001,23.673952076712325,66.870130200000006,4.4973035416438361,1.7141132865753426,6.5785368564383573,17.277466134246573,9.8982989126027405,130.50980098630137,null,2001,23.673952076712325,66.870130200000006,4.4973035416438361,1.7141132865753426,6.5785368564383573,17.277466134246573,9.8982989126027405,130.50980098630137]
[null,2002,25.189975704109589,71.844532813698635,4.5460180019178082,1.9580503386301369,7.0212132813698629,17.751411260273972,9.5231495487671225,137.83435093150686,null,2002,25.189975704109589,71.844532813698635,4.5460180019178082,1.9580503386301369,7.0212132813698629,17.751411260273972,9.5231495487671225,137.83435093150686,null,2002,25.189975704109589,71.844532813698635,4.5460180019178082,1.9580503386301369,7.0212132813698629,17.751411260273972,9.5231495487671225,137.83435093150686]
[null,2003,24.612371893150684,69.334182591780817,4.5425359515068493,1.8565461273972603,6.8512066016438364,17.610635021917805,9.7303230126027405,134.53780117808219,null,2003,24.612371893150684,69.334182591780817,4.5425359515068493,1.8565461273972603,6.8512066016438364,17.610635021917805,9.7303230126027405,134.53780117808219,null,2003,24.612371893150684,69.334182591780817,4.5425359515068493,1.8565461273972603,6.8512066016438364,17.610635021917805,9.7303230126027405,134.53780117808219]
[null,2004,32.342027229508204,79.114762174863358,5.0989574489071039,3.0461775871584695,9.0883708270491805,20.776688500000002,9.4044318497267767,158.87141560109291,null,2004,32.342027229508204,79.114762174863358,5.0989574489071039,3.0461775871584695,9.0883708270491805,20.776688500000002,9.4044318497267767,158.87141560109291,null,2004,32.342027229508204,79.114762174863358,5.0989574489071039,3.0461775871584695,9.0883708270491805,20.776688500000002,9.4044318497267767,158.87141560109291]
[null,2005,34.851849550684932,86.599523608219187,5.1576194490410954,3.5728121827397259,9.8300957690410957,21.446213832876715,8.9365739550684928,170.39468835616438,null,2005,34.851849550684932,86.599523608219187,5.1576194490410954,3.5728121827397259,9.8300957690410957,21.446213832876715,8.9365739550684928,170.39468835616438,null,2005,34.851849550684932,86.599523608219187,5.1576194490410954,3.5728121827397259,9.8300957690410957,21.446213832876715,8.9365739550684928,170.39468835616438]
[null,2006,44.933842405479453,95.00411882465751,5.7739036723287667,5.6362859172602739,12.782330271232876,25.098814786301368,8.766427018356163,197.99572290410958,null,2006,44.933842405479453,95.00411882465751,5.7739036723287667,5.6362859172602739,12.782330271232876,25.098814786301368,8.766427018356163,197.99572290410958,null,2006,44.933842405479453,95.00411882465751,5.7739036723287667,5.6362859172602739,12.782330271232876,25.098814786301368,8.766427018356163,197.99572290410958]
[null,2007,57.400842013698622,106.30460054246576,6.3508250673972597,8.8217311715068494,16.473662287671232,28.9572258,8.3303678320547938,232.63925471232875,null,2007,57.400842013698622,106.30460054246576,6.3508250673972597,8.8217311715068494,16.473662287671232,28.9572258,8.3303678320547938,232.63925471232875,null,2007,57.400842013698622,106.30460054246576,6.3508250673972597,8.8217311715068494,16.473662287671232,28.9572258,8.3303678320547938,232.63925471232875]
[null,2008,75.100745844262292,113.63378969945356,7.1358459245901633,14.166111185792349,21.747078721311478,34.161637882513659,8.0542692163934433,273.99947844262294,null,2008,75.100745844262292,113.63378969945356,7.1358459245901633,14.166111185792349,21.747078721311478,34.161637882513659,8.0542692163934433,273.99947844262294,null,2008,75.100745844262292,113.63378969945356,7.1358459245901633,14.166111185792349,21.747078721311478,34.161637882513659,8.0542692163934433,273.99947844262294]
[null,2009,59.983998534246567,91.64193267123288,6.6150998356164381,7.6203931808219192,16.151443389041098,28.091529054794517,5.9041462164383551,216.00854288219176,null,2009,59.983998534246567,91.64193267123288,6.6150998356164381,7.6203931808219192,16.151443389041098,28.091529054794517,5.9041462164383551,216.00854288219176,null,2009,59.983998534246567,91.64193267123288,6.6150998356164381,7.6203931808219192,16.151443389041098,28.091529054794517,5.9041462164383551,216.00854288219176]
[null,2010,41.252425027397251,95.929495183561656,6.8942556657534251,9.5206262849315078,18.528011391780826,30.122443641095892,7.5593068986301359,209.80656409315068,null,2010,41.252425027397251,95.929495183561656,6.8942556657534251,9.5206262849315078,18.528011391780826,30.122443641095892,7.5593068986301359,209.80656409315068,null,2010,41.252425027397251,95.929495183561656,6.8942556657534251,9.5206262849315078,18.528011391780826,30.122443641095892,7.5593068986301359,209.80656409315068]
[null,2011,40.12800762191781,96.782008928767141,6.3969551095890402,19.649014221917806,20.738794668493153,28.294513841095892,10.524614312328767,222.51390870410961,null,2011,40.12800762191781,96.782008928767141,6.3969551095890402,19.649014221917806,20.738794668493153,28.294513841095892,10.524614312328767,222.51390870410961,null,2011,40.12800762191781,96.782008928767141,6.3969551095890402,19.649014221917806,20.738794668493153,28.294513841095892,10.524614312328767,222.51390870410961]
[null,2012,35.24610453278688,97.325672609289626,6.7741675546448095,15.305671292349727,21.949560043715845,33.92793784153006,8.4996634262295068,219.02877730054647,null,2012,35.24610453278688,97.325672609289626,6.7741675546448095,15.305671292349727,21.949560043715845,33.92793784153006,8.4996634262295068,219.02877730054647,null,2012,35.24610453278688,97.325672609289626,6.7741675546448095,15.305671292349727,21.949560043715845,33.92793784153006,8.4996634262295068,219.02877730054647]
[null,2013,38.182995260191781,93.087396715495885,6.9657412708712325,14.481262293704111,22.180694442095888,45.887500871156163,2.9878986635013698,223.77348951701643,null,2013,38.182995260191781,93.087396715495885,6.9657412708712325,14.481262293704111,22.180694442095888,45.887500871156163,2.9878986635013698,223.77348951701643,null,2013,38.182995260191781,93.087396715495885,6.9657412708712325,14.481262293704111,22.180694442095888,45.887500871156163,2.9878986635013698,223.77348951701643]
[null,2014,49.278633713457545,94.15082992311784,6.6346204615397282,17.187941506660273,23.185753145630144,54.255970990986313,2.8331317386410961,247.52688148003296,null,2014,49.278633713457545,94.568324224865748,6.6346204615397264,17.244221873487671,23.204207200432872,54.278123593498627,2.8332143113589043,248.04134537864113,null,2014,49.278633713457545,94.568324224865748,6.6346204615397264,17.244221873487671,23.204207200432872,54.278123593498627,2.8332143113589043,248.04134537864113]
[null,2015,70.556953722819173,88.76617696732329,6.3615176782630147,15.180437418353426,23.526751424482189,48.391272438265759,2.3632689147123287,255.14637856421922,null,2015,70.556953722819173,88.76617696732329,6.3615176782630147,15.180437418353426,23.526751424482189,48.391272438265759,2.3632689147123287,255.14637856421922,null,2015,70.556953722819173,88.76617696732329,6.3615176782630147,15.180437418353426,23.526751424482189,48.391272438265759,2.3632689147123287,255.14637856421922]
[null,2016,65.105166785087675,82.344517562030134,6.0574230589999996,15.666082176479453,23.05099420316439,49.003589092038354,2.0173074200356167,243.24508029783559,null,2016,65.105166785087675,82.344517562030134,6.0574230589999996,15.666082176479453,23.05099420316439,49.003589092038354,2.0173074200356167,243.24508029783559,null,2016,65.105166785087675,82.344517562030134,6.0574230589999996,15.666082176479453,23.05099420316439,49.003589092038354,2.0173074200356167,243.24508029783559]
[null,2017,63.729492030374857,84.58392623419725,6.3597219449556324,16.058629371796503,24.908367386238787,50.060975543391542,1.8396272150727873,247.54073972602737,null,2017,69.267298231743581,91.932724549741181,6.9121959923105889,17.453910775013728,27.072725050464857,54.410829510561996,1.9995908490681393,269.04927495890405,null,2017,58.191685829006126,77.235127918653333,5.8072478976006767,14.663347968579281,22.74400972201272,45.711121576221096,1.6796635810774354,226.03220449315069]
[null,2018,64.003986300136916,89.591313297617305,6.7601848368270518,19.193105342138765,25.269041092964112,51.090772048401355,1.6135422873939373,257.52194520547943,null,2018,69.408810040007552,97.156256862886067,7.3310336857375731,20.672857007773359,27.40285756883117,55.405045315338029,1.7498043093429949,279.12666478991673,null,2018,58.599162560266258,82.026369732348556,6.1893359879165315,17.71335367650417,23.135224617097045,46.776498781464703,1.47728026544488,235.91722562104215]
[null,2019,65.233387454638091,93.328983490777958,6.9024571470417628,20.058800228888558,25.85976956125802,52.353641601569805,1.6056454473326534,265.34268493150682,null,2019,70.582191468532656,100.98128925514992,7.4684297452333492,21.551708034028856,27.980126626860216,56.646351055639848,1.7373083304992882,286.94740451594413,null,2019,59.88458344074354,85.676677726405941,6.3364845488501773,18.565892423748252,23.739412495655824,48.060932147499763,1.4739825641660185,243.73796534706949]
[null,2020,66.981695505191681,96.22770170262217,7.0325890314191319,21.504556810593979,26.596404629965022,53.772317476597209,1.6009814189532652,273.71624657534244,null,2020,72.318797300343405,103.89515568486507,7.592958025562182,23.012989612827297,28.715601350736851,58.056907842123493,1.728556343321479,295.3209661597798,null,2020,61.644593710039963,88.560247720379266,6.4722200372760836,19.99612400836067,24.47720790919319,49.487727111070924,1.4734064945850511,252.11152699090519]
[null,2021,69.006084359701006,98.580610659698436,7.1652362396185225,22.493264395998807,27.424011655670821,55.281522157867997,1.5975992985676697,281.54832876712328,null,2021,74.353577637225584,106.22006963109486,7.7205066844274155,24.022822473611352,29.549178951527683,59.565482157678183,1.721410815995478,303.15304835156053,null,2021,63.658591082176443,90.941151688302014,6.6099657948096286,20.963706318386262,25.298844359813948,50.997562158057804,1.473787781139861,259.94360918268598]
[null,2022,71.190529696493257,100.60110155691684,7.3003918829499987,23.300493247836961,28.316393403600273,56.860466614626638,1.5949523646992876,289.16432876712327,null,2022,76.559951145239538,108.18896305179658,7.8510259354538388,24.852651054887755,30.452103629222314,61.149096397559873,1.7152571374007013,310.76904835156063,null,2022,65.821108247746977,93.013240062037156,6.7497578304461578,21.748335440786171,26.180683177978231,52.57183683169341,1.4746475919978743,267.55960918268602]
[null,2023,73.462299196502229,102.41150584271622,7.4365345247169934,24.132549373263259,29.25326790186136,58.491518219507299,1.5926263112956183,296.78030136986303,null,2023,78.858932161899446,109.93500404151783,7.9828461241110125,25.707958751786254,31.402244061314256,62.788405388799092,1.7096304248724021,318.38502095430027,null,2023,68.065666231104998,94.888007643914634,6.8902229253229752,22.557139994740265,27.104291742408471,54.194631050215506,1.4756221977188344,275.17558178542566]
[null,2024,75.780329076103413,104.08887247697902,7.5728570872933805,24.978509488247511,30.221083693253615,60.164138320053574,1.5904290361516711,304.39621917808216,null,2024,81.206111924298128,111.54173740154734,8.1150785244525885,26.576987895106281,32.384870848716595,64.471843024362144,1.7043091440364291,326.00093876251952,null,2024,70.354546227908727,96.636007552410717,7.0306356501341716,23.38003108138874,28.057296537790624,55.85643361574499,1.4765489282669129,282.79149959364491]
[null,2025,78.120848430579031,105.68083339772197,7.7089228631794109,25.832021525858657,31.210292817015205,61.871037966729268,1.5882621769986547,312.01221917808226,null,2025,83.575911073723475,113.06058663919246,8.2472383930501696,27.452955799227507,33.389653048252839,66.191418917752344,1.6991748913206965,333.61693876251951,null,2025,72.665785787434586,98.301080156251473,7.1706073333086513,24.211087252489808,29.03093258577756,57.550657015706186,1.4773494626766126,290.4074995936449]
[null,2026,80.470214349889531,107.217018449092,7.8445180140043478,26.689299368858194,32.214119353340095,63.606968734482606,1.5860809084154188,319.62821917808219,null,2026,85.95374783487739,114.52338437088753,8.3790840995063416,28.331862710815795,34.409297996656562,67.941393276586155,1.6941684731897337,341.2329387625195,null,2026,74.986680864901672,99.910652527296506,7.3099519285023531,25.046736026900586,30.018940710023635,59.272544192379037,1.4779933436411037,298.02349959364489]
[null,2027,82.820878617376309,108.71621756833223,7.9795677846034314,27.547816175817751,33.227791492210301,65.36807634152585,1.5838711982163252,327.24421917808223,null,2027,88.331628262774601,115.95019158332208,8.5105248398874611,29.211071936720788,35.438698762288233,69.717558512599069,1.689264864927263,348.84893876251954,null,2027,77.310128971978017,101.48224355334237,7.4486107293194035,25.884560414914702,31.016884222132369,61.01859417045263,1.4784775315053871,305.63949959364487]
[null,2028,85.168758561712437,110.19038529813284,8.1140656594814864,28.406126806081893,34.247912723484077,67.151336830164695,1.5816332990247548,334.86021917808222,null,2028,90.705290575785924,117.35367197237373,8.6415439707793293,30.089108980763417,36.474244059513389,71.516623934169559,1.6844552691341366,356.46493876251952,null,2028,79.63222654763895,103.02709862389197,7.5865873481836434,26.72314463140037,32.021581387454752,62.786049726159831,1.4788113289153737,313.25549959364486]
[null,2029,87.511791039500281,111.64724302489738,8.2480420951718667,29.263343232427125,35.272072106259124,68.95429824132539,1.5793746439804501,342.47616438356158,null,2029,93.072638035610908,118.74192410776324,8.7721651701855361,30.965094796151696,37.513390550246989,73.335931951247844,1.6797393567927454,364.080883967999,null,2029,81.950944043389654,104.55256194203155,7.7239190201582009,27.561591668702569,33.030753662271259,64.572664531402935,1.479009931168155,320.87144479912433]
[null,2030,89.849091178979606,113.09190449892664,8.3815441293278976,30.11898741074603,36.298569624621557,70.774907561016235,1.5771051854231222,350.09210958904106,null,2030,95.432826684962706,120.12024122677538,8.9024301605544647,31.838584532069927,38.554360986315949,75.173265456243215,1.6751201265567643,371.69682917347836,null,2030,84.265355672996492,106.06356777107791,7.860658098101327,28.39939028942214,34.042778262927158,66.376549665789256,1.4790902442894798,328.48739000460375]
[null,2031,92.180425987574424,114.52779620274481,8.5146264447137945,30.97281450053751,37.32621249510116,72.611398714199723,1.5748352441696889,357.7081095890411,null,2031,97.78570060307301,121.49211117485018,9.0323892330481339,32.709377868887067,39.595922865808973,77.026725860222456,1.6706015675886337,379.31282917347846,null,2031,86.575151372075851,107.56348123063948,7.9968636563794551,29.236251132187949,35.056502124393354,68.19607156817699,1.4790689207507444,336.10339000460385]
[]
[]
[null,null,"PETROQUIMICA MEDIO",null,null,null,null,null,null,null,null,null,"PETROQUIMICA ALTO",null,null,null,null,null,null,null,null,null,"PETROQUIMICA BAJO"]
[null,null,"CENTRO","COSTA","CQR","NORESTE","NOROESTE","SUROESTE","TOLIMA GRANDE","TOTAL",null,null,"CENTRO","COSTA","CQR","NORESTE","NOROESTE","SUROESTE","TOLIMA GRANDE","TOTAL",null,null,"CENTRO","COSTA","CQR","NORESTE","NOROESTE","SUROESTE","TOLIMA GRANDE","TOTAL"]
[null,1997,null,15.056752065753424,null,null,0.56654656405479453,null,null,15.623298629808218,null,1997,null,15.056752065753424,null,null,0.56654656405479453,null,null,15.623298629808218,null,1997,null,15.056752065753424,null,null,0.56654656405479453,null,null,15.623298629808218]
[null,1998,null,11.177178709863014,null,null,0.54173361654794494,null,null,11.718912326410958,null,1998,null,11.177178709863014,null,null,0.54173361654794494,null,null,11.718912326410958,null,1998,null,11.177178709863014,null,null,0.54173361654794494,null,null,11.718912326410958]
[null,1999,null,8.9518178671232889,null,null,0.50890542060273969,null,null,9.4607232877260294,null,1999,null,8.9518178671232889,null,null,0.50890542060273969,null,null,9.4607232877260294,null,1999,null,8.9518178671232889,null,null,0.50890542060273969,null,null,9.4607232877260294]
[null,2000,null,10.195496595355191,null,null,0.51960449715847001,null,null,10.715101092513661,null,2000,null,10.195496595355191,null,null,0.51960449715847001,null,null,10.715101092513661,null,2000,null,10.195496595355191,null,null,0.51960449715847001,null,null,10.715101092513661]
[null,2001,null,10.395532120821917,null,null,0.53123821797260273,null,null,10.926770338794519,null,2001,null,10.395532120821917,null,null,0.53123821797260273,null,null,10.926770338794519,null,2001,null,10.395532120821917,null,null,0.53123821797260273,null,null,10.926770338794519]
[null,2002,null,11.648285082191782,null,null,0.53958332241095885,null,null,12.187868404602741,null,2002,null,11.648285082191782,null,null,0.53958332241095885,null,null,12.187868404602741,null,2002,null,11.648285082191782,null,null,0.53958332241095885,null,null,12.187868404602741]
[null,2003,null,11.610142676712329,null,null,0.54143088254794525,null,null,12.151573559260274,null,2003,null,11.610142676712329,null,null,0.54143088254794525,null,null,12.151573559260274,null,2003,null,11.610142676712329,null,null,0.54143088254794525,null,null,12.151573559260274]
[null,2004,null,10.206267326502733,null,null,0.52462375737704925,null,null,10.730891083879783,null,2004,null,10.206267326502733,null,null,0.52462375737704925,null,null,10.730891083879783,null,2004,null,10.206267326502733,null,null,0.52462375737704925,null,null,10.730891083879783]
[null,2005,null,10.400579374520547,null,null,0.5308672887671233,null,null,10.931446663287669,null,2005,null,10.400579374520547,null,null,0.5308672887671233,null,null,10.931446663287669,null,2005,null,10.400579374520547,null,null,0.5308672887671233,null,null,10.931446663287669]
[null,2006,null,11.775199226575342,null,null,0.53993636575342463,null,null,12.315135592328767,null,2006,null,11.775199226575342,null,null,0.53993636575342463,null,null,12.315135592328767,null,2006,null,11.775199226575342,null,null,0.53993636575342463,null,null,12.315135592328767]
[null,2007,null,12.796147334246575,null,null,0.54354759569862987,null,null,13.339694929945205,null,2007,null,12.796147334246575,null,null,0.54354759569862987,null,null,13.339694929945205,null,2007,null,12.796147334246575,null,null,0.54354759569862987,null,null,13.339694929945205]
[null,2008,null,11.47179948169399,null,null,0.53337419579234935,null,null,12.00517367748634,null,2008,null,11.47179948169399,null,null,0.53337419579234935,null,null,12.00517367748634,null,2008,null,11.47179948169399,null,null,0.53337419579234935,null,null,12.00517367748634]
[null,2009,null,19.610119257534244,null,null,0.68315991506849316,null,null,20.293279172602738,null,2009,null,19.610119257534244,null,null,0.68315991506849316,null,null,20.293279172602738,null,2009,null,19.610119257534244,null,null,0.68315991506849316,null,null,20.293279172602738]
[null,2010,null,21.199482183561642,null,null,0.60298309041095888,null,null,21.802465273972601,null,2010,null,21.199482183561642,null,null,0.60298309041095888,null,null,21.802465273972601,null,2010,null,21.199482183561642,null,null,0.60298309041095888,null,null,21.802465273972601]
[null,2011,null,22.16314406849315,null,null,0.51431038904109583,null,null,22.677454457534246,null,2011,null,22.16314406849315,null,null,0.51431038904109583,null,null,22.677454457534246,null,2011,null,22.16314406849315,null,null,0.51431038904109583,null,null,22.677454457534246]
[null,2012,null,18.302008040983605,null,null,0.61615694535519128,null,null,18.918164986338795,null,2012,null,18.302008040983605,null,null,0.61615694535519128,null,null,18.918164986338795,null,2012,null,18.302008040983605,null,null,0.61615694535519128,null,null,18.918164986338795]
[null,2013,null,21.236024943909591,null,null,0.90271657132876715,null,null,22.138741515238358,null,2013,null,21.236024943909591,null,null,0.90271657132876715,null,null,22.138741515238358,null,2013,null,21.236024943909591,null,null,0.90271657132876715,null,null,22.138741515238358]
[null,2014,null,19.199073315117804,null,null,1.1215907202739723,null,null,20.320664035391776,null,2014,null,19.199073315117804,null,null,1.1215907202739723,null,null,20.320664035391776,null,2014,null,19.199073315117804,null,null,1.1215907202739723,null,null,20.320664035391776]
[null,2015,null,16.633364219153425,null,null,0.79026693946849325,null,null,17.423631158621919,null,2015,null,16.633364219153425,null,null,0.79026693946849325,null,null,17.423631158621919,null,2015,null,16.633364219153425,null,null,0.79026693946849325,null,null,17.423631158621919]
[null,2016,null,16.130369535295081,null,null,0.72154349360821923,null,null,16.851913028903301,null,2016,null,16.130369535295081,null,null,0.72154349360821923,null,null,16.851913028903301,null,2016,null,16.130369535295081,null,null,0.72154349360821923,null,null,16.851913028903301]
[null,2017,null,16.365589041095891,null,null,0.74791621917808215,null,null,17.113505260273975,null,2017,null,21.472159079452055,null,null,0.99078180602739718,null,null,22.462940885479451,null,2017,null,11.259019002739725,null,null,0.50505063232876712,null,null,11.764069635068493]
[null,2018,null,16.052638356164383,null,null,0.74686482191780812,null,null,16.79950317808219,null,2018,null,21.159208394520547,null,null,0.98973040876712337,null,null,22.14893880328767,null,2018,null,10.946068317808219,null,null,0.5039992350684932,null,null,11.450067552876712]
[null,2019,null,16.017668493150683,null,null,0.74659312328767125,null,null,16.764261616438354,null,2019,null,21.124238531506847,null,null,0.98945871013698639,null,null,22.113697241643834,null,2019,null,10.911098454794521,null,null,0.50372753643835622,null,null,11.414825991232878]
[null,2020,null,15.969792349726774,null,null,0.7466228493150685,null,null,16.716415199041844,null,2020,null,21.062410010928964,null,null,0.98948843616438353,null,null,22.051898447093347,null,2020,null,10.877174688524589,null,null,0.50375726246575347,null,null,11.380931950990343]
[null,2021,null,16.013057534246578,null,null,0.74663238356164385,null,null,16.75968991780822,null,2021,null,21.119627572602742,null,null,0.98949797041095877,null,null,22.1091255430137,null,2021,null,10.90648749589041,null,null,0.50376679671232882,null,null,11.410254292602739]
[null,2022,null,16.012999999999998,null,null,0.74663328767123294,null,null,16.759633287671232,null,2022,null,21.119570038356166,null,null,0.98949887452054786,null,null,22.109068912876715,null,2022,null,10.906429961643834,null,null,0.50376770082191791,null,null,11.410197662465752]
[null,2023,null,16.012989041095889,null,null,0.74663331506849318,null,null,16.759622356164382,null,2023,null,21.119559079452053,null,null,0.9894989019178082,null,null,22.109057981369862,null,2023,null,10.906419002739726,null,null,0.50376772821917815,null,null,11.410186730958905]
[null,2024,null,15.969234972677596,null,null,0.74663326027397259,null,null,16.715868232951568,null,2024,null,21.061852633879781,null,null,0.98949884712328762,null,null,22.051351481003067,null,2024,null,10.876617311475409,null,null,0.50376767342465756,null,null,11.380384984900067]
[null,2025,null,16.012986301369864,null,null,0.746633205479452,null,null,16.759619506849315,null,2025,null,21.119556339726028,null,null,0.98949879232876703,null,null,22.109055132054795,null,2025,null,10.906416263013698,null,null,0.50376761863013697,null,null,11.410183881643835]
[null,2026,null,16.012986301369864,null,null,0.746633205479452,null,null,16.759619506849315,null,2026,null,21.119556339726028,null,null,0.98949879232876703,null,null,22.109055132054795,null,2026,null,10.906416263013698,null,null,0.50376761863013697,null,null,11.410183881643835]
[null,2027,null,16.012986301369864,null,null,0.746633205479452,null,null,16.759619506849315,null,2027,null,21.119556339726028,null,null,0.98949879232876703,null,null,22.109055132054795,null,2027,null,10.906416263013698,null,null,0.50376761863013697,null,null,11.410183881643835]
[null,2028,null,15.969234972677596,null,null,0.746633205479452,null,null,16.715868178157049,null,2028,null,21.061852633879781,null,null,0.98949879232876703,null,null,22.051351426208548,null,2028,null,10.876617311475409,null,null,0.50376761863013697,null,null,11.380384930105546]
[null,2029,null,16.012986301369864,null,null,0.746633205479452,null,null,16.759619506849315,null,2029,null,21.119556339726028,null,null,0.98949879232876703,null,null,22.109055132054795,null,2029,null,10.906416263013698,null,null,0.50376761863013697,null,null,11.410183881643835]
[null,2030,null,16.012986301369864,null,null,0.746633205479452,null,null,16.759619506849315,null,2030,null,21.119556339726028,null,null,0.98949879232876703,null,null,22.109055132054795,null,2030,null,10.906416263013698,null,null,0.50376761863013697,null,null,11.410183881643835]
[null,2031,null,16.012986301369864,null,null,0.746633205479452,null,null,16.759619506849315,null,2031,null,21.119556339726028,null,null,0.98949879232876703,null,null,22.109055132054795,null,2031,null,10.906416263013698,null,null,0.50376761863013697,null,null,11.410183881643835]
[]
[]
[null,null,"ECOPETROL MEDIO",null,null,null,null,null,null,null,null,null,"ECOPETROL ALTO",null,null,null,null,null,null,null,null,null,"ECOPETROL BAJO"]
[null,null,"CENTRO","COSTA","CQR","NORESTE","NOROESTE","SUROESTE","TOLIMA GRANDE","TOTAL",null,null,"CENTRO","COSTA","CQR","NORESTE","NOROESTE","SUROESTE","TOLIMA GRANDE","TOTAL",null,null,"CENTRO","COSTA","CQR","NORESTE","NOROESTE","SUROESTE","TOLIMA GRANDE","TOTAL"]
[null,1997,15.269040478206229,12.66225205479452,null,89.369622535492397,null,null,null,117.30091506849314,null,1997,15.269040478206229,12.66225205479452,null,89.369622535492397,null,null,null,117.30091506849314,null,1997,15.269040478206229,12.66225205479452,null,89.369622535492397,null,null,null,117.30091506849314]
[null,1998,15.201027422807277,11.604498630136986,null,88.971542440206392,null,null,null,115.77706849315065,null,1998,15.201027422807277,11.604498630136986,null,88.971542440206392,null,null,null,115.77706849315065,null,1998,15.201027422807277,11.604498630136986,null,88.971542440206392,null,null,null,115.77706849315065]
[null,1999,16.207570589606163,13.469446575342465,null,94.862834889845871,null,null,null,124.53985205479449,null,1999,16.207570589606163,13.469446575342465,null,94.862834889845871,null,null,null,124.53985205479449,null,1999,16.207570589606163,13.469446575342465,null,94.862834889845871,null,null,null,124.53985205479449]
[null,2000,15.763499521327448,14.579527322404372,null,92.263689003262698,null,null,null,122.60671584699452,null,2000,15.763499521327448,14.579527322404372,null,92.263689003262698,null,null,null,122.60671584699452,null,2000,15.763499521327448,14.579527322404372,null,92.263689003262698,null,null,null,122.60671584699452]
[null,2001,13.274136881370971,11.503638356164382,null,77.693461109479358,null,null,null,102.47123634701471,null,2001,13.274136881370971,11.503638356164382,null,77.693461109479358,null,null,null,102.47123634701471,null,2001,13.274136881370971,11.503638356164382,null,77.693461109479358,null,null,null,102.47123634701471]
[null,2002,11.447851597772983,12.412698630136987,null,67.004221882545906,null,null,null,90.864772110455874,null,2002,11.447851597772983,12.412698630136987,null,67.004221882545906,null,null,null,90.864772110455874,null,2002,11.447851597772983,12.412698630136987,null,67.004221882545906,null,null,null,90.864772110455874]
[null,2003,10.803297913047736,13.986989041095891,null,63.231652179166389,null,null,null,88.021939133310013,null,2003,10.803297913047736,13.986989041095891,null,63.231652179166389,null,null,null,88.021939133310013,null,2003,10.803297913047736,13.986989041095891,null,63.231652179166389,null,null,null,88.021939133310013]
[null,2004,10.72898932166216,13.199104911095457,null,62.796724341182625,null,null,null,86.72481857394024,null,2004,10.72898932166216,13.199104911095457,null,62.796724341182625,null,null,null,86.72481857394024,null,2004,10.72898932166216,13.199104911095457,null,62.796724341182625,null,null,null,86.72481857394024]
[null,2005,11.022160268263443,12.397534028520976,null,64.512652521052587,null,null,null,87.932346817837015,null,2005,11.022160268263443,12.397534028520976,null,64.512652521052587,null,null,null,87.932346817837015,null,2005,11.022160268263443,12.397534028520976,null,64.512652521052587,null,null,null,87.932346817837015]
[null,2006,12.137927717838819,13.836922683091947,null,71.043234187154439,null,null,null,97.018084588085202,null,2006,12.137927717838819,13.836922683091947,null,71.043234187154439,null,null,null,97.018084588085202,null,2006,12.137927717838819,13.836922683091947,null,71.043234187154439,null,null,null,97.018084588085202]
[null,2007,12.92221179737064,13.591052274186643,null,75.633645238090949,null,null,null,102.14690930964824,null,2007,12.92221179737064,13.591052274186643,null,75.633645238090949,null,null,null,102.14690930964824,null,2007,12.92221179737064,13.591052274186643,null,75.633645238090949,null,null,null,102.14690930964824]
[null,2008,11.034540921680033,12.718886366547132,null,64.585116427619809,null,null,null,88.338543715846981,null,2008,11.034540921680033,12.718886366547132,null,64.585116427619809,null,null,null,88.338543715846981,null,2008,11.034540921680033,12.718886366547132,null,64.585116427619809,null,null,null,88.338543715846981]
[null,2009,8.2709835260273987,12.037330112328766,null,78.946131408219188,null,null,null,99.254445046575356,null,2009,8.2709835260273987,12.037330112328766,null,78.946131408219188,null,null,null,99.254445046575356,null,2009,8.2709835260273987,12.037330112328766,null,78.946131408219188,null,null,null,99.254445046575356]
[null,2010,13.130216331506849,11.763190610958906,null,85.400463068493153,null,null,null,110.29387001095891,null,2010,13.130216331506849,11.763190610958906,null,85.400463068493153,null,null,null,110.29387001095891,null,2010,13.130216331506849,11.763190610958906,null,85.400463068493153,null,null,null,110.29387001095891]
[null,2011,28.970550509589046,14.171836090410958,null,95.413967147945186,null,null,null,138.5563537479452,null,2011,28.970550509589046,14.171836090410958,null,95.413967147945186,null,null,null,138.5563537479452,null,2011,28.970550509589046,14.171836090410958,null,95.413967147945186,null,null,null,138.5563537479452]
[null,2012,31.255686360655744,13.753845743169396,null,97.262057308743167,null,null,null,142.27158941256829,null,2012,31.255686360655744,13.753845743169396,null,97.262057308743167,null,null,null,142.27158941256829,null,2012,31.255686360655744,13.753845743169396,null,97.262057308743167,null,null,null,142.27158941256829]
[null,2013,37.210251695205471,13.797976109482191,null,98.398561643978084,null,null,null,149.40678944866573,null,2013,37.210251695205471,13.797976109482191,null,98.398561643978084,null,null,null,149.40678944866573,null,2013,37.210251695205471,13.797976109482191,null,98.398561643978084,null,null,null,149.40678944866573]
[null,2014,46.946475213164383,4.0764243287534256,null,102.88484109584108,null,null,null,153.90774063775888,null,2014,46.946475213164383,4.0764243287534256,null,102.88484109584108,null,null,null,126.77964076689317,null,2014,46.946475213164383,4.0764243287534256,null,102.88484109584108,null,null,null,153.90774063775888]
[null,2015,47.732311083975858,10.987962438334247,null,104.18892602745207,null,null,null,162.90919954976218,null,2015,47.732311083975858,10.987962438334247,null,104.18892602745207,null,null,null,162.90919954976218,null,2015,47.732311083975858,10.987962438334247,null,104.18892602745207,null,null,null,162.90919954976218]
[null,2016,58.984961419685789,73.306010928961754,null,103.19999999999999,null,null,null,235.49097234864752,null,2016,58.984961419685789,73.306010928961754,null,103.19999999999999,null,null,null,235.49097234864752,null,2016,58.984961419685789,73.306010928961754,null,103.19999999999999,null,null,null,235.49097234864752]
[null,2017,57.496027397260264,68.344109589041096,null,103.2,null,null,null,229.04013698630141,null,2017,64.195196322405991,75.04327851418681,null,109.89916892514573,null,null,null,249.13764376173856,null,2017,50.79685847211455,61.644940663895369,null,96.50083107485429,null,null,null,208.94263021086417]
[null,2018,71.208178082191779,70.991780821917814,null,103.2,null,null,null,245.39995890410958,null,2018,77.907347007337506,77.690949747063527,null,109.89916892514573,null,null,null,265.49746567954679,null,2018,64.509009157046066,64.292611896772073,null,96.50083107485429,null,null,null,225.30245212867237]
[null,2019,116.19727397260273,76.924931506849305,null,103.2,null,null,null,296.32220547945201,null,2019,122.89644289774844,83.624100431995018,null,109.89916892514573,null,null,null,316.41971225488925,null,2019,109.498105047457,70.225762581703592,null,96.50083107485429,null,null,null,276.22469870401483]
[null,2020,131.88108505351798,73.274863387978144,null,103.9,null,null,null,309.05594844149607,null,2020,138.58025397866371,79.974032313123871,null,110.59916892514572,null,null,null,329.15345521693331,null,2020,125.18191612837224,66.575694462832431,null,97.200831074854278,null,null,null,288.95844166605895]
[null,2021,167.75795011565395,77.928767123287656,null,103.90000000000002,null,null,null,349.58671723894162,null,2021,174.45711904079968,84.627936048433384,null,110.59916892514572,null,null,null,369.68422401437874,null,2021,161.05878119050823,71.229598198141943,null,97.200831074854293,null,null,null,329.48921046350438]
[null,2022,205.08084229020631,74.463013698630121,null,103.90000000000002,null,null,null,383.44385598883645,null,2022,211.78001121535206,81.162182623775863,null,110.59916892514572,null,null,null,403.54136276427363,null,2022,198.38167336506061,67.763844773484408,null,97.200831074854293,null,null,null,363.34634921339926]
[null,2023,235.30277115966049,77.928767123287656,null,133.33333333333337,null,null,null,446.56487161628155,null,2023,242.00194008480622,84.627936048433384,null,140.03250225847907,null,null,null,466.66237839171868,null,2023,228.6036022345148,71.229598198141943,null,126.63416440818762,null,null,null,426.46736484084437]
[null,2024,261.81032579429507,73.829508196721306,null,133.33333333333337,null,null,null,468.97316732434984,null,2024,268.50949471944085,80.528677121867034,null,140.03250225847907,null,null,null,489.07067409978714,null,2024,255.11115686914937,67.130339271575593,null,126.6341644081876,null,null,null,448.87566054891272]
[null,2025,256.9462545289,77.30136986301369,null,133.33333333333337,null,null,null,467.58095772524717,null,2025,263.64542345404578,84.000538788159417,null,140.03250225847907,null,null,null,487.67846450068419,null,2025,250.24708560375419,70.602200937867977,null,126.63416440818762,null,null,null,447.48345094980982]
[null,2026,245.35732259218082,75.093150684931501,null,133.33333333333337,null,null,null,453.78380661044565,null,2026,252.05649151732652,81.792319610077229,null,140.03250225847907,null,null,null,473.88131338588283,null,2026,238.65815366703509,68.393981759785788,null,126.63416440818762,null,null,null,433.68629983500841]
[null,2027,227.99547566279062,77.928767123287656,null,133.33333333333337,null,null,null,439.25757611941168,null,2027,234.69464458793632,84.627936048433384,null,140.03250225847907,null,null,null,459.35508289484881,null,2027,221.29630673764487,71.229598198141943,null,126.63416440818762,null,null,null,419.16006934397444]
[null,2028,212.96880290293075,73.020765027322398,null,133.33333333333337,null,null,null,419.32290126358646,null,2028,219.66797182807645,79.719933952468125,null,140.03250225847907,null,null,null,439.42040803902353,null,2028,206.26963397778505,66.321596102176684,null,126.6341644081876,null,null,null,399.22539448814928]
[null,2029,204.15234676561425,78.093150684931501,null,133.33333333333337,null,null,null,415.57883078387908,null,2029,210.85151569076001,84.792319610077215,null,140.03250225847907,null,null,null,435.67633755931627,null,2029,197.45317784046853,71.393981759785788,null,126.63416440818762,null,null,null,395.4813240084419]
[null,2030,197.87138064969525,79.599999999999994,null,133.33333333333337,null,null,null,410.80471398302859,null,2030,204.57054957484098,86.299168925145707,null,140.03250225847907,null,null,null,430.90222075846572,null,2030,191.1722117245495,72.900831074854281,null,126.63416440818762,null,null,null,390.70720720759141]
[null,2031,190.63917568966812,79.599999999999994,null,133.33333333333337,null,null,null,403.57250902300143,null,2031,197.33834461481385,86.299168925145707,null,140.03250225847907,null,null,null,423.67001579843861,null,2031,183.94000676452239,72.900831074854281,null,126.63416440818762,null,null,null,383.4750022475643]
[]
[]
[null,null,"TRANSPORTE MEDIO",null,null,null,null,null,null,null,null,null,"TRANSPORTE ALTO",null,null,null,null,null,null,null,null,null,"TRANSPORTE BAJO"]
[null,null,"CENTRO","COSTA","CQR","NORESTE","NOROESTE","SUROESTE","TOLIMA GRANDE","TOTAL",null,null,"CENTRO","COSTA","CQR","NORESTE","NOROESTE","SUROESTE","TOLIMA GRANDE","TOTAL",null,null,"CENTRO","COSTA","CQR","NORESTE","NOROESTE","SUROESTE","TOLIMA GRANDE","TOTAL"]
[null,1997,0.10976726836833683,5.675250000000001,2.3686586036539885E-2,8.2287836071036988E-3,2.2533985061975088E-2,5.448949806108478E-2,1.7778125440302838E-2,5.9117342465753442,null,1997,0.10976726836833683,5.675250000000001,2.3686586036539885E-2,8.2287836071036988E-3,2.2533985061975088E-2,5.448949806108478E-2,1.7778125440302838E-2,5.9117342465753442,null,1997,0.10976726836833683,5.675250000000001,2.3686586036539885E-2,8.2287836071036988E-3,2.2533985061975088E-2,5.448949806108478E-2,1.7778125440302838E-2,5.9117342465753442]
[null,1998,0.16891553378699228,5.6686666666666667,3.6450140223292467E-2,1.266287661224628E-2,3.4676458398500143E-2,8.3851249899814531E-2,2.7357896330297119E-2,6.0325808219178096,null,1998,0.16891553378699228,5.6686666666666667,3.6450140223292467E-2,1.266287661224628E-2,3.4676458398500143E-2,8.3851249899814531E-2,2.7357896330297119E-2,6.0325808219178096,null,1998,0.16891553378699228,5.6686666666666667,3.6450140223292467E-2,1.266287661224628E-2,3.4676458398500143E-2,8.3851249899814531E-2,2.7357896330297119E-2,6.0325808219178096]
[null,1999,0.26463211789150543,5.7294999999999989,5.7104740981939447E-2,1.983834039043007E-2,5.4325996083602522E-2,0.13136585695439795,4.2860344958400069E-2,6.2996273972602745,null,1999,0.26463211789150543,5.7294999999999989,5.7104740981939447E-2,1.983834039043007E-2,5.4325996083602522E-2,0.13136585695439795,4.2860344958400069E-2,6.2996273972602745,null,1999,0.26463211789150543,5.7294999999999989,5.7104740981939447E-2,1.983834039043007E-2,5.4325996083602522E-2,0.13136585695439795,4.2860344958400069E-2,6.2996273972602745]
[null,2000,0.31125245049448785,6.4647499999999987,6.7164903138358614E-2,2.333326774339866E-2,6.3896625781106706E-2,0.15450862583931729,5.0411066894043517E-2,7.1353169398907115,null,2000,0.31125245049448785,6.4647499999999987,6.7164903138358614E-2,2.333326774339866E-2,6.3896625781106706E-2,0.15450862583931729,5.0411066894043517E-2,7.1353169398907115,null,2000,0.31125245049448785,6.4647499999999987,6.7164903138358614E-2,2.333326774339866E-2,6.3896625781106706E-2,0.15450862583931729,5.0411066894043517E-2,7.1353169398907115]
[null,2001,0.63027730047498765,7.2103333333333337,0.13600700579049219,4.724919910254604E-2,0.12938883771933432,0.31287554343553492,0.10208096709138824,8.5682121869476173,null,2001,0.63027730047498765,7.2103333333333337,0.13600700579049219,4.724919910254604E-2,0.12938883771933432,0.31287554343553492,0.10208096709138824,8.5682121869476173,null,2001,0.63027730047498765,7.2103333333333337,0.13600700579049219,4.724919910254604E-2,0.12938883771933432,0.31287554343553492,0.10208096709138824,8.5682121869476173]
[null,2002,1.3654591832831986,7.4907306942652339,0.29465128270925034,0.10236264699478589,0.28031340577402863,0.67782670213065455,0.22115248930640746,10.43249640446356,null,2002,1.3654591832831986,7.4907306942652339,0.29465128270925034,0.10236264699478589,0.28031340577402863,0.67782670213065455,0.22115248930640746,10.43249640446356,null,2002,1.3654591832831986,7.4907306942652339,0.29465128270925034,0.10236264699478589,0.28031340577402863,0.67782670213065455,0.22115248930640746,10.43249640446356]
[null,2003,2.1717155716760237,8.4671656833333309,0.4686326670969243,0.1628042472145039,0.44582877007370769,1.0780599097627097,0.35173538002565796,13.145942229182859,null,2003,2.1717155716760237,8.4671656833333309,0.4686326670969243,0.1628042472145039,0.44582877007370769,1.0780599097627097,0.35173538002565796,13.145942229182859,null,2003,2.1717155716760237,8.4671656833333309,0.4686326670969243,0.1628042472145039,0.44582877007370769,1.0780599097627097,0.35173538002565796,13.145942229182859]
[null,2004,5.1187040264479133,8.9301026204427085,1.10456081416904,0.38372739349866447,1.050812339445272,2.5409725255115823,0.82903550053381958,19.957915220049003,null,2004,5.1187040264479133,8.9301026204427085,1.10456081416904,0.38372739349866447,1.050812339445272,2.5409725255115823,0.82903550053381958,19.957915220049003,null,2004,5.1187040264479133,8.9301026204427085,1.10456081416904,0.38372739349866447,1.050812339445272,2.5409725255115823,0.82903550053381958,19.957915220049003]
[null,2005,8.6920429746887429,13.279533473256031,1.8756486046678007,0.65160536292430415,1.7843786172434326,4.3148113809925919,1.4077805946485074,32.005801008421415,null,2005,8.6920429746887429,13.279533473256031,1.8756486046678007,0.65160536292430415,1.7843786172434326,4.3148113809925919,1.4077805946485074,32.005801008421415,null,2005,8.6920429746887429,13.279533473256031,1.8756486046678007,0.65160536292430415,1.7843786172434326,4.3148113809925919,1.4077805946485074,32.005801008421415]
[null,2006,16.01037393554218,15.292933100372792,3.4548650552990119,1.2002293993715971,3.2867496154637994,7.9476992776256177,2.5930720551148267,49.785922438789832,null,2006,16.01037393554218,15.292933100372792,3.4548650552990119,1.2002293993715971,3.2867496154637994,7.9476992776256177,2.5930720551148267,49.785922438789832,null,2006,16.01037393554218,15.292933100372792,3.4548650552990119,1.2002293993715971,3.2867496154637994,7.9476992776256177,2.5930720551148267,49.785922438789832]
[null,2007,24.31060542256925,17.902370012455638,5.2459649903081988,1.8224623273736225,4.9906937430700173,12.068011773708271,3.9373940807368482,70.277502350221852,null,2007,24.31060542256925,17.902370012455638,5.2459649903081988,1.8224623273736225,4.9906937430700173,12.068011773708271,3.9373940807368482,70.277502350221852,null,2007,24.31060542256925,17.902370012455638,5.2459649903081988,1.8224623273736225,4.9906937430700173,12.068011773708271,3.9373940807368482,70.277502350221852]
[null,2008,30.216326590020373,18.489829507354802,6.5203555679368668,2.2651890368310772,6.2030718458116301,14.999666964609977,4.8938964451582958,83.588335957723032,null,2008,30.216326590020373,18.489829507354802,6.5203555679368668,2.2651890368310772,6.2030718458116301,14.999666964609977,4.8938964451582958,83.588335957723032,null,2008,30.216326590020373,18.489829507354802,6.5203555679368668,2.2651890368310772,6.2030718458116301,14.999666964609977,4.8938964451582958,83.588335957723032]
[null,2009,29.065802364383558,17.708270071232874,6.0488637808219172,3.0311484876712327,6.0806677013698627,15.344909736986301,3.7850166082191783,81.064678750684948,null,2009,29.065802364383558,17.708270071232874,6.0488637808219172,3.0311484876712327,6.0806677013698627,15.344909736986301,3.7850166082191783,81.064678750684948,null,2009,29.065802364383558,17.708270071232874,6.0488637808219172,3.0311484876712327,6.0806677013698627,15.344909736986301,3.7850166082191783,81.064678750684948]
[null,2010,27.250603772602737,16.554734424657536,5.655330961643835,2.4450825068493152,5.4801567753424649,14.50961433150685,4.3921316547945208,76.287654427397271,null,2010,27.250603772602737,16.554734424657536,5.655330961643835,2.4450825068493152,5.4801567753424649,14.50961433150685,4.3921316547945208,76.287654427397271,null,2010,27.250603772602737,16.554734424657536,5.655330961643835,2.4450825068493152,5.4801567753424649,14.50961433150685,4.3921316547945208,76.287654427397271]
[null,2011,27.500999641095888,16.401015547945203,5.6272568328767134,2.3070138191780822,5.8847659369863008,14.396198389041096,4.3500414246575341,76.467291591780821,null,2011,27.500999641095888,16.401015547945203,5.6272568328767134,2.3070138191780822,5.8847659369863008,14.396198389041096,4.3500414246575341,76.467291591780821,null,2011,27.500999641095888,16.401015547945203,5.6272568328767134,2.3070138191780822,5.8847659369863008,14.396198389041096,4.3500414246575341,76.467291591780821]
[null,2012,29.248114838797811,16.497759491803279,6.0837349699453549,1.9353607049180332,6.5746558743169405,11.797257300546448,4.4435189781420767,76.580402158469937,null,2012,29.248114838797811,16.497759491803279,6.0837349699453549,1.9353607049180332,6.5746558743169405,11.797257300546448,4.4435189781420767,76.580402158469937,null,2012,29.248114838797811,16.497759491803279,6.0837349699453549,1.9353607049180332,6.5746558743169405,11.797257300546448,4.4435189781420767,76.580402158469937]
[null,2013,30.007530477580829,20.017102149778083,7.3945106766054804,1.8524779184383564,7.3463440356301373,12.44833112761096,5.7551301597890401,84.821426545432885,null,2013,30.007530477580829,20.017102149778083,7.3945106766054804,1.8524779184383564,7.3463440356301373,12.44833112761096,5.7551301597890401,84.821426545432885,null,2013,30.007530477580829,20.017102149778083,7.3945106766054804,1.8524779184383564,7.3463440356301373,12.44833112761096,5.7551301597890401,84.821426545432885]
[null,2014,32.06282926075616,19.121352246378084,7.0247409942164376,1.8365811196383564,8.0660916952273958,15.778170878156166,4.7840314530054791,88.67379764737808,null,2014,32.06282926075616,19.121352246378084,7.0247409942164376,1.8365811196383564,8.0660916952273958,15.778170878156166,4.7840314530054791,88.67379764737808,null,2014,32.06282926075616,19.121352246378084,7.0247409942164376,1.8365811196383564,8.0660916952273958,15.778170878156166,4.7840314530054791,88.67379764737808]
[null,2015,32.884884906684945,17.730651375153425,6.3572939594383548,2.0084829774219184,7.3872532737917753,12.994182551649313,3.4989787675123303,82.861727811652059,null,2015,32.884884906684945,17.730651375153425,6.3572939594383548,2.0084829774219184,7.3872532737917753,12.994182551649313,3.4989787675123303,82.861727811652059,null,2015,32.884884906684945,17.730651375153425,6.3572939594383548,2.0084829774219184,7.3872532737917753,12.994182551649313,3.4989787675123303,82.861727811652059]
[null,2016,29.683132644907094,13.696633329827867,5.8117730139262314,1.50804452986612,7.4293675529808736,12.289080310644811,3.0705816337568281,73.48861301590982,null,2016,29.683132644907094,13.696633329827867,5.8117730139262314,1.50804452986612,7.4293675529808736,12.289080310644811,3.0705816337568281,73.48861301590982,null,2016,29.683132644907094,13.696633329827867,5.8117730139262314,1.50804452986612,7.4293675529808736,12.289080310644811,3.0705816337568281,73.48861301590982]
[null,2017,29.306683378076194,16.424582631225981,6.0760605256576037,1.7759838743081215,6.897165576705075,12.780838267688182,3.7689186666298369,77.030232920291013,null,2017,30.654117096608434,17.179735855650161,6.3554196302855388,1.8576383053107934,7.2142766377030094,13.368463015627867,3.9422022834863801,80.571852824672192,null,2017,28.296108089177018,15.858217712907846,5.8665411971866526,1.7147430510561177,6.6593322809566251,12.340119706733418,3.6389559539874288,74.374017992005108]
[null,2018,29.760219511966234,17.394773736372059,6.3307518775994618,2.7043085812133278,6.9183107702568636,13.095117418272816,4.2065659528961623,80.410047848576923,null,2018,31.082895934720288,18.167874791321925,6.6121186277149926,2.846048748764896,7.2257912489349456,13.677122636862723,4.3935244396915465,84.005376428011303,null,2018,28.768212194900698,16.814947945159656,6.1197268150128128,2.5845762867863522,6.6877004112483007,12.658613504330392,4.0663470877996231,77.700124245237845]
[null,2019,30.474826093428074,18.111023561120373,6.5606041766226975,3.5225889980712952,7.1474295760228586,13.572384368191063,4.4118060034064523,83.800662776862822,null,2019,31.457884999667684,18.695250127608126,6.7722365694169762,3.6428973182235671,7.3779918204106911,14.010203218777868,4.554122326096981,86.5105863802019,null,2019,29.164080885108575,17.33205480580337,6.2784276528969887,3.3800807962193313,6.8400132501724116,12.98862590074198,4.2220509064857437,80.2053341974284]
[null,2020,30.402348137734254,17.653468516837449,6.4141227141336712,4.2422229879299671,7.0414748696407354,13.498380595392462,4.3868399790989949,83.638857800767525,null,2020,31.724189361114004,18.421010626265158,6.6929976147481778,4.3855239668062067,7.3476259509294604,14.085266708235608,4.577572152103297,87.234186380201905,null,2020,29.410967220199435,17.077811934766661,6.2049665386727906,4.1213200850094873,6.8118615586741882,13.058216010760097,4.243790849345765,80.928934197428433]
[null,2021,30.457107641086065,17.603263977905957,6.3958242517431678,4.2578155135525142,7.0190330713279518,13.563791592373558,4.3636217527783003,83.660457800767517,null,2021,31.781329712437628,18.368623281293171,6.6739035670363478,4.4008552978906046,7.3242084222552526,14.15352166160719,4.5533444376817052,87.255786380201897,null,2021,29.463941087572387,17.029244500365547,6.1872647652732828,4.1371085065356477,6.7901515581324769,13.121494040448333,4.2213297391007476,80.950534197428425]
[null,2022,30.452599860502716,17.598235065234537,6.3938224065443512,4.2552635780022223,7.0144974973189571,13.587402839581708,4.3586365535830351,83.660457800767531,null,2022,31.776625941394137,18.363375720244729,6.6718146850897568,4.3981924086207345,7.3194756493763036,14.17815948478091,4.5481424906953407,87.255786380201911,null,2022,29.459580299834155,17.024379573976887,6.185328197635295,4.1346397862750388,6.7857638832759486,13.144335355682299,4.2165071007488057,80.950534197428425]
[null,2023,30.446716127015375,17.597215819518016,6.3934196137084482,4.2543893942145239,7.0120470912557575,13.599838723003741,4.3568310320516526,83.660457800767517,null,2023,31.770486393407346,18.362312159497058,6.6713943795218578,4.3972802168422653,7.3169187039190495,14.191136058786512,4.5462584682278102,87.255786380201883,null,2023,29.453888427221404,17.023393564533734,6.1849385393483889,4.1337941084804166,6.7833933817582865,13.156365721166663,4.2147604549195323,80.950534197428411]
[null,2024,30.621707777205437,17.900481264848995,6.4863466899262221,4.2689287479383182,7.0988761717455713,13.762606095686461,4.4069160295118328,84.545862776862847,null,2024,31.609504802276579,18.47791614436025,6.6955836799238417,4.3892738342153326,7.327872177285748,14.206561131031183,4.5490746111089875,87.255786380201911,null,2024,29.304645077110585,17.130568092167319,6.2073640365960623,4.1263715245866983,6.7935481643586639,13.170666048560161,4.2173712540489587,80.950534197428439]
[null,2025,30.704757448864292,17.812642168832095,6.4625980318870608,4.2760040761184346,7.0931292548906102,13.77696654564221,4.4197652506281182,84.545862776862819,null,2025,32.025392177847699,18.578777315878629,6.7405592375596237,4.4188656146605982,7.3982100830579478,14.369524246530046,4.609862680762661,88.141191356297213,null,2025,29.714281402126723,17.238040808547186,6.2541271276326391,4.1554307534485133,6.864318633765107,13.33254826997633,4.2771921780272111,81.835939173523712]
[null,2026,30.921741769629005,18.08585880518558,6.5473898154269046,4.289832606351645,7.1707173052133788,13.953605670076383,4.4621217810752185,85.431267752958121,null,2026,31.908605868659716,18.663067064925542,6.7563490648554216,4.4101359390543626,7.3995699851669974,14.398933510610732,4.6045299230244261,88.141191356297199,null,2026,29.605922970921384,17.316247792198958,6.2687774828555458,4.1473310544324189,6.8655803986085528,13.359835216030579,4.2722442584762721,81.835939173523712]
[null,2027,31.175303734947928,18.311144398997119,6.6191118314174053,4.3099096237860692,7.2512740515638745,14.128755279666047,4.5211738086749937,86.316672729053437,null,2027,32.159787010788371,18.889391064228597,6.8281364155674256,4.4301459711693525,7.4802616531922057,14.574926499023919,4.6639477184226248,89.026596332392486,null,2027,29.862659367160646,17.54014884535513,6.3404123858840391,4.1674973856260884,6.9459572493927624,13.533860320522212,4.3308085956781515,82.721344149619028]
[null,2028,31.414297580558912,18.543256284552751,6.6904612494033859,4.3281140459450853,7.3293774215389931,14.317978471091875,4.5785926520577416,87.202077705148739,null,2028,32.395994379951368,19.122733043445013,6.8995381634472386,4.4482262849340657,7.5584204659620813,14.765415298313489,4.7216736724345427,89.912001308487802,null,2028,30.105368514702292,17.770620606029713,6.4116920306782434,4.185867285644175,7.0239866956415344,13.721396034796378,4.3878179582220014,83.606749125714344]
[null,2029,31.091567947183961,17.876116754784288,6.4808301854853383,4.299775603684532,7.1464082110674862,14.053377352983915,4.4831916977686266,85.431267752958149,null,2029,32.414613391744965,18.636802574136802,6.7566101933783287,4.4427002618732407,7.4505106881341838,14.651393410557693,4.6739658125672898,89.026596332392501,null,2029,29.768522502622936,17.115430935431768,6.2050501775923452,4.1568509454958207,6.8423057340007851,13.455361295410128,4.2924175829699607,81.835939173523741]
[null,2030,30.602239911664178,17.396194509372364,6.32588827330662,4.2557295105034125,6.9739238942101069,13.751062683175308,4.3554190185355424,83.660457800767531,null,2030,31.932772081736523,18.152550792388546,6.6009268938851662,4.3986785990567592,7.2771379765670643,14.348934973748142,4.5447850628196944,87.255786380201897,null,2030,29.604340784109908,16.828927297110216,6.1196093078727083,4.1350905253251033,6.746513332442384,13.302658465245679,4.2133944853224268,80.950534197428425,null,null,8.727191063367524,9.4919503712426998,7.9666771721472776]
[null,2031,30.912870940958417,18.080739449367371,6.5426778791300872,4.281184727295078,7.1549153926952149,14.01787162916122,4.441007734350749,85.431267752958135,null,2031,32.228312257594936,18.850132617425555,6.8210897037739162,4.4233182843608319,7.4593798774907532,14.614376804870203,4.6299867868763105,89.026596332392515,null,2031,29.926289953481021,17.503694573323735,6.3338690106472129,4.1611573907324626,6.9265670290985604,13.570492747379479,4.2992734449565759,82.721344149619057]
[]
[]
[null,null,"TERMOELECTRICO MEDIO",null,null,null,null,null,null,null,null,null,"TERMOELECTRICO ALTO",null,null,null,null,null,null,null,null,null,"TERMOELECTRICO BAJO"]
[null,null,"CENTRO","COSTA","CQR","NORESTE","NOROESTE","SUROESTE","TOLIMA GRANDE","TOTAL",null,null,"CENTRO","COSTA","CQR","NORESTE","NOROESTE","SUROESTE","TOLIMA GRANDE","TOTAL",null,null,"CENTRO","COSTA","CQR","NORESTE","NOROESTE","SUROESTE","TOLIMA GRANDE","TOTAL"]
[null,1997,17.81565159817351,241.99858333333333,null,26.723477397260261,null,null,null,286.5377123287671,null,1997,17.81565159817351,241.99858333333333,null,26.723477397260261,null,null,null,286.5377123287671,null,1997,17.81565159817351,241.99858333333333,null,26.723477397260261,null,null,null,286.5377123287671]
[null,1998,25.499299269406379,240.17308333333335,2.2311886860730583,36.017760218036507,null,null,null,303.9213315068493,null,1998,25.499299269406379,240.17308333333335,2.2311886860730583,36.017760218036507,null,null,null,303.9213315068493,null,1998,25.499299269406379,240.17308333333335,2.2311886860730583,36.017760218036507,null,null,null,303.9213315068493]
[null,1999,2.236311598173518,178.20333333333335,0.19567726484018283,3.1587901324200933,null,null,null,183.79411232876714,null,1999,2.236311598173518,178.20333333333335,0.19567726484018283,3.1587901324200933,null,null,null,183.79411232876714,null,1999,2.236311598173518,178.20333333333335,0.19567726484018283,3.1587901324200933,null,null,null,183.79411232876714]
[null,2000,11.181662841530045,215.36408333333335,0.97839549863387898,15.794098763661186,null,null,null,243.31824043715849,null,2000,11.181662841530045,215.36408333333335,0.97839549863387898,15.794098763661186,null,null,null,243.31824043715849,null,2000,11.181662841530045,215.36408333333335,0.97839549863387898,15.794098763661186,null,null,null,243.31824043715849]
[null,2001,1.7060534328947394,206.50891666666666,2.207833854334369,2.609258191486072,3.0106825286377759,4.5160237929566636,null,220.55876846697632,null,2001,1.7060534328947394,206.50891666666666,2.207833854334369,2.609258191486072,3.0106825286377759,4.5160237929566636,null,220.55876846697632,null,2001,1.7060534328947394,206.50891666666666,2.207833854334369,2.609258191486072,3.0106825286377759,4.5160237929566636,null,220.55876846697632]
[null,2002,1.6579881263074956,191.56891666666667,2.1456316928685237,2.5357465461173461,2.9258613993661688,4.3887920990492537,null,205.22293653037545,null,2002,1.6579881263074956,191.56891666666667,2.1456316928685237,2.5357465461173461,2.9258613993661688,4.3887920990492537,null,205.22293653037545,null,2002,1.6579881263074956,191.56891666666667,2.1456316928685237,2.5357465461173461,2.9258613993661688,4.3887920990492537,null,205.22293653037545]
[null,2003,0.78729794938191,168.90325000000001,9.841224367273875E-2,7.1840937881099283,3.7396652595640725,1.0825346804001263,null,181.79525392112879,null,2003,0.78729794938191,168.90325000000001,9.841224367273875E-2,7.1840937881099283,3.7396652595640725,1.0825346804001263,null,181.79525392112879,null,2003,0.78729794938191,168.90325000000001,9.841224367273875E-2,7.1840937881099283,3.7396652595640725,1.0825346804001263,null,181.79525392112879]
[null,2004,7.4070766597942326,160.18713421630861,0.1000956305377599,6.3060247238788731,8.9085111178606322,0.70066941376431924,null,183.60951176214442,null,2004,7.4070766597942326,160.18713421630861,0.1000956305377599,6.3060247238788731,8.9085111178606322,0.70066941376431924,null,183.60951176214442,null,2004,7.4070766597942326,160.18713421630861,0.1000956305377599,6.3060247238788731,8.9085111178606322,0.70066941376431924,null,183.60951176214442]
[null,2005,9.1612257048455721,155.4728084411621,1.2214967606460763,11.400636432696711,8.7540601179635473,1.4250795540870889,null,187.43530701140111,null,2005,9.1612257048455721,155.4728084411621,1.2214967606460763,11.400636432696711,8.7540601179635473,1.4250795540870889,null,187.43530701140111,null,2005,9.1612257048455721,155.4728084411621,1.2214967606460763,11.400636432696711,8.7540601179635473,1.4250795540870889,null,187.43530701140111]
[null,2006,13.974698440023641,158.45534713220596,0.29945782371479229,9.4828310843017558,2.2958433151467408,1.9963854914319488,null,186.50456328682483,null,2006,13.974698440023641,158.45534713220596,0.29945782371479229,9.4828310843017558,2.2958433151467408,1.9963854914319488,null,186.50456328682483,null,2006,13.974698440023641,158.45534713220596,0.29945782371479229,9.4828310843017558,2.2958433151467408,1.9963854914319488,null,186.50456328682483]
[null,2007,13.30356900441353,127.22421587117512,0.40010733847860236,11.002951808161566,7.8020931003327449,0.60016100771790348,null,160.33309813027944,null,2007,13.30356900441353,127.22421587117512,0.40010733847860236,11.002951808161566,7.8020931003327449,0.60016100771790348,null,160.33309813027944,null,2007,13.30356900441353,127.22421587117512,0.40010733847860236,11.002951808161566,7.8020931003327449,0.60016100771790348,null,160.33309813027944]
[null,2008,16.777493796102117,120.28071772066752,0.5109896587645314,1.3626390900387504,4.3434120994985168,1.2774741469113287,null,144.55272651198277,null,2008,16.777493796102117,120.28071772066752,0.5109896587645314,1.3626390900387504,4.3434120994985168,1.2774741469113287,null,144.55272651198277,null,2008,16.777493796102117,120.28071772066752,0.5109896587645314,1.3626390900387504,4.3434120994985168,1.2774741469113287,null,144.55272651198277]
[null,2009,10.730873928767124,202.40431868219179,0.90948752876712324,15.335241172602741,19.701394572602737,8.1785727068493159,null,257.25988859178085,null,2009,10.730873928767124,202.40431868219179,0.90948752876712324,15.335241172602741,19.701394572602737,8.1785727068493159,null,257.25988859178085,null,2009,10.730873928767124,202.40431868219179,0.90948752876712324,15.335241172602741,19.701394572602737,8.1785727068493159,null,257.25988859178085]
[null,2010,9.5703207095890406,228.72827959178085,0.47257815890410959,13.25388788219178,21.754909572602738,8.2208768273972606,null,282.00085274246578,null,2010,9.5703207095890406,228.72827959178085,0.47257815890410959,13.25388788219178,21.754909572602738,8.2208768273972606,null,282.00085274246578,null,2010,9.5703207095890406,228.72827959178085,0.47257815890410959,13.25388788219178,21.754909572602738,8.2208768273972606,null,282.00085274246578]
[null,2011,22.081923265753421,181.6052954410959,0.30723277808219174,10.737964290410957,1.2785481041095892,0.4231124328767123,null,216.43407631232876,null,2011,22.081923265753421,181.6052954410959,0.30723277808219174,10.737964290410957,1.2785481041095892,0.4231124328767123,null,216.43407631232876,null,2011,22.081923265753421,181.6052954410959,0.30723277808219174,10.737964290410957,1.2785481041095892,0.4231124328767123,null,216.43407631232876]
[null,2012,26.813109289617486,168.57336800273225,0.48910115846994551,15.222669497267759,13.557226887978139,1.7525218770491804,null,226.40799671311478,null,2012,26.813109289617486,168.57336800273225,0.48910115846994551,15.222669497267759,13.557226887978139,1.7525218770491804,null,226.40799671311478,null,2012,26.813109289617486,168.57336800273225,0.48910115846994551,15.222669497267759,13.557226887978139,1.7525218770491804,null,226.40799671311478]
[null,2013,36.133838356200002,196.45621717865205,0.61768493149315062,43.011821917871238,7.802917808315069,10.629402739761643,null,294.65188293229318,null,2013,36.133838356200002,196.45621717865205,0.61768493149315062,43.011821917871238,7.802917808315069,10.629402739761643,null,294.65188293229318,null,2013,36.133838356200002,196.45621717865205,0.61768493149315062,43.011821917871238,7.802917808315069,10.629402739761643,null,294.65188293229318]
[null,2014,44.154964383572604,218.69613745198629,1.455175342509589,54.244150684873972,8.4710657534000013,13.780230136961647,null,340.80172375330409,null,2014,44.154964383572604,218.69613745198629,1.455175342509589,54.244150684873972,8.4710657534000013,13.780230136961647,null,340.80172375330409,null,2014,44.154964383572604,218.69613745198629,1.455175342509589,54.244150684873972,8.4710657534000013,13.780230136961647,null,340.80172375330409]
[null,2015,39.229495890356162,195.34876879461373,0.70237534238082189,58.673049314854808,17.561668493232879,13.60054520556438,0.67364588582735208,325.78954892683015,null,2015,39.229495890356162,195.3487687946137,0.70237534238082189,58.673049314854794,17.561668493232876,13.600545205564384,0.67364588582735208,325.78954892683015,null,2015,39.229495890356162,195.3487687946137,0.70237534238082189,58.673049314854794,17.561668493232876,13.600545205564384,0.67364588582735208,325.78954892683015]
[null,2016,35.948554644759568,161.16637426255465,2.1831420764480876,35.52218579230874,12.534644808803279,22.949999999983607,0.52418708965846916,270.82908867451641,null,2016,35.948554644759568,161.16637426255465,2.1831420764480876,35.52218579230874,12.534644808803279,22.949999999983607,0.52418708965846916,270.82908867451641,null,2016,35.948554644759568,161.16637426255465,2.1831420764480876,35.52218579230874,12.534644808803279,22.949999999983607,0.52418708965846916,270.82908867451641]
[null,2017,31.791481389178038,153.3030408648246,0,0,54.250647296909527,8.3602295346739677,0.53911007396986266,248.244509159556,null,2017,34.45672529043307,164.54735936088809,0.31691491626379553,5.0167747225415695,57.80928002841798,10.955117341394683,0.59036683057849493,273.69253849051762,null,2017,29.126237487923017,142.0587223687611,0,0,57.80928002841798,10.955117341394683,0.59036683057849493,240.53972405707526]
[null,2018,36.671306881369802,176.83425282328756,0,0,62.577836852402648,9.6434808782301324,0.62186063999178032,286.34873807528191,null,2018,39.336550782624826,188.07857131935103,0.31691491626379553,5.0167747225415695,66.136469583911094,12.238368684950848,0.6731173966004127,311.79676740624353,null,2018,34.006062980114777,165.58993432722403,0,0,66.136469583911094,12.238368684950848,0.6731173966004127,278.64395297280112]
[null,2019,32.061628065996963,110.90816758750098,0,0,40.238187629290785,3.6015570667579411,1.3328140081931534,188.14235435773983,null,2019,34.726871967251988,122.15248608356447,0.31691491626379553,5.0167747225415695,43.796820360799231,6.196444873478657,1.3840707648017856,213.59038368870151,null,2019,29.396384164741931,99.663849091437456,0,0,43.796820360799231,4.9920748347834341,1.3840707648017856,179.23319921656386]
[null,2020,34.035254904969534,114.05531269634334,0,0,60.86067933120593,5.1148360878668715,1.6858385082538125,215.75192152863951,null,2020,36.700498806224559,125.29963119240679,0.31691491626379553,5.0167747225415695,64.419312062714368,7.7097238945875866,1.7370952648624449,241.1999508596011,null,2020,31.370011003714513,102.81099420027982,0,0,64.419312062714368,5.840679553959542,1.7370952648624449,206.17809208553069]
[null,2021,34.27737382743949,80.957563483752637,0,0,39.161505282569998,0.83850566945955451,1.7909262792693434,157.02587454249101,null,2021,36.942617728694515,92.20188197981615,0.31691491626379553,5.0167747225415695,42.720138014078451,3.43339347618027,1.8421830358779756,182.47390387345271,null,2021,31.612129926184473,69.713244987689137,0,0,42.720138014078451,1.0772703897755371,1.8421830358779756,146.9649663536056]
[null,2022,33.970506334311963,66.312096611151176,0,0,16.845038004599086,0.80787167258007131,1.7909262792693434,119.72643890191165,null,2022,36.635750235566988,77.55641510721469,0.31691491626379553,5.0167747225415695,20.403670736107529,3.4027594793007871,1.8421830358779756,145.17446823287332,null,2022,31.305262433056939,55.067778115087684,0,0,19.412714733833948,1.0282594041097759,1.8421830358779756,108.65619772196632]
[null,2023,33.052352041638308,69.038636157402621,0,0,15.7586230585295,0.13316574133304643,1.7909262792693434,119.77370327817282,null,2023,35.717595942893333,80.28295465346612,0.31691491626379553,5.0167747225415695,19.317255790037947,2.728053548053762,1.8421830358779756,145.22173260913453,null,2023,30.387108140383283,57.794317661339122,0,0,17.466465397300421,0,1.8421830358779756,107.49007423490082]
[null,2024,31.416426063675043,70.837438170115391,0,0,14.125238088192605,1.0724186376014568,1.7905338925611542,119.24205485214566,null,2024,34.081669964930065,82.08175666617889,0.31691491626379553,5.0167747225415695,17.683870819701049,3.6673064443221732,1.8417906491697871,144.69008418310733,null,2024,28.751182162420019,59.593119674051891,0,0,16.497659909198234,1.2922042168592225,1.8417906491697871,107.97595661169915]
[null,2025,35.811704522600117,90.576354019861938,0,0,27.435732562548719,2.7021124699220622,1.7909262792693434,158.31682985420218,null,2025,38.476948423855141,101.82067251592545,0.31691491626379553,5.0167747225415695,30.994365294057168,5.2970002766427777,1.8421830358779756,183.76485918516389,null,2025,33.146460621345092,79.332035523798453,0,0,30.54478302647459,3.3419478195244299,1.8421830358779756,148.20741002702053]
[null,2026,34.993420667348737,94.936115073517158,0,0,26.195952203541136,4.9843131020213995,1.7909262792693434,162.90072732569777,null,2026,37.658664568603761,106.18043356958064,0.31691491626379553,5.0167747225415695,29.754584935049586,7.5792009087421146,1.8421830358779756,188.34875665665945,null,2026,32.328176766093712,83.691796577453644,0,0,28.888633049985998,5.8374269014912237,1.8421830358779756,152.58821633090255]
[null,2027,37.68736918205726,103.82150596944908,0,0,33.448650436882623,4.1333765645555349,1.7909262792693434,180.88182843221384,null,2027,40.352613083312285,115.06582446551261,0.31691491626379553,5.0167747225415695,37.007283168391069,6.7282643712762518,1.8421830358779756,206.32985776317557,null,2027,35.022125280802229,92.577187473385607,0,0,37.007283168391069,4.9935996456876079,1.8421830358779756,171.44237860414447]
[null,2028,40.544962347202159,140.6124121261673,0,0,45.489591371903884,7.197896766868717,1.7905338925611542,235.63539650470321,null,2028,43.21020624845719,151.85673062223077,0.31691491626379553,5.0167747225415695,49.048224103412323,9.7927845735894312,1.8417906491697871,261.08342583566485,null,2028,37.879718445947141,129.36809363010377,0,0,49.048224103412323,8.9278219713491946,1.8417906491697871,227.0656487999822]
[null,2029,44.256108520364307,174.69489226426347,0,0,55.767522633183717,12.909844323819028,1.7909262792693434,289.41929402089988,null,2029,46.921352421619339,185.939210760327,0.31691491626379553,5.0167747225415695,59.32615536469217,15.504732130539745,1.8421830358779756,314.86732335186156,null,2029,41.59086461910929,163.45057376820003,0,0,59.32615536469217,14.850678217612883,1.8421830358779756,281.06045500549232]
[null,2030,46.07674921819423,209.91314974211519,0,0,59.814618392839279,15.810835376750955,1.7909262792693434,333.406279009169,null,2030,48.741993119449262,221.15746823817864,0.31691491626379553,5.0167747225415695,63.373251124347725,18.405723183471672,1.8421830358779756,358.85430834013061,null,2030,43.411505316939213,198.66883124605164,0,0,63.373251124347725,17.751669270544806,1.8421830358779756,325.04743999376137]
[null,2031,38.15263572571866,140.81439517585548,0,0,47.270471986279262,8.6406437860722569,1.6996947562492293,236.57784143017486,null,2031,40.817879626973692,152.05871367191898,0.31691491626379553,5.0167747225415695,50.829104717787715,11.235531592792974,1.7509515128578617,262.02587076113656,null,2031,35.487391824463636,129.57007667979195,0,0,50.829104717787715,10.700734361684958,1.7509515128578617,228.33825909658611]
[]
[]
[null,null,"REGIONES MEDIO",null,null,null,null,null,null,null,null,null,"REGIONES ALTO",null,null,null,null,null,null,null,null,null,"REGIONES BAJO"]
[null,null,"CENTRO","COSTA","CQR","NORESTE","NOROESTE","SUROESTE","TOLIMA GRANDE","TOTAL",null,null,"CENTRO","COSTA","CQR","NORESTE","NOROESTE","SUROESTE","TOLIMA GRANDE","TOTAL",null,null,"CENTRO","COSTA","CQR","NORESTE","NOROESTE","SUROESTE","TOLIMA GRANDE","TOTAL"]
[null,1997,69.088044807133002,345.4741065721791,6.7316575349219985,122.72474185513423,7.0367354804656381,16.996121375400719,12.563675618547256,578.61947397342601,null,1997,69.088044807133002,345.4741065721791,6.7316575349219985,122.72474185513423,7.0367354804656381,16.996121375400719,12.563675618547256,578.61947397342601,null,1997,69.088044807133002,345.4741065721791,6.7316575349219985,122.72474185513423,7.0367354804656381,16.996121375400719,12.563675618547256,578.61947397342601]
[null,1998,83.492273643705488,342.91024460283484,9.7293417523820942,132.61152437519448,8.3027256280787469,18.933118285063308,13.104566755395386,607.06731780315931,null,1998,83.492273643705488,342.91024460283484,9.7293417523820942,132.61152437519448,8.3027256280787469,18.933118285063308,13.104566755395386,607.06731780315931,null,1998,83.492273643705488,342.91024460283484,9.7293417523820942,132.61152437519448,8.3027256280787469,18.933118285063308,13.104566755395386,607.06731780315931]
[null,1999,67.973850289377523,281.21795248827902,8.549068802244296,106.54040357379765,9.651017333010472,21.215960041441562,14.07754518016122,507.26125479610914,null,1999,67.973850289377523,281.21795248827902,8.549068802244296,106.54040357379765,9.651017333010472,21.215960041441562,14.07754518016122,507.26125479610914,null,1999,67.973850289377523,281.21795248827902,8.549068802244296,106.54040357379765,9.651017333010472,21.215960041441562,14.07754518016122,507.26125479610914]
[null,2000,80.432825886854218,324.22149691230459,9.7487046522730338,117.13379310356646,10.479409270185398,22.229250420096978,14.26186844552117,576.63127048885917,null,2000,80.432825886854218,324.22149691230459,9.7487046522730338,117.13379310356646,10.479409270185398,22.229250420096978,14.26186844552117,576.63127048885917,null,2000,80.432825886854218,324.22149691230459,9.7487046522730338,117.13379310356646,10.479409270185398,22.229250420096978,14.26186844552117,576.63127048885917]
[null,2001,91.356315490612076,324.31454005443379,13.608083153712997,92.434784378234369,18.646481255830938,33.274953901304471,16.309658553219148,589.0529894364621,null,2001,91.356315490612076,324.31454005443379,13.608083153712997,92.434784378234369,18.646481255830938,33.274953901304471,16.309658553219148,589.0529894364621,null,2001,91.356315490612076,324.31454005443379,13.608083153712997,92.434784378234369,18.646481255830938,33.274953901304471,16.309658553219148,589.0529894364621]
[null,2002,98.369386619330371,318.38327459836847,14.541801378833934,82.862396479702383,20.66276595812116,35.543350259293938,17.119154835491301,587.04351157601695,null,2002,98.369386619330371,318.38327459836847,14.541801378833934,82.862396479702383,20.66276595812116,35.543350259293938,17.119154835491301,587.04351157601695,null,2002,98.369386619330371,318.38327459836847,14.541801378833934,82.862396479702383,20.66276595812116,35.543350259293938,17.119154835491301,587.04351157601695]
[null,2003,100.58253831004305,296.55611864354233,13.083278529366691,84.16699217516171,22.267473523419806,33.323406461913834,17.988852243120821,567.7768141117931,null,2003,100.58253831004305,296.55611864354233,13.083278529366691,84.16699217516171,22.267473523419806,33.323406461913834,17.988852243120821,567.7768141117931,null,2003,100.58253831004305,296.55611864354233,13.083278529366691,84.16699217516171,22.267473523419806,33.323406461913834,17.988852243120821,567.7768141117931]
[null,2004,117.87813461992071,295.88287624889131,14.289331152861228,84.262623572877814,30.294235663809026,37.591598778026913,18.187468532066944,598.19874305107135,null,2004,117.87813461992071,295.88287624889131,14.289331152861228,84.262623572877814,30.294235663809026,37.591598778026913,18.187468532066944,598.19874305107135,null,2004,117.87813461992071,295.88287624889131,14.289331152861228,84.262623572877814,30.294235663809026,37.591598778026913,18.187468532066944,598.19874305107135]
[null,2005,128.34781488576544,302.98616614056107,16.515431883171711,92.189642758578188,32.142831323441712,41.292025759984028,18.743140415371386,632.16867221971097,null,2005,128.34781488576544,302.98616614056107,16.515431883171711,92.189642758578188,32.142831323441712,41.292025759984028,18.743140415371386,632.16867221971097,null,2005,128.34781488576544,302.98616614056107,16.515431883171711,92.189642758578188,32.142831323441712,41.292025759984028,18.743140415371386,632.16867221971097]
[null,2006,158.3705846549496,320.82406110141721,18.579842728817916,100.29672208414145,31.681096028571218,50.656428396107117,21.333639130999529,702.02197169598617,null,2006,158.3705846549496,320.82406110141721,18.579842728817916,100.29672208414145,31.681096028571218,50.656428396107117,21.333639130999529,702.02197169598617,null,2006,158.3705846549496,320.82406110141721,18.579842728817916,100.29672208414145,31.681096028571218,50.656428396107117,21.333639130999529,702.02197169598617]
[null,2007,178.87692939770426,304.18965460914842,21.000091464384521,110.1602954029064,42.491555320859582,57.134862815522141,22.317078746952429,736.3592909115996,null,2007,178.87692939770426,304.18965460914842,21.000091464384521,110.1602954029064,42.491555320859582,57.134862815522141,22.317078746952429,736.3592909115996,null,2007,178.87692939770426,304.18965460914842,21.000091464384521,110.1602954029064,42.491555320859582,57.134862815522141,22.317078746952429,736.3592909115996]
[null,2008,200.54108682675923,302.07973998683781,22.761515097240665,94.790696368266353,44.723925510059722,65.188088785966556,21.945125292091568,752.15004909889683,null,2008,200.54108682675923,302.07973998683781,22.761515097240665,94.790696368266353,44.723925510059722,65.188088785966556,21.945125292091568,752.15004909889683,null,2008,200.54108682675923,302.07973998683781,22.761515097240665,94.790696368266353,44.723925510059722,65.188088785966556,21.945125292091568,752.15004909889683]
[null,2009,171.57372666301367,368.84706390958905,20.968079558904108,117.58886178082193,54.225672180821924,64.886490539726026,17.303896230136985,818.20631963835626,null,2009,171.57372666301367,368.84706390958905,20.968079558904108,117.58886178082193,54.225672180821924,64.886490539726026,17.303896230136985,818.20631963835626,null,2009,171.57372666301367,368.84706390958905,20.968079558904108,117.58886178082193,54.225672180821924,64.886490539726026,17.303896230136985,818.20631963835626]
[null,2010,157.64542292876712,400.49898961917813,21.190732512328765,123.76369569863014,59.329376189041099,67.469810520547952,19.830496567123284,853.097697260274,null,2010,157.64542292876712,400.49898961917813,21.190732512328765,123.76369569863014,59.329376189041099,67.469810520547952,19.830496567123284,853.097697260274,null,2010,157.64542292876712,400.49898961917813,21.190732512328765,123.44323957534247,59.329376189041099,67.469810520547952,19.830496567123284,852.77724113698639]
[null,2011,189.49195393424657,358.49972246301377,21.187148197260274,141.93104630684931,43.270570136986294,58.849434843835624,23.556293060273969,843.2411822849316,null,2011,189.49195393424657,358.49972246301377,21.187148197260274,141.93104630684931,43.270570136986294,58.849434843835624,23.556293060273969,843.2411822849316,null,2011,189.49195393424657,358.49972246301377,21.187148197260274,141.34283407123286,43.270570136986294,58.849434843835624,23.556293060273969,842.65297004931506]
[null,2012,198.97044910109292,344.39617575683059,22.55266100273224,144.94893537431693,58.764681519125681,63.971707666666674,21.724749128415297,855.41526530054659,null,2012,198.97044910109292,344.39617575683059,22.55266100273224,144.94893537431693,58.764681519125681,63.971707666666674,21.724749128415297,855.41526530054659,null,2012,198.97044910109292,344.39617575683059,22.55266100273224,144.88441472138632,58.764681519125681,63.971707666666674,21.724749128415297,855.3507446476159]
[null,2013,220.49488113567668,375.61697210469038,24.996595360416443,173.639668188863,55.779610915301376,86.150132298197263,17.852108248241095,954.74302270381372,null,2013,220.49488113567668,375.61697210469038,24.996595360416443,173.639668188863,55.779610915301376,86.150132298197263,17.852108248241095,954.74302270381372,null,2013,220.49488113567668,375.61697210469038,24.996595360416443,173.52842680949499,55.779610915301376,86.150132298197263,17.852108248241095,954.63178132444568]
[null,2014,254.28326509358629,387.06665293093977,25.564817273561644,192.62012320324931,58.908661383526038,101.69103700298356,16.720994435852056,1039.248802273019,null,2014,254.28326509358629,387.48414723268763,25.564817273561641,192.6764035700767,58.927115438328769,101.71318960549588,16.721077008569864,1012.6351663007615,null,2014,254.28326509358629,387.48414723268763,25.564817273561641,192.6764035700767,58.927115438328769,101.71318960549588,16.721077008569864,1039.7632661716273]
[null,2015,268.0636724819567,360.00924200172062,24.062097718816439,195.21745411214798,68.275573070241094,93.12096138272878,16.014897368010917,1024.7638981356224,null,2015,268.0636724819567,360.00924200172057,24.062097718816439,195.21745411214795,68.275573070241094,93.12096138272878,16.014897368010917,1024.7638981356224,null,2015,268.0636724819567,360.00924200172057,24.062097718816439,195.21745411214795,68.275573070241094,93.12096138272878,16.014897368010917,1024.7638981356224]
[null,2016,269.57157662498258,377.17248268414619,25.282067854779797,172.34649003733921,63.383528796671825,102.90373973657373,15.199088286776941,1025.8589740212703,null,2016,269.57157662498258,377.17248268414619,25.282067854779797,172.34649003733921,63.383528796671825,102.90373973657373,15.199088286776941,1025.8589740212703,null,2016,269.57157662498258,377.17248268414619,25.282067854779797,172.34649003733921,63.383528796671825,102.90373973657373,15.199088286776941,1025.8589740212703]
[null,2017,267.6817198113277,369.50959055216561,24.926006306229674,138.56837269815941,108.75618771190818,91.208693756712591,16.023444996768376,1016.6740158332716,null,2017,291.39114759324593,404.35518899169909,27.205342087353074,154.09535893732686,117.17630718069543,100.50802036183113,17.625923719845346,1112.3572888719968,null,2017,244.30915045904266,334.85278041873818,23.033425217527054,128.0785747892842,107.53261147138733,87.246048952020416,14.566800691122811,939.61939199912263]
[null,2018,289.49551543319899,401.89743191207145,25.99781123497446,143.02924159458496,118.8843488800072,94.781275002438548,16.536723400829825,1090.6223474581054,null,2018,313.04720345784091,436.97712343185549,28.297529463141018,158.70078383271868,127.26429657811556,104.0394013779735,18.129175381799339,1186.4555135234443,null,2018,266.27449651424558,367.01101565602482,24.085349610600574,132.39648195211743,117.69853676458521,90.858425544992514,15.093524554776424,1013.4178305973425]
[null,2019,334.52321147707681,346.98511792707052,26.784642967500073,145.08174676120643,98.759530300818227,91.480687420080471,17.674686554822671,1061.2896234085754,null,2019,357.67926225922815,381.96329715749562,29.009750587626446,160.74501329144658,107.04910035437152,100.57306361474569,19.217897232904903,1156.237384497819,null,2019,311.03947439284559,311.81219650781611,24.80590613270607,134.41305507180817,97.510371628819243,86.227777183299153,16.186550615727519,981.99533153302184]
[null,2020,356.69683839593398,349.55862084528871,27.171899142813078,148.38084692181164,121.3829951047843,95.380791772701826,18.239617988497855,1116.8116101718313,null,2020,380.17996927648267,384.72131145937067,29.458645666711146,164.08263110786874,129.74699365040806,104.61307909083335,19.827156558095439,1212.6297868097702,null,2020,333.54416782123025,314.58781575856358,25.271786260332433,137.71823553425185,120.21279979249957,89.615957255594438,16.802275975368602,1037.7530383978408]
[null,2021,397.85054060141471,324.17116223094604,27.677072272183604,149.85615443009928,101.82124842052768,93.805630652577833,18.571414453902982,1113.7532230616521,null,2021,421.34644381230817,359.31762740529513,29.957924661426187,165.57880269699746,110.19024181087508,103.04116861163003,20.15418012845927,1209.586389126991,null,2021,374.68569290835933,289.21603688244386,25.782654628028116,139.17261366306386,100.645814330929,87.551177737870702,17.138592963789815,1034.1925831144847]
[null,2022,440.1220864006923,308.81357652097381,28.186274837439555,151.17955463405841,81.685560275381334,96.542055373363766,18.828593005770845,1125.3577010476799,null,2022,463.63972179234725,343.90822557042907,30.462403797629307,166.92469167667525,90.064899396623957,105.78328969150458,20.407635187809635,1221.1908671130191,null,2022,416.93545752926036,273.91021263527108,26.296558863149947,140.4734973528744,79.508775152896348,90.263785754773167,17.399440821227397,1044.7877281094525]
[null,2023,474.88375222344649,317.58164960045877,28.681791398699417,181.99006990903032,82.788927531098665,98.724632820830394,19.100462526726201,1203.7512860102904,null,2023,498.42834331725294,352.6118910388048,30.953580393047346,197.75842051512859,91.1814260467781,107.97466521591335,20.676125548704217,1299.5844520756293,null,2023,451.67010369623819,282.74268224710755,26.796411012068624,171.26078956236722,79.73912198886444,92.084146825080808,17.674669877009492,1121.9679252087362]
[null,2024,505.55489556059405,318.0130342594245,29.253666516945632,183.40134526814933,83.432585734013699,102.7411196369181,19.434804437676711,1241.8314514137221,null,2024,528.79266329587722,352.77102858591547,31.452627573242964,199.1702191662327,91.764019638580095,111.85359021633352,20.960074599383699,1336.7642230755657,null,2024,481.9878621502873,283.06256163976309,27.301874713579551,172.62703395553288,80.955874380114636,96.295337431699593,17.964661595321274,1160.1952058662985]
[null,2025,510.91379506792975,343.5955704083338,29.691178703285651,184.81979235996798,98.922374689249054,107.41281232475929,19.743193980868718,1295.0987175343944,null,2025,534.51368030207482,378.48310569641626,31.954958067969482,200.63363857682657,107.34546649221727,116.68759886667858,21.313435597550374,1390.9318835997333,null,2025,487.64406851603047,308.89956890701308,27.813804556283753,174.0450090815232,97.243236288756989,101.52088836438504,18.322990234937965,1215.4895659489307]
[null,2026,504.51069937904811,348.40961397163034,30.219735774636728,186.25566476059799,99.940442889491862,112.9383973695941,20.090761297527102,1302.365315442526,null,2026,527.80528482508385,383.03483505273124,32.41076373870775,202.06858184020587,108.30312495632518,122.07999764224036,21.610488476475698,1397.3130765317699,null,2026,480.88715923333535,313.59199013728283,28.275969643686665,175.43732418431514,97.752790173960648,107.09635608962687,18.626078251146041,1221.6676677133535]
[null,2027,495.91893404648715,362.73775012855924,30.718412766705768,187.7056911877317,109.45183877517735,115.37942736382962,20.464668820407237,1322.376723088898,null,2027,519.23835482974312,397.291617708346,32.905897035280326,203.53923370096561,117.83038439044685,124.5369286442691,21.98206786909088,1417.324484178142,null,2027,472.27135217128443,327.99113366036204,28.77816855301166,176.86674750626267,108.11422942238195,109.52831323145696,19.002191981691649,1242.5521365264515]
[null,2028,489.84534468007553,397.19564329789398,31.200910470528711,189.16016076070281,123.75056759911872,121.77315082476876,20.845789158712147,1373.7715667918008,null,2028,513.18776135555868,431.66610125343851,33.384968325010917,205.01330557932084,132.14459272313437,130.94668559575734,22.3609236214234,1468.7043384536439,null,2028,466.17569573812824,362.53202642271867,29.264075227629011,178.30165614331435,122.3974602566456,116.77528345590746,19.385474535759215,1294.8316717801024]
[null,2029,490.30297865622452,438.12653231791774,31.387798582027067,190.57332449821214,136.03089095051033,130.44533937018312,21.083726045675956,1437.9505904207508,null,2029,514.01105895891328,472.7235461197015,33.635204294074242,206.46805112507298,144.51496261512813,139.78683702768774,22.644096345511986,1533.7837564860899,null,2029,466.5948983535356,403.52951851613409,29.457307786243693,179.69537259389284,134.66408474890943,125.63956341319307,19.625869259057186,1359.2066146709658]
[null,2030,491.26559794483461,476.7892610791813,31.61602527934685,191.9753288847198,142.10082265139698,136.28307027847674,21.297362811995129,1491.3274689299515,null,2030,515.00405348290724,511.31560098961154,33.859452560292468,207.88792549954456,150.59847883901156,145.64114835428495,22.853975269637999,1587.1606349952904,null,2030,467.85977544928005,442.45201023950506,29.758272569809655,181.10181709581155,140.79623544738851,131.61018197582632,19.890605378640569,1413.4688981562617]
[null,2031,482.35675491926207,410.81442041700871,32.203933912884978,193.45092434198787,131.94698595626744,132.6514119376524,21.641229241618984,1405.0656607266824,null,2031,506.10165871341439,445.28977545673774,34.447611155003649,209.37967167235075,140.459811555334,142.02509214939246,23.195206089788556,1500.8988267920215,null,2031,458.94071145426898,376.53141366929441,30.346774543191053,182.56105795466965,130.62754194141661,128.08183640217294,20.23701066979806,1327.3263466348117]
[]
[]
[null,null,"SECTORES MEDIO",null,null,null,null,null,null,null,null,null,"SECTORES ALTO",null,null,null,null,null,null,null,null,null,"SECTORES BAJO"]
[null,null,"RESIDENCIAL","COMERCIAL","INDUSTRIAL","PETROQUÍMICO","PETROLERO","TRANSPORTE","TERMOELÉCTRICO","TOTAL",null,null,"RESIDENCIAL","COMERCIAL","INDUSTRIAL","PETROQUÍMICO","PETROLERO","TRANSPORTE","TERMOELÉCTRICO","TOTAL",null,null,"RESIDENCIAL","COMERCIAL","INDUSTRIAL","PETROQUÍMICO","PETROLERO","TRANSPORTE","TERMOELÉCTRICO","TOTAL"]
[null,1997,43.893168368800509,4.4624782076939846,104.89016712328767,15.623298629808218,117.30091506849314,5.9117342465753442,286.5377123287671,578.61947397342601,null,1997,43.893168368800509,4.4624782076939846,104.89016712328767,15.623298629808218,117.30091506849314,5.9117342465753442,286.5377123287671,578.61947397342601,null,1997,43.893168368800509,4.4624782076939846,104.89016712328767,15.623298629808218,117.30091506849314,5.9117342465753442,286.5377123287671,578.61947397342601]
[null,1998,52.988703250592252,6.7064529110876405,109.9222684931507,11.718912326410958,115.77706849315065,6.0325808219178096,303.9213315068493,607.06731780315931,null,1998,52.988703250592252,6.7064529110876405,109.9222684931507,11.718912326410958,115.77706849315065,6.0325808219178096,303.9213315068493,607.06731780315931,null,1998,52.988703250592252,6.7064529110876405,109.9222684931507,11.718912326410958,115.77706849315065,6.0325808219178096,303.9213315068493,607.06731780315931]
[null,1999,61.026162540984231,9.0167634879468093,113.12401369863014,9.4607232877260294,124.53985205479449,6.2996273972602745,183.79411232876714,507.26125479610909,null,1999,61.026162540984231,9.0167634879468093,113.12401369863014,9.4607232877260294,124.53985205479449,6.2996273972602745,183.79411232876714,507.26125479610909,null,1999,61.026162540984231,9.0167634879468093,113.12401369863014,9.4607232877260294,124.53985205479449,6.2996273972602745,183.79411232876714,507.26125479610909]
[null,2000,66.202172526755319,10.734502334071102,115.9192213114754,10.715101092513661,122.60671584699452,7.1353169398907115,243.31824043715849,576.63127048885917,null,2000,66.202172526755319,10.734502334071102,115.9192213114754,10.715101092513661,122.60671584699452,7.1353169398907115,243.31824043715849,576.63127048885917,null,2000,66.202172526755319,10.734502334071102,115.9192213114754,10.715101092513661,122.60671584699452,7.1353169398907115,243.31824043715849,576.63127048885917]
[null,2001,93.222963245347145,22.795237865080395,130.50980098630137,10.926770338794519,102.47123634701471,8.5682121869476173,220.55876846697632,589.0529894364621,null,2001,93.222963245347145,22.795237865080395,130.50980098630137,10.926770338794519,102.47123634701471,8.5682121869476173,220.55876846697632,589.0529894364621,null,2001,93.222963245347145,22.795237865080395,130.50980098630137,10.926770338794519,102.47123634701471,8.5682121869476173,220.55876846697632,589.0529894364621]
[null,2002,102.21261250373577,28.28847469087669,137.83435093150686,12.187868404602741,90.864772110455874,10.43249640446356,205.22293653037545,587.04351157601695,null,2002,102.21261250373577,28.28847469087669,137.83435093150686,12.187868404602741,90.864772110455874,10.43249640446356,205.22293653037545,587.04351157601695,null,2002,102.21261250373577,28.28847469087669,137.83435093150686,12.187868404602741,90.864772110455874,10.43249640446356,205.22293653037545,587.04351157601695]
[null,2003,106.99227676396188,31.132027326867075,134.53780117808219,12.151573559260274,88.021939133310013,13.145942229182859,181.79525392112879,567.7768141117931,null,2003,106.99227676396188,31.132027326867075,134.53780117808219,12.151573559260274,88.021939133310013,13.145942229182859,181.79525392112879,567.7768141117931,null,2003,106.99227676396188,31.132027326867075,134.53780117808219,12.151573559260274,88.021939133310013,13.145942229182859,181.79525392112879,567.7768141117931]
[null,2004,107.0706546052842,31.233536204680789,158.87141560109291,10.730891083879783,86.72481857394024,19.957915220049003,183.60951176214442,598.19874305107135,null,2004,107.0706546052842,31.233536204680789,158.87141560109291,10.730891083879783,86.72481857394024,19.957915220049003,183.60951176214442,598.19874305107135,null,2004,107.0706546052842,31.233536204680789,158.87141560109291,10.730891083879783,86.72481857394024,19.957915220049003,183.60951176214442,598.19874305107135]
[null,2005,110.1595207173108,33.309561645288589,170.39468835616438,10.931446663287669,87.932346817837015,32.005801008421415,187.43530701140111,632.16867221971097,null,2005,110.1595207173108,33.309561645288589,170.39468835616438,10.931446663287669,87.932346817837015,32.005801008421415,187.43530701140111,632.16867221971097,null,2005,110.1595207173108,33.309561645288589,170.39468835616438,10.931446663287669,87.932346817837015,32.005801008421415,187.43530701140111,632.16867221971097]
[null,2006,118.78085658026961,39.621686305578329,197.99572290410958,12.315135592328767,97.018084588085202,49.785922438789832,186.50456328682483,702.02197169598617,null,2006,118.78085658026961,39.621686305578329,197.99572290410958,12.315135592328767,97.018084588085202,49.785922438789832,186.50456328682483,702.02197169598617,null,2006,118.78085658026961,39.621686305578329,197.99572290410958,12.315135592328767,97.018084588085202,49.785922438789832,186.50456328682483,702.02197169598617]
[null,2007,118.20865740382141,39.414174075354651,232.63925471232875,13.339694929945205,102.14690930964824,70.277502350221852,160.33309813027944,736.3592909115996,null,2007,118.20865740382141,39.414174075354651,232.63925471232875,13.339694929945205,102.14690930964824,70.277502350221852,160.33309813027944,736.3592909115996,null,2007,118.20865740382141,39.414174075354651,232.63925471232875,13.339694929945205,102.14690930964824,70.277502350221852,160.33309813027944,736.3592909115996]
[null,2008,113.79591497955563,35.86987581367908,273.99947844262294,12.00517367748634,88.338543715846981,83.588335957723032,144.55272651198277,752.15004909889683,null,2008,113.79591497955563,35.86987581367908,273.99947844262294,12.00517367748634,88.338543715846981,83.588335957723032,144.55272651198277,752.15004909889683,null,2008,113.79591497955563,35.86987581367908,273.99947844262294,12.00517367748634,88.338543715846981,83.588335957723032,144.55272651198277,752.15004909889683]
[null,2009,108.83746830958906,35.488016884931511,216.00854288219176,20.293279172602738,99.254445046575356,81.064678750684948,257.25988859178085,818.20631963835626,null,2009,108.83746830958906,35.488016884931511,216.00854288219176,20.293279172602738,99.254445046575356,81.064678750684948,257.25988859178085,818.20631963835626,null,2009,108.83746830958906,35.488016884931511,216.00854288219176,20.293279172602738,99.254445046575356,81.064678750684948,257.25988859178085,818.20631963835626]
[null,2010,114.26793420821919,38.638356504109581,209.80656409315068,21.802465273972601,110.29387001095891,76.287654427397271,282.00085274246578,853.097697260274,null,2010,114.26793420821919,38.638356504109581,209.80656409315068,21.802465273972601,110.29387001095891,76.287654427397271,282.00085274246578,853.097697260274,null,2010,113.94747808493152,38.638356504109581,209.80656409315068,21.802465273972601,110.29387001095891,76.287654427397271,282.00085274246578,852.77724113698639]
[null,2011,121.68862956438356,44.903467906849315,222.51390870410961,22.677454457534246,138.5563537479452,76.467291591780821,216.43407631232876,843.2411822849316,null,2011,121.68862956438356,44.903467906849315,222.51390870410961,22.677454457534246,138.5563537479452,76.467291591780821,216.43407631232876,843.2411822849316,null,2011,121.10041732876712,44.903467906849315,222.51390870410961,22.677454457534246,138.5563537479452,76.467291591780821,216.43407631232876,842.65297004931506]
[null,2012,125.08795206284154,47.120382666666657,219.02877730054647,18.918164986338795,142.27158941256829,76.580402158469937,226.40799671311478,855.41526530054648,null,2012,125.08795206284154,47.120382666666657,219.02877730054647,18.918164986338795,142.27158941256829,76.580402158469937,226.40799671311478,855.41526530054648,null,2012,125.02343140991093,47.120382666666657,219.02877730054647,18.918164986338795,142.27158941256829,76.580402158469937,226.40799671311478,855.3507446476159]
[null,2013,130.06241552872879,49.888277216438354,223.77348951701643,22.138741515238358,149.40678944866573,84.821426545432885,294.65188293229318,954.74302270381372,null,2013,130.06241552872879,49.888277216438354,223.77348951701643,22.138741515238358,149.40678944866573,84.821426545432885,294.65188293229318,954.74302270381372,null,2013,129.95117414936075,49.888277216438354,223.77348951701643,22.138741515238358,149.40678944866573,84.821426545432885,294.65188293229318,954.63178132444568]
[null,2014,133.7231537944082,54.294840924745209,247.52688148003296,20.320664035391776,153.90774063775888,88.67379764737808,340.80172375330409,1039.248802273019,null,2014,133.7231537944082,54.294840924745209,248.04134537864113,20.320664035391776,126.77964076689317,88.67379764737808,340.80172375330409,1012.6351663007615,null,2014,133.7231537944082,54.294840924745209,248.04134537864113,20.320664035391776,153.90774063775888,88.67379764737808,340.80172375330409,1039.7632661716273]
[null,2015,135.15120486086849,45.482207263668478,255.14637856421922,17.423631158621919,162.90919954976218,82.861727811652059,325.78954892683015,1024.7638981356224,null,2015,135.15120486086849,45.482207263668478,255.14637856421922,17.423631158621919,162.90919954976218,82.861727811652059,325.78954892683015,1024.7638981356224,null,2015,135.15120486086849,45.482207263668478,255.14637856421922,17.423631158621919,162.90919954976218,82.861727811652059,325.78954892683015,1024.7638981356224]
[null,2016,137.8287093368493,48.12459731860833,243.24508029783559,16.851913028903301,235.49097234864752,73.48861301590982,270.82908867451641,1025.8589740212703,null,2016,137.8287093368493,48.12459731860833,243.24508029783559,16.851913028903301,235.49097234864752,73.48861301590982,270.82908867451641,1025.8589740212703,null,2016,137.8287093368493,48.12459731860833,243.24508029783559,16.851913028903301,235.49097234864752,73.48861301590982,270.82908867451641,1025.8589740212703]
[null,2017,145.4064690410959,52.298422739726021,247.54073972602737,17.113505260273975,235.39355322931783,77.030232920291013,248.244509159556,1023.0274320762883,null,2017,158.81940287561645,58.623635075068499,269.04927495890405,22.462940885479451,255.49106000475501,80.571852824672192,273.69253849051762,1118.7107051150133,null,2017,131.99353520657533,45.973210404383565,226.03220449315069,11.764069635068493,215.29604645388065,74.374017992005108,240.53972405707526,945.97280824213908]
[null,2018,149.78245315068492,54.359701095890415,257.52194520547943,16.79950317808219,229.04013698630138,80.410047848576923,286.34873807528191,1074.2625255402972,null,2018,163.19538698520546,60.684913431232879,279.12666478991673,22.14893880328767,249.1376437617385,84.005376428011303,311.79676740624353,1170.0956916056361,null,2018,136.36951931616437,48.034488760547937,235.91722562104215,11.450067552876712,208.94263021086419,77.700124245237845,278.64395297280112,997.05800867953428]
[null,2019,154.16046657534247,56.756987671232871,265.34268493150682,16.764261616438354,245.39995890410961,83.800662776862822,188.14235435773983,1010.3673768332328,null,2019,167.57340040986301,63.082200006575349,286.94740451594413,22.113697241643834,265.49746567954674,86.5105863802019,213.59038368870151,1105.3151379224764,null,2019,140.74753274082192,50.431775335890414,243.73796534706949,11.414825991232878,225.30245212867243,80.2053341974284,179.23319921656386,931.0730849576795]
[null,2020,158.60254520547943,59.329675421064444,273.71624657534244,16.716415199041844,296.31530054644804,83.638857800767525,215.75192152863951,1104.0709622767831,null,2020,172.01547904000003,65.65385070616064,295.3209661597798,22.051898447093347,316.41280732188523,87.234186380201905,241.1999508596011,1199.889138914722,null,2020,145.18961137095889,53.005500135968262,252.11152699090519,11.380931950990343,276.21779377101097,80.928934197428433,206.17809208553069,1025.0123905027929]
[null,2021,163.08824849315067,62.083906301369858,281.54832876712328,16.75968991780822,309.08180732301412,83.660457800767517,157.02587454249101,1073.2483131457248,null,2021,176.50118232767122,68.409118636712321,303.15304835156053,22.1091255430137,329.17931409845119,87.255786380201897,182.47390387345271,1169.0814792110634,null,2021,149.67531465863013,55.758693966027401,259.94360918268598,11.410254292602739,288.98430054757688,80.950534197428425,146.9649663536056,993.68767319855715]
[null,2022,167.60986657534244,64.993119726027388,289.16432876712327,16.759633287671232,349.58671723894162,83.660457800767531,119.72643890191165,1091.5005622977851,null,2022,181.02280040986301,71.318332061369873,310.76904835156063,22.109068912876715,369.68422401437874,87.255786380201911,145.17446823287332,1187.3337283631242,null,2022,154.19693274082192,58.667907390684931,267.55960918268602,11.410197662465752,329.48921046350449,80.950534197428425,108.65619772196632,1010.9305893595579]
[null,2023,172.16263287671234,68.049696712328782,296.78030136986303,16.759622356164382,383.44385598883645,83.660457800767517,119.77370327817282,1140.6302703828453,null,2023,185.57556671123291,74.374909047671238,318.38502095430027,22.109057981369862,403.54136276427363,87.255786380201883,145.22173260913453,1236.4634364481844,null,2023,158.74969904219176,61.724484376986304,275.17558178542566,11.410186730958905,363.34634921339932,80.950534197428411,107.49007423490082,1058.8469095812911]
[null,2024,176.74495945205476,71.213319597275245,304.39621917808216,16.715868232951568,446.53418662908439,84.545862776862847,119.24205485214566,1219.3924707184567,null,2024,190.15789328657536,77.537494882371433,326.00093876251952,22.051351481003067,466.63169340452157,87.255786380201911,144.69008418310733,1314.3252423803001,null,2024,163.33202561753421,64.889144312179056,282.79149959364491,11.380384984900067,426.43667985364721,80.950534197428439,107.97595661169915,1137.7562251710331]
[null,2025,181.35723479452056,74.525993698630131,312.01221917808226,16.759619506849315,468.99572090552999,84.545862776862819,158.31682985420218,1296.5134807146769,null,2025,194.77016862904108,80.851206033972602,333.61693876251951,22.109055132054795,489.09322768096717,88.141191356297213,183.76485918516389,1392.3466467800163,null,2025,167.94430095999999,68.200781363287675,290.4074995936449,11.410183881643835,448.89821413009281,81.835939173523712,148.20741002702053,1216.9043291292137]
[null,2026,186.0009901369863,77.860684931506839,319.62821917808219,16.759619506849315,467.58095772524706,85.431267752958121,162.90072732569777,1316.1624665573274,null,2026,199.41392397150682,84.18589726684931,341.2329387625195,22.109055132054795,487.6784645006843,88.141191356297199,188.34875665665945,1411.1102276465713,null,2026,172.58805630246576,71.535472596164382,298.02349959364489,11.410183881643835,447.48345094980982,81.835939173523712,152.58821633090255,1235.4648188281549]
[null,2027,190.67814410958906,81.238663013698613,327.24421917808223,16.759619506849315,453.78380661044571,86.316672729053437,180.88182843221384,1336.902953579932,null,2027,204.0910779441096,87.563875349041098,348.84893876251954,22.109055132054795,473.88131338588278,89.026596332392486,206.32985776317557,1431.8507146691759,null,2027,177.26521027506851,74.913450678356156,305.63949959364487,11.410183881643835,433.68629983500853,82.721344149619028,171.44237860414447,1257.0783670174856]
[null,2028,195.39056630136986,84.644537660753045,334.86021917808222,16.715868178157049,439.27648095898559,87.202077705148739,235.63539650470321,1393.7251464871997,null,2028,208.8035001358904,90.968712945849248,356.46493876251952,22.051351426208548,459.37398773442271,89.912001308487802,261.08342583566485,1488.6579181490431,null,2028,181.97763246684931,78.320362375656856,313.25549959364486,11.380384930105546,419.17897418354841,83.606749125714344,227.0656487999822,1314.7852514755014]
[null,2029,200.13983013698632,88.145583835616449,342.47616438356158,16.759619506849315,419.31414491240434,85.431267752958149,289.41929402089988,1441.6859045492761,null,2029,213.55276397150686,94.470796170958906,364.080883967999,22.109055132054795,439.41165168784141,89.026596332392501,314.86732335186156,1537.5190706146152,null,2029,186.72689630246572,81.820371500273964,320.87144479912433,11.410183881643835,399.21663813696716,81.835939173523741,281.06045500549232,1362.9419287994911]
[null,2030,204.92698904109591,91.677300000000017,350.09210958904106,16.759619506849315,415.57883078387914,83.660457800767531,333.406279009169,1496.1015857308021,null,2030,218.33992287561648,98.002512335342473,371.69682917347836,22.109055132054795,435.67633755931627,87.255786380201897,358.85430834013061,1591.934751796141,null,2030,191.51405520657536,85.352087664657532,328.48739000460375,11.410183881643835,395.4813240084419,80.950534197428425,325.04743999376137,1418.2430149571123]
[null,2031,209.75265753424657,95.263655890410973,357.7081095890411,16.759619506849315,410.80471398302859,85.431267752958135,236.57784143017486,1412.2978656867097,null,2031,223.16559136876711,101.58886822575343,379.31282917347846,22.109055132054795,430.90222075846577,89.026596332392515,262.02587076113656,1508.1310317520486,null,2031,196.33972369972602,88.938443555068503,336.10339000460385,11.410183881643835,390.70720720759141,82.721344149619057,228.33825909658611,1334.5585515948389]

{"sheet":"Demanda_Anual","index":2,"n_rows":47,"n_cols":83,"rows_kept":47,"cut":false,"hidden":false,"merged":[[10,19,10,26],[10,0,11,0],[10,1,10,8],[10,9,11,9],[10,10,10,17],[10,18,11,18]]}
[null,null,null,null,null,"Histórico"]
[null,null,null,null,null,"Proyectado",null,"Contenido"]
[null,null,null,null,null,null,null,null,null,null,null,null,null,null,null,null,null,null,null,null,null,null,null,null,null,null,null,null,null,null,null,null,null,null,null,null,null,null,null,null,null,null,null,null,null,null,null,null,null,null,null,null,null,null,null,null,null,null,null,null,null,null,null,null,null,null,null,null,null,null,null,null,null,null,null,"RESIDENCIAL",null,"GBTUD"]
[null,null,null,null,null,null,null,null,null,null,null,null,null,null,null,null,null,null,null,null,null,null,null,null,null,null,null,null,null,null,null,null,null,null,null,null,null,null,null,null,null,null,null,null,null,null,null,null,null,null,null,null,null,null,null,null,null,null,null,null,null,null,null,null,null,null,null,null,null,null,null,null,null,null,null,"TERCIARIO",null,"MPCD"]
[null,null,"Sector de consumo",null,null,null,null,null,null,null,null,null,null,null,null,null,null,null,null,null,null,null,null,null,null,null,null,null,null,null,null,null,null,null,null,null,null,null,null,null,null,null,null,null,null,null,null,null,null,null,null,null,null,null,null,null,null,null,null,null,null,null,null,null,null,null,null,null,null,null,null,null,null,null,null,"INDUSTRIAL"]
[null,null,null,null,null,null,null,null,null,null,null,null,null,null,null,null,null,null,null,null,null,null,null,null,null,null,null,null,null,null,null,null,null,null,null,null,null,null,null,null,null,null,null,null,null,null,null,null,null,null,null,null,null,null,null,null,null,null,null,null,null,null,null,null,null,null,null,null,null,null,null,null,null,null,null,"PETROQUIMICO",null,null,null,null,"nf","nc","nd"]
[null,null,"Unidad de energía",null,null,null,null,null,null,null,null,null,null,null,null,null,null,null,null,null,null,null,null,null,null,null,null,null,null,null,null,null,null,null,null,null,null,null,null,null,null,null,null,null,null,null,null,null,null,null,null,null,null,null,null,null,null,null,null,null,null,null,null,null,null,null,null,null,null,null,null,null,null,null,null,"PETROLERO",null,null,null,"TOTAL",{"$f":"+VLOOKUP($CB7,Anual!$AH$3:$AK$10,2,FALSE)","v":278},{"$f":"+VLOOKUP($CB7,Anual!$AH$3:$AK$10,3,FALSE)","v":3},{"$f":"+VLOOKUP($CB7,Anual!$AH$3:$AK$10,4,FALSE)","v":35}]
[null,null,null,null,null,null,null,null,null,null,null,null,null,null,null,null,null,null,null,null,null,null,null,null,null,null,null,null,null,null,null,null,null,null,null,null,null,null,null,null,null,null,null,null,null,null,null,null,null,null,null,null,null,null,null,null,null,null,null,null,null,null,null,null,null,null,null,null,null,null,null,null,null,null,null,"GNVC",null,null,null,"GBTUD",{"$f":"+VLOOKUP($CB8,Anual!$AM$3:$AN$4,2,FALSE)","v":1}]
["Fuente: Construcción UPME con datos de Ecopetrol, Chevron, CNO Gas y Concentra ",null,null,null,null,null,null,null,null,null,null,null,null,null,null,null,null,null,null,null,null,null,null,null,null,null,null,null,null,null,null,null,null,null,null,null,null,null,null,null,null,null,null,null,null,null,null,null,null,null,null,null,null,null,null,null,null,null,null,null,null,null,null,null,null,null,null,null,null,null,null,null,null,null,null,"TERMOELECTRICO"]
[null,null,null,null,null,null,null,null,null,null,null,null,null,null,null,null,null,null,null,null,null,null,null,null,null,null,null,null,null,null,null,null,null,null,null,null,null,null,null,null,null,null,null,null,null,null,null,null,null,null,null,null,null,null,null,null,null,null,null,null,null,null,null,null,null,null,null,null,null,null,null,null,null,null,null,"TOTAL"]
["AÑO","Proyección Demanda Gas Natural - Escenario Medio - Revisión Abril de 2017",null,null,null,null,null,null,null,"AÑO","Proyección Demanda Gas Natural - Escenario Alto - Revisión Abril de 2017",null,null,null,null,null,null,null,"AÑO","Proyección Demanda Gas Natural - Escenario Bajo - Revisión Abril de 2017"]
[null,"CENTRO","COSTA","CQR","NORESTE","NOROESTE","SUROESTE","TOLIMA \nGRANDE","TOTAL",null,"CENTRO","COSTA","CQR","NORESTE","NOROESTE","SUROESTE","TOLIMA \nGRANDE","TOTAL",null,"CENTRO","COSTA","CQR","NORESTE","NOROESTE","SUROESTE","TOLIMA \nGRANDE","TOTAL"]
[1997,69.088044807133002,345.4741065721791,6.7316575349219985,122.72474185513423,7.0367354804656381,16.996121375400719,12.563675618547256,580.61508324378201,1997,69.088044807133002,345.4741065721791,6.7316575349219985,122.72474185513423,7.0367354804656381,16.996121375400719,12.563675618547256,580.61508324378201,1997,69.088044807133002,345.4741065721791,6.7316575349219985,122.72474185513423,7.0367354804656381,16.996121375400719,12.563675618547256,580.61508324378201]
[1998,83.492273643705488,342.91024460283484,9.7293417523820942,132.61152437519448,8.3027256280787469,18.933118285063308,13.104566755395386,609.08379504265429,1998,83.492273643705488,342.91024460283484,9.7293417523820942,132.61152437519448,8.3027256280787469,18.933118285063308,13.104566755395386,609.08379504265429,1998,83.492273643705488,342.91024460283484,9.7293417523820942,132.61152437519448,8.3027256280787469,18.933118285063308,13.104566755395386,609.08379504265429]
[1999,67.973850289377523,281.21795248827902,8.549068802244296,106.54040357379765,9.651017333010472,21.215960041441562,14.07754518016122,509.2257977083118,1999,67.973850289377523,281.21795248827902,8.549068802244296,106.54040357379765,9.651017333010472,21.215960041441562,14.07754518016122,509.2257977083118,1999,67.973850289377523,281.21795248827902,8.549068802244296,106.54040357379765,9.651017333010472,21.215960041441562,14.07754518016122,509.2257977083118]
[2000,80.432825886854218,324.22149691230459,9.7487046522730338,117.13379310356646,10.479409270185398,22.229250420096978,14.26186844552117,578.50734869080179,2000,80.432825886854218,324.22149691230459,9.7487046522730338,117.13379310356646,10.479409270185398,22.229250420096978,14.26186844552117,578.50734869080179,2000,80.432825886854218,324.22149691230459,9.7487046522730338,117.13379310356646,10.479409270185398,22.229250420096978,14.26186844552117,578.50734869080179]
[2001,91.356315490612076,324.31454005443379,13.608083153712997,92.434784378234369,18.646481255830938,33.274953901304471,16.309658553219148,589.9448167873478,2001,91.356315490612076,324.31454005443379,13.608083153712997,92.434784378234369,18.646481255830938,33.274953901304471,16.309658553219148,589.9448167873478,2001,91.356315490612076,324.31454005443379,13.608083153712997,92.434784378234369,18.646481255830938,33.274953901304471,16.309658553219148,589.9448167873478]
[2002,98.369386619330371,318.38327459836847,14.541801378833934,82.862396479702383,20.66276595812116,35.543350259293938,17.119154835491301,587.48213012914152,2002,98.369386619330371,318.38327459836847,14.541801378833934,82.862396479702383,20.66276595812116,35.543350259293938,17.119154835491301,587.48213012914152,2002,98.369386619330371,318.38327459836847,14.541801378833934,82.862396479702383,20.66276595812116,35.543350259293938,17.119154835491301,587.48213012914152]
[2003,100.58253831004305,296.55611864354233,13.083278529366691,84.16699217516171,22.267473523419806,33.323406461913834,17.988852243120821,567.96865988656816,2003,100.58253831004305,296.55611864354233,13.083278529366691,84.16699217516171,22.267473523419806,33.323406461913834,17.988852243120821,567.96865988656816,2003,100.58253831004305,296.55611864354233,13.083278529366691,84.16699217516171,22.267473523419806,33.323406461913834,17.988852243120821,567.96865988656816]
[2004,117.87813461992071,295.88287624889131,14.289331152861228,84.262623572877814,30.294235663809026,37.591598778026913,18.187468532066944,598.38626856845394,2004,117.87813461992071,295.88287624889131,14.289331152861228,84.262623572877814,30.294235663809026,37.591598778026913,18.187468532066944,598.38626856845394,2004,117.87813461992071,295.88287624889131,14.289331152861228,84.262623572877814,30.294235663809026,37.591598778026913,18.187468532066944,598.38626856845394]
[2005,128.34781488576544,302.98616614056107,16.515431883171711,92.189642758578188,32.142831323441712,41.292025759984028,18.743140415371386,632.21705316687337,2005,128.34781488576544,302.98616614056107,16.515431883171711,92.189642758578188,32.142831323441712,41.292025759984028,18.743140415371386,632.21705316687337,2005,128.34781488576544,302.98616614056107,16.515431883171711,92.189642758578188,32.142831323441712,41.292025759984028,18.743140415371386,632.21705316687337]
[2006,158.3705846549496,320.82406110141721,18.579842728817916,100.29672208414145,31.681096028571218,50.656428396107117,21.333639130999529,701.74237412500406,2006,158.3705846549496,320.82406110141721,18.579842728817916,100.29672208414145,31.681096028571218,50.656428396107117,21.333639130999529,701.74237412500406,2006,158.3705846549496,320.82406110141721,18.579842728817916,100.29672208414145,31.681096028571218,50.656428396107117,21.333639130999529,701.74237412500406]
[2007,178.87692939770426,304.18965460914842,21.000091464384521,110.1602954029064,42.491555320859582,57.134862815522141,22.317078746952429,736.17046775747781,2007,178.87692939770426,304.18965460914842,21.000091464384521,110.1602954029064,42.491555320859582,57.134862815522141,22.317078746952429,736.17046775747781,2007,178.87692939770426,304.18965460914842,21.000091464384521,110.1602954029064,42.491555320859582,57.134862815522141,22.317078746952429,736.17046775747781]
[2008,200.54108682675923,302.07973998683781,22.761515097240665,94.790696368266353,44.723925510059722,65.188088785966556,21.945125292091568,752.03017786722194,2008,200.54108682675923,302.07973998683781,22.761515097240665,94.790696368266353,44.723925510059722,65.188088785966556,21.945125292091568,752.03017786722194,2008,200.54108682675923,302.07973998683781,22.761515097240665,94.790696368266353,44.723925510059722,65.188088785966556,21.945125292091568,752.03017786722194]
[2009,171.57372666301367,368.84706390958905,20.968079558904108,117.58886178082193,54.225672180821924,64.886490539726026,17.303896230136985,815.39379086301381,2009,171.57372666301367,368.84706390958905,20.968079558904108,117.58886178082193,54.225672180821924,64.886490539726026,17.303896230136985,815.39379086301381,2009,171.57372666301367,368.84706390958905,20.968079558904108,117.58886178082193,54.225672180821924,64.886490539726026,17.303896230136985,815.39379086301381]
[2010,157.64542292876712,400.49898961917813,21.190732512328765,123.76369569863014,59.329376189041099,67.469810520547952,19.830496567123284,849.72852403561649,2010,157.64542292876712,400.49898961917813,21.190732512328765,123.76369569863014,59.329376189041099,67.469810520547952,19.830496567123284,849.72852403561649,2010,157.64542292876712,400.49898961917813,21.190732512328765,123.44323957534247,59.329376189041099,67.469810520547952,19.830496567123284,849.40806791232876]
[2011,189.49195393424657,358.49972246301377,21.187148197260274,141.93104630684931,43.270570136986294,58.849434843835624,23.556293060273969,836.78616894246591,2011,189.49195393424657,358.49972246301377,21.187148197260274,141.93104630684931,43.270570136986294,58.849434843835624,23.556293060273969,836.78616894246591,2011,189.49195393424657,358.49972246301377,21.187148197260274,141.34283407123286,43.270570136986294,58.849434843835624,23.556293060273969,836.19795670684937]
[2012,198.97044910109292,344.39617575683059,22.55266100273224,144.94893537431693,58.764681519125681,63.971707666666674,21.724749128415297,855.32935954918037,2012,198.97044910109292,344.39617575683059,22.55266100273224,144.94893537431693,58.764681519125681,63.971707666666674,21.724749128415297,855.32935954918037,2012,198.97044910109292,344.39617575683059,22.55266100273224,144.88441472138632,58.764681519125681,63.971707666666674,21.724749128415297,855.26483889624978]
[2013,220.49488113567668,375.61697210469038,24.996595360416443,173.639668188863,55.779610915301376,86.150132298197263,17.852108248241095,954.52996825138621,2013,220.49488113567668,375.61697210469038,24.996595360416443,173.639668188863,55.779610915301376,86.150132298197263,17.852108248241095,954.52996825138621,2013,220.49488113567668,375.61697210469038,24.996595360416443,173.52842680949499,55.779610915301376,86.150132298197263,17.852108248241095,954.41872687201817]
[2014,254.28326509358629,387.06665293093977,25.564817273561644,192.62012320324931,58.908661383526038,101.69103700298356,16.720994435852056,1036.8555513236986,2014,254.28326509358629,387.48414723268763,25.564817273561641,192.6764035700767,58.927115438328769,101.71318960549588,16.721077008569864,1037.3700152223068,2014,254.28326509358629,387.48414723268763,25.564817273561641,192.6764035700767,58.927115438328769,101.71318960549588,16.721077008569864,1037.3700152223068]
[2015,268.0636724819567,360.00924200172062,24.062097718816439,195.21745411214798,68.275573070241094,93.12096138272878,16.014897368010917,1024.7638981356224,2015,268.0636724819567,360.00924200172057,24.062097718816439,195.21745411214795,68.275573070241094,93.12096138272878,16.014897368010917,1024.7638981356224,2015,268.0636724819567,360.00924200172057,24.062097718816439,195.21745411214795,68.275573070241094,93.12096138272878,16.014897368010917,1024.7638981356224]
[2016,269.57157662498258,377.17248268414619,25.282067854779797,172.34649003733921,63.383528796671825,102.90373973657373,15.199088286776941,1025.8589740212701,2016,269.57157662498258,377.17248268414619,25.282067854779797,172.34649003733921,63.383528796671825,102.90373973657373,15.199088286776941,1025.8589740212701,2016,269.57157662498258,377.17248268414619,25.282067854779797,172.34649003733921,63.383528796671825,102.90373973657373,15.199088286776941,1025.8589740212701]
[2017,269.07787578037153,374.46685082613823,24.926006306229674,138.56837269815941,108.75618771190818,91.208693756712591,16.023444996768376,1023.0274320762879,2017,292.78730356228971,409.31244926567172,27.205342087353074,154.09535893732686,117.17630718069543,100.50802036183113,17.625923719845346,1118.7107051150133,2017,245.70530642808646,339.8100406927108,23.033425217527054,128.0785747892842,107.53261147138733,87.246048952020416,14.566800691122811,945.97280824213908]
[2018,275.78336474826745,399.24976067919476,25.99781123497446,143.02924159458496,118.8843488800072,94.781275002438548,16.536723400829825,1074.2625255402972,2018,299.33505277290936,434.32945219897874,28.297529463141018,158.70078383271868,127.26429657811556,104.0394013779735,18.129175381799339,1170.0956916056361,2018,252.5623458293141,364.36334442314813,24.085349610600574,132.39648195211743,117.69853676458521,90.858425544992514,15.093524554776424,997.0580086795344]
[2019,289.53411558666585,341.05196724213903,26.784642967500073,145.08174676120643,98.759530300818227,91.480687420080471,17.674686554822671,1010.3673768332327,2019,312.69016636881724,376.03014647256407,29.009750587626446,160.74501329144658,107.04910035437152,100.57306361474569,19.217897232904903,1105.3151379224764,2019,266.05037850243463,305.87904582288462,24.80590613270607,134.41305507180817,97.510371628819243,86.227777183299153,16.186550615727519,931.0730849576795]
[2020,341.01247465389139,353.20233669228327,27.171899142813078,147.68084692181162,121.3829951047843,95.380791772701826,18.239617988497855,1104.0709622767833,2020,364.49560553444007,388.36502730636516,29.458645666711146,163.38263110786875,129.74699365040806,104.61307909083335,19.827156558095439,1199.8891389147218,2020,317.85980407918771,318.23153160555808,25.271786260332433,137.01823553425186,120.21279979249957,89.615957255594438,16.802275975368602,1025.0123905027926]
[2021,362.01138411014472,319.50540880628853,27.677072272183604,149.85615443009928,101.82124842052768,93.805630652577833,18.571414453902982,1073.2483131457245,2021,385.50728732103812,354.65187398063762,29.957924661426187,165.57880269699746,110.19024181087508,103.04116861163003,20.15418012845927,1169.0814792110637,2021,338.84653641708928,284.55028345778635,25.782654628028116,139.17261366306386,100.645814330929,87.551177737870702,17.138592963789815,993.68767319855715]
[2022,402.79919422614,312.27932994563133,28.186274837439555,151.17955463405841,81.685560275381334,96.542055373363766,18.828593005770845,1091.5005622977853,2022,426.31682961779489,347.37397899508665,30.462403797629307,166.92469167667525,90.064899396623957,105.78328969150458,20.407635187809635,1187.333728363124,2022,379.61256535470795,277.3759660599286,26.296558863149947,140.4734973528744,79.508775152896348,90.263785754773167,17.399440821227397,1010.9305893595578]
[2023,444.66182335399236,314.11589617580125,28.681791398699417,152.55673657569696,82.788927531098665,98.724632820830394,19.100462526726201,1140.6302703828453,2023,468.20641444779875,349.14613761414728,30.953580393047346,168.32508718179525,91.1814260467781,107.97466521591335,20.676125548704217,1236.4634364481842,2023,421.448174826784,279.27692882244997,26.796411012068624,141.82745622903388,79.73912198886444,92.084146825080808,17.674669877009492,1058.8469095812914]
[2024,479.01208972871666,322.11685939603655,29.253666516945632,183.40134526814933,83.432585734013699,102.7411196369181,19.434804437676711,1219.3924707184567,2024,502.24985746399977,356.87485372252752,31.452627573242964,199.1702191662327,91.764019638580095,111.85359021633352,20.960074599383699,1314.3252423803001,2024,455.44505631840997,287.16638677637513,27.301874713579551,172.62703395553288,80.955874380114636,96.295337431699593,17.964661595321274,1137.7562251710331]
[2025,515.81075002903458,340.11337862751191,29.691178703285651,184.81979235996798,98.922374689249054,107.41281232475929,19.743193980868718,1296.5134807146769,2025,539.41063526317964,375.00091391559431,31.954958067969482,200.63363857682657,107.34546649221727,116.68759886667858,21.313435597550374,1392.3466467800165,2025,492.54102347713541,305.41737712619113,27.813804556283753,174.0450090815232,97.243236288756989,101.52088836438504,18.322990234937965,1216.9043291292135]
[2026,516.09963131576728,350.61783314971251,30.219735774636728,186.25566476059799,99.940442889491862,112.9383973695941,20.090761297527102,1316.1624665573277,2026,539.39421676180314,385.24305423081341,32.41076373870775,202.06858184020587,108.30312495632518,122.07999764224036,21.610488476475698,1411.1102276465715,2026,492.47609117005447,315.80020931536507,28.275969643686665,175.43732418431514,97.752790173960648,107.09635608962687,18.626078251146041,1235.4648188281549]
[2027,513.28078097587741,359.90213369020307,30.718412766705768,187.7056911877317,109.45183877517735,115.37942736382962,20.464668820407237,1336.902953579932,2027,536.60020175913326,394.45600126998983,32.905897035280326,203.53923370096561,117.83038439044685,124.5369286442691,21.98206786909088,1431.8507146691759,2027,489.63319910067463,325.15551722200587,28.77816855301166,176.86674750626267,108.11422942238195,109.52831323145696,19.002191981691649,1257.0783670174853]
[2028,504.88635606946366,402.10821160390492,31.200910470528711,189.16016076070281,123.75056759911872,121.77315082476876,20.845789158712147,1393.7251464871997,2028,528.22877274494681,436.57866955944945,33.384968325010917,205.01330557932084,132.14459272313437,130.94668559575734,22.3609236214234,1488.6579181490431,2028,481.21670712751637,367.44459472872961,29.264075227629011,178.30165614331435,122.3974602566456,116.77528345590746,19.385474535759215,1314.7852514755016]
[2029,499.1095256614621,433.05529944120542,31.387798582027067,190.57332449821214,136.03089095051033,130.44533937018312,21.083726045675956,1441.6859045492761,2029,522.81760596415074,467.65231324298918,33.635204294074242,206.46805112507298,144.51496261512813,139.78683702768774,22.644096345511986,1537.519070614615,2029,475.40144535877323,398.45828563942177,29.457307786243693,179.69537259389284,134.66408474890943,125.63956341319307,19.625869259057186,1362.9419287994915]
[2030,497.54656406075361,475.28241176411285,31.61602527934685,191.9753288847198,142.10082265139698,136.28307027847674,21.297362811995129,1496.1015857308021,2030,521.28501959882635,509.80875167454303,33.859452560292468,207.88792549954456,150.59847883901156,145.64114835428495,22.853975269637999,1591.934751796141,2030,474.14074156519911,440.94516092443655,29.758272569809655,181.10181709581155,140.79623544738851,131.61018197582632,19.890605378640569,1418.2430149571121]
[2031,489.58895987928923,410.81442041700871,32.203933912884978,193.45092434198787,131.94698595626744,132.6514119376524,21.641229241618984,1412.2978656867094,2031,513.33386367344156,445.28977545673774,34.447611155003649,209.37967167235075,140.459811555334,142.02509214939246,23.195206089788556,1508.1310317520488,2031,466.17291641429608,376.53141366929441,30.346774543191053,182.56105795466965,130.62754194141661,128.08183640217294,20.23701066979806,1334.5585515948389]

{"sheet":"Mensual","index":3,"n_rows":1472,"n_cols":60,"rows_kept":1472,"cut":false,"hidden":true,"merged":[[2,2,2,9],[2,12,2,19],[2,22,2,29],[186,2,186,9],[186,12,186,19],[186,22,186,29],[370,2,370,9],[370,12,370,19],[370,22,370,29],[554,2,554,9],[554,12,554,19],[554,22,554,29],[738,2,738,9],[738,12,738,19],[738,22,738,29],[922,2,922,9],[922,12,922,19],[922,22,922,29],[1106,2,1106,9],[1106,12,1106,19],[1106,22,1106,29],[1290,2,1290,9],[1290,12,1290,19],[1290,22,1290,29]]}
[]
[null,null,null,null,null,null,null,null,null,null,null,null,null,null,null,null,null,null,null,null,null,null,null,null,null,null,null,null,null,null,null,null,null,null,"nf","nc","nd",null,null,null,"CENTRO","COSTA","CQR","NORESTE","NOROESTE","SUROESTE","TG"]
[null,null,"RESIDENCIAL MEDIO",null,null,null,null,null,null,null,null,null,"RESIDENCIAL ALTO",null,null,null,null,null,null,null,null,null,"RESIDENCIAL BAJO",null,null,null,null,null,null,null,null,null,null,"RESIDENCIAL",5,3,180,null,"GBTUD",1,1,1,1,1,1,1,1]
[null,null,"CENTRO","COSTA","CQR","NORESTE","NOROESTE","SUROESTE","TOLIMA GRANDE","TOTAL",null,null,"CENTRO","COSTA","CQR","NORESTE","NOROESTE","SUROESTE","TOLIMA GRANDE","TOTAL",null,null,"CENTRO","COSTA","CQR","NORESTE","NOROESTE","SUROESTE","TOLIMA GRANDE","TOTAL",null,null,null,"TERCIARIO",189,3,180,null,"MPCD",2,1.1299999999999999,0.997,1.1299999999999999,1.06,1.1299999999999999,1.1299999999999999,1.1299999999999999]
[null,"2017-01-01",54.205425373216634,24.471731164051448,8.4124383907109053,12.587493570117291,15.785647358249234,14.35677628090029,7.9143071505525011,137.7338192877983,null,"2017-01-01",58.673533141572833,27.179144816702156,9.1775189474047814,13.892110640052216,17.521922071763019,15.687603825109722,8.4679983459617141,150.59983178856646,null,"2017-01-01",49.737317604860436,21.764317511400741,7.6473578340170274,11.282876500182363,14.049372644735451,13.025948736690856,7.3606159551432873,124.86780678703018,null,null,null,"INDUSTRIAL",373,3,180]
[null,"2017-02-01",62.443778168750669,28.191040688122378,9.6909937171601097,14.500590130621022,18.184811854196621,16.538775355610124,9.1171545406347043,158.66714445509561,null,"2017-02-01",67.590966451109679,31.309937668879257,10.572354212617498,16.003488011216472,20.184972397245083,18.071867280990315,9.7549978919610627,173.48858391401939,null,"2017-02-01",57.296589886391665,25.072143707365502,8.8096332217027218,12.997692250025574,16.184651311148162,15.005683430229931,8.4793111893083442,143.84570499617189,null,null,null,"PETROQUIMICO",557,3,180]
[null,"2017-03-01",55.732613700169864,25.161199827321884,8.6494511550799658,12.942134698999206,16.230393547637689,14.761265333387339,8.1372855224226051,141.61434378501855,null,"2017-03-01",60.326606321941021,27.944892385600458,9.4360871573278047,14.283508162720002,18.015586214596269,16.129587727544187,8.706576461299262,154.84284443102899,null,"2017-03-01",51.138621078398714,22.377507269043313,7.8628151528321268,11.60076123527841,14.445200880679112,13.392942939230496,7.5679945835459499,128.3858431390081,null,null,null,"PETROLERO",741,3,180]
[null,"2017-04-01",57.819619811216263,26.090346518848989,9.0062388819239736,13.362865865660849,17.165550767073942,15.479464722079902,8.4339320411355985,147.35801860793953,null,"2017-04-01",62.555331865095006,28.959912817248906,9.8171417075414524,14.745619170659975,19.005814591475186,16.889998301278933,9.0207849560979909,160.99460340939743,null,"2017-04-01",53.083907757337514,23.220780220449065,8.1953360563064948,11.980112560661725,15.325286942672696,14.068931142880871,7.8470791261732069,133.72143380648157,null,null,null,"GNVC",925,3,180]
[null,"2017-05-01",55.581494935825376,25.080421968288793,8.6576186844691918,12.845606108538657,16.501093852673399,14.880274081163545,8.1074651228083354,141.65397475376733,null,"2017-05-01",60.133893523010968,27.83891095876103,9.437132480005447,14.174834769506013,18.27012337535972,16.236207676801858,8.6716016983782964,154.76270448182333,null,"2017-05-01",51.02909634863979,22.321932977816559,7.8781048889329375,11.516377447571299,14.732064329987077,13.524340485525236,7.5433285472383753,128.5452450257113,null,null,null,"TERMOELECTRICO",1109,3,180]
[null,"2017-06-01",57.72980208843083,26.049817447252579,8.9922484774578564,13.342107822182536,17.138885585163543,15.45541872738443,8.4208306652957852,147.12911081316759,null,"2017-06-01",62.458157627793646,28.914926125364687,9.8018916364529147,14.722713140850471,18.9762907206531,16.863761166025814,9.006771955577765,160.74451237271842,null,"2017-06-01",53.001446549068014,23.184708769140471,8.182605318462798,11.961502503514598,15.30148044967398,14.047076288743048,7.8348893750138036,133.5137092536167,null,null,null,"TOTAL",1293,3,180]
[null,"2017-07-01",56.385770331152059,25.409546416820113,8.8233763820322331,12.990726339426171,16.999452668237172,15.150879216590726,8.2312241584390033,143.9909755126975,null,"2017-07-01",60.979766034817537,28.193240842547542,9.6100129119972948,14.332100703011553,18.78464653279784,16.519202528690929,8.8005154792262665,157.21948503308897,null,"2017-07-01",51.791774627486575,22.625851991092677,8.0367398520671696,11.649351975840789,15.214258803676508,13.782555904490517,7.661932837651741,130.76246599230598]
[null,"2017-08-01",55.913805094923013,25.196861150543597,8.7495221650192061,12.881990195722434,16.857162323577356,15.024061967370928,8.162326427121755,142.78572932427829,null,"2017-08-01",60.46934772337498,27.957255247313707,9.5295743192896403,14.212136867202821,18.627413598207021,16.380932016858239,8.7268526145939909,155.90351238684039,null,"2017-08-01",51.358262466471039,22.436467053773491,7.9694700107487719,11.551843524242045,15.086911048947691,13.667191917883615,7.5978002396495201,129.66794626171617]
[null,"2017-09-01",57.854872059722432,26.071578847057495,9.053264834713513,13.329192913679778,17.442364508458319,15.545627443239624,8.4456843949205496,147.74258500179172,null,"2017-09-01",62.568561916534399,28.927800973810029,9.8603967676701654,14.705516084111816,19.274070664628315,16.949601702932522,9.0298083030524001,161.31575641273963,null,"2017-09-01",53.141182202910457,23.21535672030496,8.2461329017568588,11.95286974324774,15.610658352288324,14.141653183546724,7.861560486788699,134.16941359084376]
[null,"2017-10-01",56.37241046411819,25.363759703683204,8.8578427519911731,12.950070733998482,17.201241648533934,15.241957960987939,8.2309437445453728,144.2182270078583,null,"2017-10-01",60.939277363783731,28.13101565072181,9.6398339776030788,14.283523914250754,18.975893453942273,16.602200948826436,8.7968732440213593,157.36861855314942,null,"2017-10-01",51.805543564452648,22.596503756644598,8.0758515263792656,11.61661755374621,15.426589843125594,13.881714973149442,7.665014245069389,131.06783546256716]
[null,"2017-11-01",58.144246699482487,26.160965786198766,9.1362528221996619,13.357103259095743,17.741892349740503,15.721026590319793,8.4896498076312064,148.75113731466814,null,"2017-11-01",62.854654387776606,29.015199109566016,9.9428227446930535,14.732468088033619,19.572323078705402,17.124023254910973,9.0733669870303597,162.31485765071605,null,"2017-11-01",53.433839011188375,23.306732462831516,8.3296828997062722,11.981738430157867,15.911461620775601,14.318029925728615,7.9059326282320539,135.18741697862029]
[null,"2017-12-01",56.606705633156849,25.469176632253486,8.894657742654319,13.003893853973386,17.272733496878491,15.305306629025168,8.2651532158115266,144.81762720375323,null,"2017-12-01",61.192553357722815,28.247933856149803,9.6798990823713904,14.342889136039297,19.054761115052504,16.671203062550045,8.8334348330460379,158.02267444293187,null,"2017-12-01",52.020857908590884,22.690419408357162,8.1094164029372493,11.664898571907475,15.490705878704482,13.939410195500288,7.6968715985770126,131.61257996457454]
[null,"2018-01-01",55.582754947308437,24.968071914483978,8.7694581944642582,12.736479890545034,17.145770715823041,15.109753109899334,8.1188434130453881,142.43113218556948,null,"2018-01-01",60.060600790321381,27.681386274468316,9.5362062157686047,14.043940324848981,18.885829575481321,16.443481143231374,8.6737413578163487,155.32518568193629,null,"2018-01-01",51.104909104295494,22.254757554499641,8.00271017315991,11.429019456241088,15.405711856164768,13.776025076567294,7.5639454682744294,129.53707868920264]
[null,"2018-02-01",63.915720606467765,28.71128482352476,10.084175215115328,14.645932735174583,19.716264364621424,17.375007034475882,9.3360202769330112,163.78440505631272,null,"2018-02-01",69.064885020721178,31.831379225370775,10.965874086495647,16.149407615147741,21.717192818386611,18.908687551468546,9.9741085119747197,178.61153482956524,null,"2018-02-01",58.766556192214352,25.591190421678753,9.202476343735011,13.142457855201425,17.715335910856236,15.841326517483221,8.6979320418913026,148.95727528306031]
[null,"2018-03-01",56.881432892010999,25.55144501910657,8.974354514463835,13.03406473574889,17.546377600002771,15.462788923477293,8.3085382723054426,145.7590019571158,null,"2018-03-01",61.463902545801439,28.328155328422618,9.7590174222353312,14.372073674372412,19.327092524040452,16.827679197377687,8.8764012765290676,158.954321968779,null,"2018-03-01",52.298963238220566,22.774734709790522,8.1896916066923406,11.69605579712537,15.765662675965087,14.097898649576898,7.7406752680818167,132.5636819454526]
[null,"2018-04-01",59.189979371325329,26.544421529896869,9.3748400126809681,13.530271272503569,18.450478434469357,16.183211828384618,8.64899407539877,151.92219652465948,null,"2018-04-01",63.931795279569897,29.417686409329431,10.186788010111279,14.914806806806661,20.293114173009602,17.595563442854289,9.2366033844759929,165.57635750615714,null,"2018-04-01",54.448163463080753,23.671156650464312,8.5628920152506574,12.145735738200475,16.607842695929108,14.770860213914952,8.0613847663215452,138.26803554316177]
[null,"2018-05-01",56.836193612258299,25.488839452603361,9.0020342582314168,12.992218038226534,17.716765163265443,15.539660099828511,8.3050527647046959,145.88076338911827,null,"2018-05-01",61.389443501803584,28.247844282833874,9.7816938235022093,14.321695266070007,19.486125495958444,16.895847256188155,8.8692948342881497,158.99194446064442,null,"2018-05-01",52.282943722713014,22.729834622372852,8.2223746929606261,11.662740810383058,15.947404830572442,14.183472943468869,7.7408106951212448,132.7695823175921]
[null,"2018-06-01",58.934787229341097,26.429977702412987,9.3344212538132378,13.471936754662352,18.370930896823026,16.113439401792583,8.6117047344063788,151.26719797325165,null,"2018-06-01",63.656159235233076,29.290854765075572,10.142868612269776,14.850502991587666,20.205622281166679,17.519701792417951,9.1967806200929196,164.86249029784364,null,"2018-06-01",54.213415223449132,23.569100639750403,8.5259738953566977,12.093370517737037,16.536239512479373,14.707177011167214,8.0266288487198363,137.6719056486597]
[null,"2018-07-01",57.647861639462811,25.810072039964009,9.1643955725817072,13.146504951200537,18.156938003404314,15.851322179849152,8.4271754802469125,148.20426986670944,null,"2018-07-01",62.240362078542908,28.592860422246954,9.9507760662287819,14.487442721086017,19.941550818844366,17.219200126841965,8.9962815067488435,161.42847374053986,null,"2018-07-01",53.055361200382706,23.027283657681064,8.3780150789346326,11.805567181315057,16.372325187964258,14.483444232856341,7.8580694537449824,134.98006599287905]
[null,"2018-08-01",57.134854364333044,25.580388677015801,9.0828417826023902,13.02951444208721,17.995359741437174,15.710261551277256,8.3521821984978057,146.88540275725069,null,"2018-08-01",61.686486225303192,28.338413075958201,9.8622242904996362,14.358519231080011,19.764091319801405,17.065966777229946,8.9162237607921693,159.9919246806646,null,"2018-08-01",52.583222503362911,22.822364278073405,8.3034592747051441,11.700509653094411,16.226628163072945,14.354556325324568,7.7881406362034404,133.77888083383684]
[null,"2018-09-01",59.239226796077588,26.522557259120852,9.4173780663097624,13.509413293602657,18.658158996997123,16.288896811169373,8.6598070652971213,152.29543828857447,null,"2018-09-01",63.958502886025677,29.382164318521323,10.2254665380473,14.887367556095102,20.492035923399367,17.694534932459025,9.2446232235409482,165.88469537808874,null,"2018-09-01",54.519950706129507,23.662950199720385,8.6092895945722265,12.131459031110213,16.824282070594879,14.883258689879721,8.0749909070532944,138.70618119906021]
[null,"2018-10-01",57.73348055119844,25.805604999972569,9.2102450256398214,13.134830348464067,18.370577728236114,15.966154379447495,8.4433840285435942,148.6642770615021,null,"2018-10-01",62.30707008827649,28.576934474610784,9.9933873781807687,14.470246432920543,20.147841902448565,17.328399707314951,9.0101466021839034,161.83402658593602,null,"2018-10-01",53.159891014120397,23.034275525334351,8.4271026730988723,11.799414264007591,16.593313554023666,14.603909051580036,7.8766214549032849,135.49452753706819]
[null,"2018-11-01",59.243912051175684,26.480734895066337,9.4512047612458918,13.478465641465043,18.851191386179387,16.383863172992882,8.664281038066644,152.55365294619185,null,"2018-11-01",63.937156485876663,29.324568284163629,10.254835794998344,14.848819070773793,20.674952597585548,17.781747756180884,9.2458713344782382,166.06795132405711,null,"2018-11-01",54.550667616474705,23.636901505969043,8.6475737274934392,12.108112212156293,17.027430174773226,14.985978589804878,8.0826907416550533,139.03935456832664]
[null,"2018-12-01",58.013023915405739,25.9305547789955,9.2548406892835118,13.198428708182666,18.459527381912867,16.043461904752949,8.4842665797790087,149.38410395831224,null,"2018-12-01",62.608758602810624,28.715302927811521,10.041774987949868,14.540310827620946,20.245397003113808,17.412303173800328,9.0537733967081273,162.61762091981521,null,"2018-12-01",53.417289228000847,23.145806630179475,8.4679063906171539,11.856546588744383,16.673657760711926,14.674620635705573,7.9147597628498918,136.15058699680924]
[null,"2019-01-01",56.875536835047875,25.380061052483505,9.1035936736730836,12.908889945372668,18.278593092039934,15.819310181216151,8.3217259618791406,146.68771074171235,null,"2019-01-01",61.355881905891998,28.094889799296009,9.8707696413743218,14.217080114826091,20.019623133753697,17.153782610478064,8.876933612798025,159.5889608184182,null,"2019-01-01",52.395191764203751,22.665232305671001,8.3364177059718454,11.600699775919244,16.537563050326174,14.484837751954238,7.7665183109602562,133.7864606650065]
[null,"2019-02-01",65.337571828536937,29.156147867907816,10.458041165861971,14.829495613880917,20.998111939399205,18.172932912102084,9.5598459026170737,168.512147230306,null,"2019-02-01",70.484509935370255,32.274893256834567,11.339358823402193,16.332320447164566,22.998175266028163,19.705950322609819,10.197658252008594,183.33286630341814,null,"2019-02-01",60.190633721703634,26.037402478981072,9.5767235083217503,13.326670780597267,18.998048612770251,16.639915501594349,8.922033553225555,153.69142815719388]
[null,"2019-03-01",58.165753126273579,25.955805389406201,9.310107853935456,13.201726919509081,18.693241285276908,16.178169769143246,8.5105035454344655,150.01530788897895,null,"2019-03-01",62.747734410547757,28.732219775175995,10.094687137488211,14.539593261928486,20.473766432414415,17.54291458200338,9.0783060305490491,163.20922163010729,null,"2019-03-01",53.583771841999393,23.179391003636407,8.5255285703826988,11.863860577089673,16.912716138139398,14.813424956283116,7.9427010603198855,136.82139414785058]
[null,"2019-04-01",60.496580784634936,26.951233389825472,9.7137085642027294,13.698052359646518,19.629748127614622,16.923394583129415,8.8557556481150943,156.26847345716877,null,"2019-04-01",65.235346038762756,29.822649750145821,10.525134193715585,15.081697151012891,21.471198403789774,18.33483755914699,9.4429869178941956,169.91385001446801,null,"2019-04-01",55.757815530507109,24.079817029505122,8.9022829346898735,12.314407568280147,17.788297851439477,15.511951607111842,8.2685243783359912,142.62309689986958]
[null,"2019-05-01",58.147779348463288,25.904842091811862,9.3365703469640611,13.166220566216239,18.867616119560058,16.26633772163073,8.5119277604080779,150.2012939550543,null,"2019-05-01",62.702560342816177,28.664774682578742,10.116492085525937,14.496144852539818,20.637571428627624,17.622980918121154,9.0763595656235179,163.31688387583296,null,"2019-05-01",53.592998354110399,23.144909501044982,8.5566486084021864,11.836296279892663,17.097660810492496,14.909694525140306,7.9474959551926379,137.08570403427566]
[null,"2019-06-01",60.293280555286358,26.860663115302284,9.6810654106010752,13.652019721930037,19.56378188217332,16.866523104518834,8.8259956661298968,155.74332945594179,null,"2019-06-01",65.016121073660557,29.722430011189488,10.489764224574282,15.031014741362634,21.399043919961688,18.273222892127823,9.411253530961508,169.34285039383801,null,"2019-06-01",55.57044003691216,23.998896219415084,8.8723665966278702,12.273024702497441,17.728519844384952,15.459823316909846,8.2407378012982857,142.14380851804563]
[null,"2019-07-01",58.920621421118241,26.205660162795404,9.4888349139669241,13.309421089450458,19.294913458905384,16.577508582417568,8.6293152599555203,152.4262748886095,null,"2019-07-01",63.509874109512687,28.986480596899252,10.274659290565932,14.6494105673065,21.078264221663709,17.944419185672658,9.1980188228077893,165.64112679442854,null,"2019-07-01",54.331368732723796,23.424839728691556,8.7030105373679181,11.969431611594418,17.511562696147063,15.210597979162481,8.0606116971032513,139.21142298279048]
[null,"2019-08-01",58.293313595793862,25.926657408048136,9.3878105145092299,13.167720207847788,19.089487074902756,16.401013484312486,8.5374418740475271,150.8034441594618,null,"2019-08-01",62.833706071000044,28.677871392371568,10.165268486123335,14.493443273282555,20.853851108366747,17.753371055076414,9.1000906434053874,163.87760202962608,null,"2019-08-01",53.752921120587679,23.175443423724701,8.6103525428951269,11.841997142413023,17.325123041438768,15.048655913548558,7.9747931046896667,137.72928628929753]
[null,"2019-09-01",60.782167149190819,27.033605176795014,9.7886263905746382,13.729920659458481,19.904519448398254,17.101260531045611,8.9019509615301846,157.24205031699302,null,"2019-09-01",65.516413280136845,29.902283211086829,10.599278204087758,15.112245938057978,21.74421362563519,18.511357484559298,9.488622218246384,170.87441396181029,null,"2019-09-01",56.047921018244793,24.164927142503199,8.9779745770615182,12.347595380858982,18.064825271161315,15.691163577531928,8.3152797048139835,143.60968667217571]
[null,"2019-10-01",59.110280253084156,26.246420553967372,9.5460868117567497,13.320481817481365,19.527706878609425,16.726711648403729,8.6615033883019255,153.13919135160472,null,"2019-10-01",63.6882205760066,29.02038635199024,10.329974155651634,14.657168262854475,21.306661737075068,18.09025285943714,9.228805114518682,166.32146905753382,null,"2019-10-01",54.532339930161712,23.472454755944504,8.7621994678618638,11.983795372108256,17.748752020143783,15.363170437370318,8.0942016620851689,139.9569136456756]
[null,"2019-11-01",60.539427594320017,26.880997179066416,9.7768887048930448,13.642539691203606,19.99984083308415,17.131124136004608,8.8709181379105804,156.84173627648244,null,"2019-11-01",65.2280517308334,29.722030935961236,10.579728598303161,15.011544066237882,21.821806629668668,18.527632561675993,9.4519358835782654,170.3427304062586,null,"2019-11-01",55.85080345780662,24.039963422171592,8.9740488114829287,12.27353531616933,18.177875036499632,15.734615710333228,8.2899003922428953,143.34074214670622]
[null,"2019-12-01",59.341596268541629,26.349130563065124,9.5834434738306271,13.372608803934499,19.604124573244626,16.792168219978905,8.6953984137200955,153.73847031631547,null,"2019-12-01",63.937451426412693,29.133951709982746,10.370398400829178,14.714526098850799,21.390041008406865,18.161045371198998,9.2649201594378372,166.97233417511913,null,"2019-12-01",54.745741110670572,23.564309416147502,8.7964885468320748,12.030691509018199,17.81820813808239,15.423291068758816,8.125876668002352,140.50460645751193]
[null,"2020-01-01",58.185586385999869,25.792948288281352,9.4215082563577806,13.080954056712496,19.383894749641271,16.559897331410443,8.5304818745161128,150.95527094291933,null,"2020-01-01",62.666301800816328,28.508001442019307,10.188747638593137,14.389252360770788,21.125068704373202,17.894480067760895,9.0857354187319768,163.85758743306565,null,"2020-01-01",53.704870971183418,23.077895134543404,8.6542688741224243,11.772655752654204,17.642720794909341,15.225314595059992,7.9752283303002489,138.05295445277301]
[null,"2020-02-01",64.337365795309609,28.519955749074406,10.417614751041988,14.463962269199515,21.433293097232077,18.310723296243651,9.4323829466992546,166.91529790480047,null,"2020-02-01",69.291813186375023,31.522062950451296,11.265971944866205,15.910582846316093,23.358555908810583,19.786407276174184,10.046341705254513,181.18173581824789,null,"2020-02-01",59.382918404244194,25.517848547697515,9.5692575572177709,13.017341692082939,19.508030285653572,16.835039316313114,8.8184241881439984,152.64885999135311]
[null,"2020-03-01",59.678135934516966,26.454576978713561,9.6631843958932642,13.416500594681507,19.881121385206143,16.984684101135826,8.7493018205071671,154.82750521065444,null,"2020-03-01",64.27378857321996,29.239275410784334,10.450104645241707,14.758358757191576,21.666959122868516,18.353500931947131,9.3187984699009014,168.06078591115414,null,"2020-03-01",55.082483295813958,23.669878546642785,8.8762641465448215,12.074642432171437,18.095283647543766,15.615867270324518,8.179805171113431,141.5942245101547]
[null,"2020-04-01",61.938032594212714,27.410751835296754,10.053828345636791,13.891557200871317,20.799427857175495,17.729325107703914,9.0855261192053742,160.90844906010236,null,"2020-04-01",66.680529894568707,30.284429598751117,10.865893018824035,15.276291690935095,22.642328379815492,19.141879675064896,9.673219866893362,174.5645721248527,null,"2020-04-01",57.195535293856729,24.537074071842387,9.2417636724495473,12.506822710807539,18.956527334535494,16.316770540342937,8.4978323715173829,147.25232599535201]
[null,"2020-05-01",59.26116131819024,26.226099188629668,9.61931657338185,13.291184394491442,19.900506973566781,16.963089579446095,8.692862954467957,153.95422098217404,null,"2020-05-01",63.798694814107868,28.975580797647993,10.396284997836606,14.616072683019336,21.663760028132653,18.314595602176091,9.2551574370131444,167.02014635993368,null,"2020-05-01",54.723627822272611,23.476617579611347,8.8423481489270959,11.966296105963547,18.137253919000912,15.611583556716097,8.1305684719227695,140.8882956044144]
[null,"2020-06-01",61.865334043657384,27.378579003119253,10.042027861868629,13.875252258154195,20.775014936805498,17.708515660201787,9.0748621611777409,160.7195859249845,null,"2020-06-01",66.602264930853195,30.248883843679302,10.853139390078139,15.258361443278257,22.615752391114096,19.119412269353145,9.6618661148597234,174.35968038321587,null,"2020-06-01",57.12840315646158,24.508274162559211,9.2309163336591187,12.492143073030132,18.934277482496892,16.297619051050432,8.4878582074957567,147.07949146675313]
[null,"2020-07-01",60.257234276486976,26.622592121069793,9.8034481421812671,13.482658484954166,20.389586805313598,17.347349292605021,8.8438746879089987,156.74674381051983,null,"2020-07-01",64.844667994193401,29.402310364642481,10.588961053798062,14.822116852028568,22.172230729075654,18.713718114770838,9.4123528425780094,169.95635795108703,null,"2020-07-01",55.669800558780537,23.842873877497105,9.0179352305644755,12.143200117879763,18.606942881551547,15.980980470439205,8.2753965332399861,143.53712966995261]
[null,"2020-08-01",59.621926358997975,26.341903109008783,9.7000878021622956,13.340507259675743,20.174614012631018,17.164451612594185,8.7506313839643024,155.09412153903432,null,"2020-08-01",64.160993552803859,29.09231404981966,10.477318843925088,14.665843363822434,21.938463051224048,18.516414447804991,9.3131159234779375,168.16446323287801,null,"2020-08-01",55.08285916519209,23.591492168197906,8.9228567603995046,12.015171155529051,18.410764974037992,15.812488777383374,8.1881468444506709,142.02377984519057]
[null,"2020-09-01",62.228334009998903,27.493454928918812,10.124132857511654,13.923695397215765,21.056559154790559,17.914805731294159,9.1331703923975898,161.87415247212746,null,"2020-09-01",66.965829201436193,30.364101705055802,10.935341012352749,15.306969350287298,22.897515893690315,19.325870418671645,9.7202442750755225,175.51587185656953,null,"2020-09-01",57.490838818561627,24.622808152781822,9.3129247026705588,12.540421444144231,19.215602415890807,16.503741043916666,8.5460965097196553,148.23243308768539]
[null,"2020-10-01",60.37420375007909,26.629920233471907,9.8433669022296471,13.477005488633715,20.577735521490901,17.480762091006419,8.8660757424283965,157.24906972934008,null,"2020-10-01",64.944206693985052,29.399076441075387,10.62589511723341,14.811374344393434,22.353605971255508,18.841939150776788,9.4323938628093273,170.40849158152892,null,"2020-10-01",55.804200806173135,23.860764025868423,9.0608386872258837,12.142636632873993,18.801865071726294,16.119585031236046,8.2997576220474674,144.08964787715126]
[null,"2020-11-01",62.114651377263257,27.397598788278337,10.127128235785392,13.86551615655635,21.170943692143673,17.984691733351774,9.1216640488551182,161.78219403223389,null,"2020-11-01",66.816396858310924,30.246583317440752,10.932214916001312,15.238351757457904,22.998008349342861,19.385108356324693,9.7043078011719768,175.32097135605045,null,"2020-11-01",57.412905896215598,24.548614259115926,9.3220415555694718,12.492680555654795,19.343879034944486,16.584275110378854,8.5390202965382631,148.24341670841741]
[null,"2020-12-01",60.652843304182291,26.75282287464584,9.8887960953973941,13.539204682440792,20.672706066757165,17.56143945736283,8.9069945328731013,157.97480701365944,null,"2020-12-01",65.24393776571408,29.534759316240034,10.674935841475,14.879731929034405,22.456772529380441,18.928898633425121,9.4759263296048903,171.19496234487397,null,"2020-12-01",56.061748842650495,23.97088643305165,9.1026563493197905,12.198677435847177,18.888639604133893,16.193980281300544,8.3380627361413122,144.75465168244489]
[null,"2021-01-01",59.479643488796739,26.191722193455242,9.7165150558209792,13.246142134669746,20.412997915735637,17.320364862455495,8.7397857267381411,155.10717137767199,null,"2021-01-01",63.956073059634335,28.904178374805085,10.483020566791978,14.553189039812935,22.152506422158719,18.653671058598562,9.2945081660212203,167.99714668782281,null,"2021-01-01",55.003213917959137,23.479266012105398,8.9500095448499799,11.93909522952656,18.673489409312548,15.98705866631243,8.185063287455062,142.21719606752109]
[null,"2021-02-01",68.199738224096535,30.031595558711757,11.141018075911958,15.18811097503986,23.405673480279322,19.859640715361675,10.021094003539302,177.84687103294041,null,"2021-02-01",73.332440893493541,33.141715099815521,12.019898178907125,16.686779284882217,25.400205017762204,21.388418095586729,10.657142287071197,192.62659885751853,null,"2021-02-01",63.067035554699537,26.921476017607997,10.262137972916792,13.689442665197504,21.411141942796437,18.33086333513662,9.3850457200074082,163.0671432083623]
[null,"2021-03-01",61.105012308793455,26.907449559966384,9.9820331336778967,13.608112468520053,20.970813134334652,17.793669330121048,8.9786132378070018,159.3457031732205,null,"2021-03-01",65.703766907532767,29.694027599555067,10.769484536130619,14.950876354486992,22.757856271475411,19.163410080871483,9.5484942843660825,172.58791603441841,null,"2021-03-01",56.50625771005415,24.120871520377698,9.1945817312251759,12.265348582553113,19.183769997193885,16.423928579370617,8.4087321912479212,146.10349031202259]
[null,"2021-04-01",63.204250744597211,27.785576761795021,10.343470552235555,14.042681560239709,21.833666486021098,18.510069103739102,9.2925860116893162,165.01230122031703,null,"2021-04-01",67.933609306425197,30.65129321323241,11.153285460218287,15.423579745664094,23.671461388864902,19.918710292991104,9.8786515972516611,178.63059100464767,null,"2021-04-01",58.474892182769231,24.919860310357631,9.5336556442528249,12.661783374815322,19.995871583177291,17.101427914487097,8.7065204261269731,151.39401143598636]
[null,"2021-05-01",60.703267264893675,26.686105323772729,9.9341808498945721,13.487014588807426,20.96971131624063,17.777628223715229,8.9248796655944584,158.48278723291872,null,"2021-05-01",65.24548576108711,29.438425770698949,10.711951493723825,14.813270823600126,22.734784928396746,19.130529675502654,9.4877547168138321,171.56220316982325,null,"2021-05-01",56.16104876870024,23.933784876846509,9.1564102060653187,12.160758354014725,19.204637704084522,16.424726771927805,8.362004614375083,145.40337129601417]
[null,"2021-06-01",63.416339748345955,27.878814403639815,10.378179236206714,14.089803364659275,21.906931820530239,18.572181731755155,9.3237683338630699,165.56601863900022,null,"2021-06-01",68.161568207118094,30.754147090378652,11.19071156960042,15.475335309949093,23.750893651791785,19.985549775656143,9.9118005287073707,179.23000613320156,null,"2021-06-01",58.671111289573822,25.003481716900975,9.5656469028130093,12.704271419369455,20.062969989268694,17.158813687854163,8.7357361390187709,151.90203114479888]
[null,"2021-07-01",61.440840545377178,26.965466969067201,10.071250552476892,13.619060013303031,21.356647086516183,18.096080428561514,9.0387951313129342,160.58814072661494,null,"2021-07-01",66.011724673855397,29.735157123313225,10.853929653989676,14.953686161074121,23.132859958301491,19.457519949481235,9.6052224487330786,173.75009996874823,null,"2021-07-01",56.869956416898951,24.19577681482118,9.288571450964108,12.284433865531939,19.580434214730872,16.734640907641793,8.4723678138927898,147.42618148448165]
[null,"2021-08-01",61.29704202190014,26.902355945510209,10.047679407516011,13.587185437635208,21.306663162302236,18.053727660870663,9.0176403850178488,160.21229402075232,null,"2021-08-01",65.85722827608457,29.665563809619343,10.828526696538033,14.918687974665628,23.078718916670589,19.411980815992429,9.5827420140004804,173.34344850357107,null,"2021-08-01",56.736855767715717,24.139148081401075,9.266832118493987,12.255682900604787,19.534607407933883,16.695474505748898,8.4525387560352172,147.08113953793355]
[null,"2021-09-01",63.616921347146743,27.920516321603333,10.427949041340664,14.101413034030479,22.113046076220957,18.736998307586745,9.3589266331248542,166.27577076105379,null,"2021-09-01",68.349694751728677,30.788301969302996,11.23834867778803,15.483308299735581,23.95216796252884,20.146656609010545,9.9454153885086516,179.90389365860329,null,"2021-09-01",58.884147942564802,25.052730673903675,9.6175494048932997,12.719517768325375,20.273924189913082,17.327340006162942,8.772437877741055,152.6476478635042]
[null,"2021-10-01",61.745114619899283,27.053998239411026,10.135941808542956,13.654720474746751,21.588959725519892,18.288887897194819,9.0891639284450019,161.55678669375973,null,"2021-10-01",66.312078540136312,29.821312975277799,10.917949647127669,14.988201983477268,23.363649232428219,19.649159782646265,9.6551054507814449,174.70745761187499,null,"2021-10-01",57.178150699662247,24.286683503544257,9.3539339699582431,12.321238966016235,19.814270218611565,16.928616011743376,8.5232224061085606,148.40611577564451]
[null,"2021-11-01",63.750736821959073,27.932773829309475,10.465180324904026,14.098256950719968,22.290218395317922,18.882952704482019,9.3844007109057692,166.80451973759824,null,"2021-11-01",68.466046150425072,30.789977261772055,11.272589562334709,15.475052981358978,24.122553866586813,20.287409324403448,9.9687253051541003,180.38235445203514,null,"2021-11-01",59.035427493493074,25.075570396846892,9.6577710874733409,12.721460920080959,20.457882924049027,17.478496084560586,8.8000761166574364,153.22668502316131]
[null,"2021-12-01",61.934978778204815,27.137188377386245,10.167109489937017,13.696708282621023,21.655345053204698,18.345125614596775,9.1171128029365089,162.05356839888708,null,"2021-12-01",66.515985959452308,29.913012513329871,10.951521976419386,15.034290202304366,23.435491670874857,19.709580290511685,9.6847945764887786,175.24467718938126,null,"2021-12-01",57.353971596957329,24.361364241442622,9.382697003454652,12.359126362937678,19.875198435534539,16.980670938681861,8.5494310293842428,148.86245960839292]
[null,"2022-01-01",60.856380967568668,26.62034796056431,10.003057345045807,13.427047046496666,21.396862589952619,18.127522682032843,8.9639636082361438,159.39518219989705,null,"2022-01-01",65.331537418311441,29.33203270512147,10.769344857821284,14.733722220631133,23.135876371014874,19.460449678886828,9.5185282815422703,172.2814915333293,null,"2022-01-01",56.381224516825895,23.908663216007152,9.236769832270328,12.120371872362195,19.65784880889036,16.794595685178859,8.4093989349300191,146.5088728664648]
[null,"2022-02-01",69.926410233638094,30.587842103930161,11.493912066066541,15.42821286891907,24.585848967508639,20.829246948794545,10.299951896958259,183.1514250858153,null,"2022-02-01",75.06854357872011,33.703676086454564,12.374406997301573,16.929634787474011,26.584045198094771,22.360833259245283,10.937168836745613,197.95830874403595,null,"2022-02-01",64.78427688855605,27.472008121405757,10.61341713483151,13.926790950364127,22.587652736922507,19.297660638343807,9.6627349571709011,168.34454142759463]
[null,"2022-03-01",62.438635595596935,27.312472074595544,10.263134982377963,13.776147781576432,21.953177052297647,18.598834912604346,9.1970250009628511,163.5394274000117,null,"2022-03-01",67.03014528478009,30.094660120016346,11.049345828486974,15.116796268102016,23.737404869415663,19.9664177643755,9.7660082530100798,176.76077838818668,null,"2022-03-01",57.847125906413787,24.530284029174737,9.4769241362689538,12.43549929505085,20.168949235179632,17.231252060833189,8.6280417489156207,150.31807641183676]
[null,"2022-04-01",64.663844267710573,28.238960715221786,10.641033454610234,14.234236077340158,22.855290803848561,19.370075899349935,9.5308676581982272,169.53430887627945,null,"2022-04-01",69.391394906357604,31.10358167027529,11.450538789291366,15.614606377680905,24.6923831606783,20.778178598016712,10.116709204592501,183.14739270689267,null,"2022-04-01",59.936293629063542,25.374339760168287,9.8315281199290983,12.85386577699941,21.018198447018815,17.961973200683154,8.9450261118039514,155.92122504566626]
[null,"2022-05-01",62.282845811038769,27.19916911850515,10.24921814391007,13.710114839021321,22.013732236661397,18.656847025560296,9.1799299519436577,163.29185712664065,null,"2022-05-01",66.836322499985968,29.958311375993226,11.028916544370533,15.039658288716753,23.783180701979425,20.013101734205311,9.7442001266755209,176.40369127192673,null,"2022-05-01",57.72936912209159,24.440026861017081,9.4695197434496077,12.380571389325889,20.244283771343362,17.300592316915278,8.6156597772117927,150.1800229813546]
[null,"2022-06-01",64.77124839421603,28.285864528989553,10.658707796682693,14.257878589004479,22.893252551601336,19.402248840904427,9.5466980581266618,169.81589875952517,null,"2022-06-01",69.506651310323576,31.155243507865034,11.469557688192415,15.640541630645115,24.733396247276296,20.812690343304464,10.13351266450946,183.45159339211637,null,"2022-06-01",60.03584547810847,25.416485550114068,9.8478579051729689,12.875215547363842,21.053108855926375,17.991807338504387,8.9598834517438615,156.18020412693397]
[null,"2022-07-01",63.075278801126309,27.499633356458151,10.38983474539547,13.852711030494856,22.404564330986116,19.000060461169706,9.3027474735554474,165.52483019918608,null,"2022-07-01",67.659887256977413,30.277639655530834,11.174863883337778,15.191344465621642,24.186110378203377,20.365587778051491,9.8708755197008688,178.7263089374234,null,"2022-07-01",58.490670345275213,24.721627057385469,9.6048056074531587,12.514077595368068,20.623018283768854,17.634533144287918,8.7346194274100295,152.32335146094871]
[null,"2022-08-01",62.741995667676832,27.354328188602302,10.334935952305939,13.779514763640924,22.286180971519016,18.89966614176933,9.2535927351760705,164.65021442069042,null,"2022-08-01",67.302379535054499,30.11765579482265,11.1158170789209,15.111075000610223,24.058313516960517,20.257978156053468,9.8187188525307061,177.78193793495296,null,"2022-08-01",58.18161180029918,24.591000582381962,9.5540548256909723,12.447954526671626,20.514048426077515,17.541354127485192,8.6884666178214349,151.51849090642787]
[null,"2022-09-01",64.91581638223677,28.302073070104196,10.693010279041882,14.256933346059698,23.058329854078035,19.554482510296335,9.5742017843107661,170.35484722612767,null,"2022-09-01",69.634203781567081,31.161141634634728,11.500946578999363,15.634628124893743,24.891861441663988,20.959855934758213,10.15890781536071,183.94154531187783,null,"2022-09-01",60.197428982906473,25.443004505573661,9.8850739790843996,12.879238567225654,21.224798266492087,18.149109085834461,8.9894957532608259,156.76814914037757]
[null,"2022-10-01",63.34014421906349,27.569468665479409,10.442105118666204,13.879113775217842,22.60391147074046,19.1861900546957,9.3479421506911891,166.36887545455428,null,"2022-10-01",67.917204034143552,30.342900926918709,11.225841691929501,15.215543126174044,24.38252417015779,20.549469006144008,9.9151347637295952,179.54861771919721,null,"2022-10-01",58.763084403983434,24.796036404040105,9.6583685454029027,12.542684424261642,20.825298771323126,17.822911103247396,8.7807495376527847,153.18913318991139]
[null,"2022-11-01",65.232725165922957,28.393234568677673,10.754111500027481,14.293816750939301,23.279308293742108,19.7594665792132,9.6272553323213934,171.33991819084412,null,"2022-11-01",69.94654589788216,31.249535998163893,11.561265842924914,15.670178134852295,25.11106530705802,21.163479820116894,10.211395458597586,184.91346645959578,null,"2022-11-01",60.518904433963748,25.536933139191454,9.9469571571300435,12.917455367026312,21.44755128042619,18.355453338309498,9.0431152060452007,157.76636992209245]
[null,"2022-12-01",63.274992717140115,27.541110784187357,10.431364397436237,13.864837756131219,22.580661148218798,19.166455191227005,9.3383268825461716,166.19774887688692,null,"2022-12-01",67.847344580809221,30.311690300664626,11.214294821368966,15.199892459452768,24.357444371398969,20.528331877613834,9.9049360827888702,179.36393449409724,null,"2022-12-01",58.702640853471003,24.770531267710091,9.6484339735035078,12.52978305280967,20.803877925038623,17.804578504840176,8.771717682303473,153.03156325967655]
[null,"2023-01-01",62.287819362702692,27.066699297389512,10.275552405946822,13.617508421191298,22.326204297092225,18.972033995151413,9.1987454387828258,163.74456321825679,null,"2023-01-01",66.762598188263425,29.77815522303128,11.041775257416113,14.924073334722385,24.065071335710311,20.304848516205872,9.7532633164991172,176.62978517184851,null,"2023-01-01",57.813040537141944,24.355243371747743,9.5093295544775298,12.310943507660209,20.587337258474136,17.639219474096958,8.6442275610665309,150.85934126466506]
[null,"2023-02-01",71.670909651970746,31.144049988718226,11.823470393501831,15.668861516198119,25.689442774207713,21.829997394238767,10.584452305441491,188.41118402427691,null,"2023-02-01",76.819772980317637,34.263961950001885,12.705117709506826,17.172248483830412,27.690254228143626,23.363588232683295,11.22250322969659,203.23744681418029,null,"2023-02-01",66.52204632362384,28.024138027434567,10.941823077496831,14.165474548565825,23.688631320271792,20.296406555794231,9.9464013811863943,173.58492123437347]
[null,"2023-03-01",63.833326758097911,27.738287809574654,10.530513045083781,13.955390854500722,22.880169971365326,19.442774810052274,9.4269879627538877,167.80745121142854,null,"2023-03-01",68.41913537790127,30.517021338257329,11.315747688835778,15.294374718592076,24.662182393708349,20.808659596209207,9.9952647340975069,181.01238584760151,null,"2023-03-01",59.247518138294559,24.959554280891979,9.7452784013317792,12.616406990409368,21.098157549022304,18.076890023895338,8.8587111914102703,154.60251657525561]
[null,"2023-04-01",66.430823285585106,28.819483870406618,10.964763086927611,14.490418518501313,23.909614728500575,20.345478994525877,9.8171843160142931,174.77776680046139,null,"2023-04-01",71.175380878707287,31.694410051547571,11.777180547025608,15.875754581591343,25.753315866169984,21.758647220845983,10.405133376694659,188.43982252258243,null,"2023-04-01",61.686265692462932,25.944557689265661,10.152345626829616,13.105082455411283,22.065913590831165,18.932310768205774,9.2292352553339239,161.11571107834035]
[null,"2023-05-01",63.726937248644646,27.64646513941744,10.518472218581003,13.900625432042592,22.936438871036124,19.517371591255127,9.4176025212798304,167.66391302225674,null,"2023-05-01",68.278380525354507,30.404375267257301,11.297822434922558,15.229575157402676,24.705097166905961,20.873020647316444,9.981620714074193,180.76989191323364,null,"2023-05-01",59.175493971934785,24.888555011577576,9.7391220022394513,12.571675706682505,21.167780575166287,18.16172253519381,8.8535843284854678,154.55793413127986]
[null,"2023-06-01",66.093941557482083,28.673335485528685,10.909158953872016,14.416935201721344,23.788365104762093,20.24230369451049,9.7673997453298806,173.89143974320658,null,"2023-06-01",70.81443871175972,31.533682438953193,11.71745651022108,15.795245995759222,25.62271652802719,21.648305510260357,10.352367218762007,187.48421291374277,null,"2023-06-01",61.373444403204452,25.812988532104171,10.100861397522952,13.038624407683466,21.954013681496996,18.836301878760615,9.182432271897758,160.29866657267044]
[null,"2023-07-01",64.830944102006384,28.079200206033722,10.704717071281159,14.109626611147744,23.424213528434539,19.964269391232861,9.5872614326622543,170.70023234279867,null,"2023-07-01",69.434178569247038,30.868492785595794,11.492935568097895,15.453698548133348,25.212997510425517,21.335344472466154,10.157697627815409,183.95534508178116,null,"2023-07-01",60.227709634765745,25.289907626471646,9.9164985744644234,12.765554674162139,21.635429546443564,18.593194309999571,9.0168252375090994,157.44511960381618]
[null,"2023-08-01",64.147116668123758,27.783024858160385,10.591805261856079,13.960800307718289,23.177138307646992,19.753689161432913,9.4861363839024531,168.89971094884086,null,"2023-08-01",68.701796883118121,30.542896382492586,11.371709743822608,15.290695168057033,24.947054454576822,21.110302340754288,10.050555700465784,182.01501067328724,null,"2023-08-01",59.592436453129402,25.02315333382818,9.8119007798895499,12.630905447379545,21.407222160717168,18.397075982111538,8.9217170673391202,155.78441122439455]
[null,"2023-09-01",66.264670537532183,28.700167433666088,10.941450255758186,14.421658850505102,23.942236436049086,20.40577616224537,9.7992822562164683,174.47524193197245,null,"2023-09-01",70.969704832556033,31.551144792975343,11.74710008434881,15.79545473326994,25.770579102830929,21.807172359672215,10.382333560776098,188.0234894664294,null,"2023-09-01",61.55963624250834,25.849190074356834,10.13580042716756,13.047862967740263,22.113893769267243,19.004379964818519,9.2162309516568417,160.92699439751561]
[null,"2023-10-01",64.809821231058351,28.024045313813176,10.703693415611269,14.073458408982178,23.501532286941117,20.066414850853359,9.5907096403517524,170.7696751476112,null,"2023-10-01",69.384636274514875,30.796117374098944,11.487045613382206,15.409232321992386,25.279272684164855,21.429025196246943,10.157624079642323,183.94295354404255,null,"2023-10-01",60.235006187601833,25.251973253527407,9.9203412178403294,12.737684495971971,21.723791889717379,18.703804505459772,9.0237952010611835,157.59639675117987]
[null,"2023-11-01",66.719221881485552,28.849678363455862,11.019041286991406,14.488084928997838,24.193924893221233,20.657603421353535,9.8732672354430715,175.80082201094851,null,"2023-11-01",71.428818269090783,31.70342008575274,11.82547228929422,15.863212870917218,26.024040356542564,22.060358439735765,10.456883877865151,189.36220618919845,null,"2023-11-01",62.009625493880314,25.995936641158991,10.212610284688592,13.112956987078457,22.363809429899909,19.254848402971302,9.2896505930209905,162.23943783269854]
[null,"2023-12-01",64.864641464278193,28.047749818326306,10.712747274397048,14.085362627471527,23.521411364780271,20.083388289772255,9.5988220672839848,170.91412290630956,null,"2023-12-01",69.443326174752102,30.822166671946796,11.496762080849191,15.422266422281272,25.300655486922992,21.44715121691199,10.16621603855269,184.09854409221703,null,"2023-12-01",60.2859567538043,25.273332964705816,9.9287324679449025,12.748458832661784,21.742167242637542,18.719625362632517,9.0314280960152775,157.72970172040212]
[null,"2024-01-01",63.832389377143848,27.556281093896171,10.543191205973059,13.830359813965931,23.225570241683879,19.870648320339296,9.4525999817991568,168.31104003480132,null,"2024-01-01",68.311826434876707,30.270559637530578,11.310211693275731,15.138284857897299,24.966247435998614,21.204850297561634,10.007695111066575,181.20967546820717,null,"2024-01-01",59.352952319410996,24.842002550261768,9.7761707186703841,12.522434770034566,21.484893047369145,18.536446343116953,8.8975048525317408,155.41240460139554]
[null,"2024-02-01",70.94004404572631,30.624637642616136,11.717162021230124,15.370352636717897,25.811707692742598,22.083219519379995,10.505134863329602,187.05225842174264,null,"2024-02-01",75.918260673308964,33.641147620021748,12.569589255807516,16.823913456395164,27.746207059584314,23.565983175160333,11.122039123126884,201.38714036340494,null,"2024-02-01",65.96182741814367,27.608127665210521,10.864734786652731,13.916791817040631,23.877208325900888,20.600455863599652,9.8882306035323229,172.71737648008042]
[null,"2024-03-01",65.189827483305734,28.14228369204357,10.767399161263279,14.124471590394743,23.719477400589167,20.29321083895039,9.6536157912150866,171.89028595776196,null,"2024-03-01",69.764522741705235,30.914283169545861,11.550730848065628,15.460210528055608,25.497171250196704,21.655785506320637,10.220515386653439,185.06321943054309,null,"2024-03-01",60.615132224906212,25.370284214541286,9.9840674744609306,12.788732652733877,21.941783550981629,18.930636171580144,9.0867161957767326,158.71735248498084]
[null,"2024-04-01",68.059108257087871,29.333046224156494,11.240736494425017,14.713501428383999,24.841782902968134,21.300150695195111,10.085537965010406,179.57386396722703,null,"2024-04-01",72.807167577541506,32.210094248564573,12.053753560359537,16.099859940682443,26.686844786826853,22.714361912290414,10.673920962312867,193.2460029885782,null,"2024-04-01",63.311048936634243,26.455998199748421,10.427719428490494,13.327142916085554,22.996721019109415,19.885939478099807,9.4971549677079459,165.90172494587588]
[null,"2024-05-01",65.272596881875586,28.132077403576517,10.780512419946092,14.111093607456894,23.824697719039563,20.428068857424105,9.6726106289883358,172.2216575183071,null,"2024-05-01",69.826258690439261,30.891331832794339,11.560242518706279,15.440691109163643,25.594218120516199,21.784378704015062,10.236903743879003,185.33402471951376,null,"2024-05-01",60.718935073311911,25.372822974358694,10.000782321185905,12.781496105750145,22.055177317562922,19.071759010833144,9.1083175140976707,159.10929031710043]
[null,"2024-06-01",67.580974964974061,29.12697379214778,11.161767338297356,14.610135177243881,24.667262787357661,21.150511485466655,10.014684385034986,178.31230993052239,null,"2024-06-01",72.295677909004638,31.983809790881299,11.969072743643974,15.986754153181796,26.499362621973084,22.554787493560692,10.598933835678837,191.88839854792434,null,"2024-06-01",62.866272020943477,26.270137793414261,10.354461932950738,13.233516201305969,22.835162952742234,19.746235477372618,9.4304349343911351,164.73622131312044]
[null,"2024-07-01",66.359268341482192,28.553947736964048,10.957923338651593,14.314438112873157,24.292649805064087,20.87884505480973,9.8405435874330838,175.19761597727788,null,"2024-07-01",70.961592505569584,31.342688725715668,11.745985962942564,15.658244255680529,26.081080049762107,22.249649001913596,10.410866977151088,188.45010747873516,null,"2024-07-01",61.7569441773948,25.765206748212432,10.169860714360622,12.970631970065782,22.504219560366067,19.508041107705854,9.2702201977150782,161.94512447582065]
[null,"2024-08-01",65.606574269747782,28.230068530285212,10.833630769705843,14.152073563397954,24.017105273727505,20.642022327703305,9.7289251352405532,173.21039986980816,null,"2024-08-01",70.156695596144402,30.987177633057708,11.612754626582941,15.480637300094903,25.785249869162978,21.997277640377007,10.292779510981443,186.31257217640137,null,"2024-08-01",61.056452943351154,25.472959427512723,10.054506912828744,12.823509826701004,22.24896067829204,19.2867670150296,9.1650707594996632,160.10822756321491]
[null,"2024-09-01",67.921695968395682,29.226249857175766,11.215927421363981,14.651471267853189,24.864619751915356,21.370437038069863,10.072238986570577,179.32264029134438,null,"2024-09-01",72.6323817615622,32.080651695934186,12.022544964156976,16.026917299032053,26.695158550444088,22.773516536299702,10.655990628929718,192.88716143635892,null,"2024-09-01",63.211010175229163,26.371848018417335,10.409309878570985,13.276025236674325,23.034080953386628,19.967357539840027,9.4884873442114372,165.75811914632993]
[null,"2024-10-01",66.459994437618946,28.550969813088141,10.97101923113062,14.304808200164123,24.396063938957266,21.021125333251803,9.8624402571396512,175.56642121135053,null,"2024-10-01",71.042259114153197,31.327555918098781,11.755647040350022,15.642757288658412,26.176699210299628,22.385954554600961,10.430277860431184,188.76115098659218,null,"2024-10-01",61.87772976108468,25.774383708077501,10.186391421911217,12.96685911166983,22.615428667614903,19.656296111902645,9.2946026538481163,162.3716914361089]
[null,"2024-11-01",68.031331641439536,29.226010511663187,11.230410927256743,14.643021850475723,24.972868725332194,21.518135249996803,10.095621427671459,179.71740033383566,null,"2024-11-01",72.721936425807385,32.068244426056502,12.033589969864163,16.01260454347689,26.795604187503212,22.915233612361018,10.676884616675579,193.22409778174475,null,"2024-11-01",63.340726857071679,26.383776597269868,10.427231884649323,13.273439157474554,23.150133263161173,20.121036887632588,9.514358238667338,166.21070288592654]
[null,"2024-12-01",66.566587844858958,28.596761949818465,10.988615355395114,14.327751299375509,24.435192133301911,21.05484055384807,9.8782583612428105,175.84800749784083,null,"2024-12-01",71.156201893130017,31.37780134700785,11.774501608168533,15.66784628862202,26.218683317923077,22.421858788275475,10.447006704076321,189.06389994720331,null,"2024-12-01",61.976973796587899,25.815722552629079,10.202729102621696,12.987656310128997,22.651700948680737,19.687822319420661,9.3095100184093003,162.63211504847837]
[null,"2025-01-01",65.35738061328496,28.0319601891761,10.784107766117101,14.036879977603016,24.05213975276768,20.780839051952313,9.7056990974108892,172.74900644831209,null,"2025-01-01",69.837168662469963,30.746451413233356,11.551188354193867,15.344907505508274,25.792953339849696,22.115145572107931,10.260837721796777,185.64865256915988,null,"2025-01-01",60.877592564099956,25.317468965118842,10.017027178040337,12.728852449697758,22.311326165685667,19.446532531796695,9.150560473025001,159.84936032746424]
[null,"2025-02-01",74.955484399764131,32.148613284962423,12.367815445533012,16.09827579241631,27.584333538193665,23.832623687737037,11.131036318443142,198.11818246704971,null,"2025-02-01",80.093154852344696,35.261743013982837,13.247546189229045,17.59839461667708,29.580795520681686,25.362880724012737,11.767700213314793,212.91221513024286,null,"2025-02-01",69.817813947183552,29.035483555941997,11.488084701836978,14.598156968155541,25.58787155570564,22.302366651461345,10.494372423571493,183.32414980385653]
[null,"2025-03-01",66.978568961121638,28.727292327632036,11.051607315336954,14.385064467956449,24.64875253531546,21.296307294607779,9.9464487439953029,177.0340416459656,null,"2025-03-01",71.569478051541282,31.509116445104727,11.837715320050867,15.725537589105976,26.432746964050718,22.66371125781605,10.515357569402763,190.2536631970724,null,"2025-03-01",62.387659870701988,25.945468210159337,10.265499310623039,13.04459134680692,22.864758106580201,19.928903331399507,9.3775399185878427,163.81442009485886]
[null,"2025-04-01",69.729882205783781,29.859230295803378,11.498913439114482,14.943610757334765,25.721414952592326,22.286476553729131,10.362407352978725,184.40193555733657,null,"2025-04-01",74.481306472081897,32.738317281846243,12.312506689593649,16.330951780802526,27.567784430333067,23.701690021183371,10.95120733684098,198.08376401268174,null,"2025-04-01",64.978457939485665,26.980143309760514,10.685320188635311,13.556269733867003,23.875045474851582,20.871263086274887,9.7736073691164691,170.72010710199143]
[null,"2025-05-01",66.546758630711636,28.496175936876085,10.973995551719524,14.261444687442443,24.547249161257909,21.269113456597964,9.8893702260490635,175.98410765065464,null,"2025-05-01",71.081283482887855,31.243834482628309,11.750448801754162,15.585454499401308,26.30933307838999,22.619723353681625,10.451291875252689,189.04136957399592,null,"2025-05-01",62.012233778535425,25.748517391123865,10.197542301684885,12.937434875483579,22.785165244125821,19.918503559514292,9.3274485768454412,162.92684572731332]
[null,"2025-06-01",69.431800542480858,29.731587902758001,11.449757824108675,14.879729732308045,25.611460914107834,22.191206207786305,10.318110080103907,183.61365320365363,null,"2025-06-01",74.162913395600668,32.598367352771184,12.259873121927045,16.261140143149454,27.449937521997278,23.600369913345602,10.904393058731241,197.2369945075225,null,"2025-06-01",64.700687689361047,26.864808452744821,10.639642526290306,13.498319321466633,23.772984306218394,20.782042502227007,9.731827101476572,169.99031189978479]
[null,"2025-07-01",67.846796289438615,29.006307966188931,11.180496355923843,14.508825311261484,25.080905474045537,21.796498225122448,10.089782630224768,179.50961225220561,null,"2025-07-01",72.442749635232204,31.791188609281622,11.967468095782404,15.850771275504139,26.866860064332027,23.165404621651419,10.659316543461966,192.74375884524576,null,"2025-07-01",63.250842943645026,26.221427323096243,10.39352461606528,13.166879347018831,23.294950883759046,20.427591828593471,9.5202487169875702,166.27546565916549]
[null,"2025-08-01",66.962632708591741,28.62830454493491,11.034794742371934,14.319749693212243,24.75405697997352,21.512451358142428,9.9582949428437981,177.17028497007055,null,"2025-08-01",71.498692665310841,31.376893274830639,11.811510850578113,15.644207731510891,26.51673742774868,22.863518486679496,10.520406823329541,190.23196725998821,null,"2025-08-01",62.426572751872669,25.879715815039177,10.258078634165752,12.995291654913595,22.991376532198363,20.161384229605353,9.3961830623580553,164.10860268015298]
[null,"2025-09-01",69.852190035368665,29.863667071838712,11.510965865094366,14.937672495377154,25.822238797513648,22.440752097292975,10.388013174495818,184.81549953698132,null,"2025-09-01",74.583989089438901,32.730862319750685,12.32119866209413,16.319283266084476,27.660982058183279,23.850120188058053,10.974381187648781,198.44081677125828,null,"2025-09-01",65.120390981298414,26.99647182392674,10.700733068094602,13.556061724669833,23.983495536844014,21.03138400652789,9.8016451613428561,171.19018230270436]
[null,"2025-10-01",67.968538325984412,29.011980556896262,11.191321452802123,14.503847329098685,25.175842775235623,21.947279592796487,10.115144134959117,179.91395416777272,null,"2025-10-01",72.545688436924522,31.785467532379393,11.975073487556157,15.840303045023342,26.954490562978187,23.310585438899963,10.682347937526801,193.09395644128836,null,"2025-10-01",63.391388215044316,26.238493581413131,10.407569418048086,13.167391613174027,23.397194987493062,20.583973746693015,9.547940332391434,166.73395189425707]
[null,"2025-11-01",69.785993026499952,29.787750666612432,11.490573434385485,14.891675082248302,25.849035916036176,22.534142094799233,10.38561951529322,184.72478973587479,null,"2025-11-01",74.485534514229656,32.635399703904724,12.295282721637298,16.263867151826595,27.675244117199579,23.933902257550766,10.967990147139808,198.25722061348841,null,"2025-11-01",65.086451538770262,26.940101629320132,10.685864147133675,13.519483012670008,24.022827714872768,21.134381932047702,9.8032488834466314,171.1923588582612]
[null,"2025-12-01",68.101145841918836,29.068583314123966,11.213155868760312,14.532144526790052,25.224961176987435,21.990099025139735,10.13487891475712,180.26496866847742,null,"2025-12-01",72.68722603317579,31.847481399325702,11.998437014085164,15.871207685467047,27.007079130054485,23.356064698954135,10.703189339434674,193.470685300497,null,"2025-12-01",63.51506565066186,26.289685228922231,10.427874723435457,13.193081368113058,23.442843223920388,20.624133351325334,9.5665684900795682,167.05925203645788]
[null,"2026-01-01",66.901108166709491,28.510964395190481,11.00518410155949,14.24581432060292,24.825601297304654,21.712091806365155,9.9634537595537918,177.16421784728598,null,"2026-01-01",71.37990506757356,31.22485504096381,11.772094973875474,15.553552448814758,26.566029731239926,23.046103112628391,10.518469560111988,190.06100993520789,null,"2026-01-01",62.422311265845408,25.797073749417148,10.2382732292435,12.93807619239108,23.085172863369387,20.378080500101923,9.4084379589955969,164.26742575936404]
[null,"2026-02-01",76.684636237948666,32.68036947893539,12.61456742176493,16.329103045148045,28.456063838707397,24.887238907719119,11.420495835750575,203.07247476597414,null,"2026-02-01",81.818406373273859,35.791135842358031,13.493630308495165,17.828083038222697,30.451010185813224,26.416334233063989,12.056676400444092,217.85527638167108,null,"2026-02-01",71.550866102623473,29.569603115512756,11.735504535034694,14.830123052073391,26.461117491601573,23.358143582374254,10.784315271057062,188.28967315027722]
[null,"2026-03-01",68.643188134498175,29.25337930125497,11.29175500136251,14.616770025714972,25.472050719346722,22.277466599565955,10.222898388800525,181.77750817054383,null,"2026-03-01",73.238611240437152,32.037938649809568,12.078635947483729,15.958561168274413,27.257799262219098,23.646215063958969,10.792366594325605,195.01012792650855,null,"2026-03-01",64.047765028559184,26.468819952700368,10.504874055241292,13.274978883155534,23.686302176474346,20.908718135172936,9.653430183275443,168.54488841457911]
[null,"2026-04-01",71.290381394003418,30.333438793896867,11.714822132628688,15.148513270172364,26.498353350564877,23.252762422894641,10.624794197537293,188.86306556169816,null,"2026-04-01",76.034984921173674,33.208392808401591,12.527247458080183,16.533862745280704,28.342072337876751,24.665944330687875,11.212748950398625,202.5252535518994,null,"2026-04-01",66.545777866833177,27.458484779392148,10.902396807177194,13.763163795064024,24.654634363253006,21.839580515101407,10.036839444675961,175.2008775714969]
[null,"2026-05-01",67.980109931791432,28.924947005429075,11.170860371837882,14.445112752561874,25.267938515116082,22.173052168004936,10.131446394702538,180.09346713944382,null,"2026-05-01",72.50440427631473,31.666406458068721,11.945561837247768,15.766135417475491,27.026046930164274,23.52061490461675,10.692100271885955,193.12127009577367,null,"2026-05-01",63.455815587268127,26.183487552789426,10.396158906427999,13.124090087648256,23.509830100067894,20.82548943139313,9.57079251751912,167.06566418311394]
[null,"2026-06-01",71.349005009812075,30.358382633826412,11.724455483138826,15.160970218847034,26.520143517148494,23.271883670166915,10.633531194603417,189.01837172754315,null,"2026-06-01",76.097510126634418,33.235700784927381,12.537548883430448,16.547458896661286,28.365378634286831,24.686227667874807,11.22196943531922,202.69179442913438,null,"2026-06-01",66.600499892989717,27.481064482725447,10.911362082847203,13.774481541032781,24.67490840001016,21.857539672459019,10.045092953887615,175.34494902595193]
[null,"2026-07-01",69.254064917395738,29.420589201765374,11.366906667818572,14.685058596177491,25.780373678117051,22.700923523439126,10.328758233506239,183.53667481821961,null,"2026-07-01",73.836069422543758,32.197017658035271,12.15148992751514,16.022931718726191,27.560907848720003,24.065675252645079,10.896563596168555,196.73065542435404,null,"2026-07-01",64.672060412247745,26.644160745495476,10.582323408122001,13.347185473628789,23.999839507514103,21.336171794233174,9.7609528708439246,170.34269421208521]
[null,"2026-08-01",68.802655629151857,29.228821003795684,11.29281531658056,14.589338989586496,25.612332998532665,22.552955202122281,10.26143370305172,182.34035284282126,null,"2026-08-01",73.354793881757629,31.987152246641362,12.072284534650114,15.918491636958313,27.381261357063725,23.908811257010122,10.825538017769398,195.44833293185064,null,"2026-08-01",64.250517376546085,26.470489760950009,10.513346098511006,13.260186342214677,23.843404640001605,21.197099147234439,9.6973293883340457,169.23237275379188]
[null,"2026-09-01",71.484855435234167,30.368276120920239,11.733053949454233,15.158089161377218,26.610803100795298,23.432158650253218,10.661464998890109,189.44870141692448,null,"2026-09-01",76.214454052221953,33.234138031834149,12.542909962429235,16.539057439126012,28.448691287356823,24.840871340022964,11.247560332264118,203.06768244525526,null,"2026-09-01",66.755256818246394,27.502414210006325,10.923197936479228,13.777120883628424,24.772914914233773,22.023445960483468,10.075369665516099,175.8297203885937]
[null,"2026-10-01",69.454939415856998,29.459657746301787,11.38534382141556,14.697091119422055,25.890522488249918,22.878907092041775,10.366196912089269,184.13265859537736,null,"2026-10-01",74.023246652470505,32.227786453828621,12.167581678006643,16.030964855369536,27.665733998291934,24.239579084770639,10.932304899177428,197.28719762191531,null,"2026-10-01",64.886632179243492,26.691529038774956,10.603105964824474,13.363217383474575,24.115310978207905,21.518235099312914,9.8000889250011074,170.97811956883945]
[null,"2026-11-01",71.601087061154516,30.36995693647086,11.737149309099207,15.151229122621718,26.690535911931555,23.585862032835461,10.686510906755164,189.82233128086847,null,"2026-11-01",76.310554334783575,33.223620423201353,12.543558203029102,16.526319365294338,28.520601202485427,24.988578594572338,11.270111549278511,203.38334367264466,null,"2026-11-01",66.891619787525485,27.516293449740363,10.930740415169311,13.776138879949096,24.860470621377679,22.183145471098591,10.102910264231816,176.26131888909234]
[null,"2026-12-01",69.713556976574154,29.569351670016754,11.427737492359405,14.751816181266612,25.986926629235679,22.964097392311007,10.404795758792835,184.81828210055644,null,"2026-12-01",74.298874442900285,32.34778758823461,12.212888035191002,16.090656636281111,27.768748192851213,24.329835888223879,10.973011666036921,198.02180244971899,null,"2026-12-01",65.128239510248022,26.790915751798895,10.642586949527807,13.412975726252112,24.205105065620149,21.598358896398135,9.8365798515487519,171.61476175139387]
[null,"2027-01-01",68.442491429973728,28.984927146268625,11.203892755696547,14.45300638789228,25.544534345482631,22.655331310519291,10.222464368939258,181.50664774477238,null,"2027-01-01",72.917777329892075,31.696690329503507,11.970202434241619,15.75971935914645,27.283598429568428,23.988296863857894,10.777045083682271,194.39332982989225,null,"2027-01-01",63.967205530055381,26.273163963033742,10.437583077151475,13.146293416638111,23.805470261396835,21.322365757180687,9.6678836541962472,168.61996565965248]
[null,"2027-02-01",78.636836818656349,33.30216271471933,12.872685782703595,16.605747118754753,29.349331635443235,26.029788719200418,11.745075985249153,208.54162877472683,null,"2027-02-01",83.778705848786245,36.417836537742865,13.753135454907016,18.107091861508156,31.347425155129905,27.56129630334533,12.382260170933565,223.34775133235308,null,"2027-02-01",73.494967788526452,30.186488891695802,11.992236110500173,15.104402376001355,27.351238115756566,24.49828113505551,11.107891799564742,193.73550621710061]
[null,"2027-03-01",70.221623701562464,29.738377498501002,11.495132988958272,14.828705891942136,26.2085532096009,23.244246620525495,10.48819280567441,186.22483271676467,null,"2027-03-01",74.813242677655836,32.520631765438409,12.28136254842301,16.169386288523601,27.992823494830375,24.611862023443102,11.0571896006358,199.44649839895015,null,"2027-03-01",65.630004725469107,26.956123231563602,10.708903429493533,13.488025495360667,24.424282924371422,21.876631217607883,9.919196010713021,173.00316703457926]
[null,"2027-04-01",72.821459018642216,30.791516024031296,11.903062250731299,15.346271477935753,27.208795642912399,24.221172133304496,10.884346837818844,193.1766233853763,null,"2027-04-01",77.55513120663629,33.659846282247742,12.713615787162492,16.728429174236183,29.04826679002425,25.631098137698583,11.470946971103015,206.80733434910857,null,"2027-04-01",68.087786830648156,27.923185765814853,11.092508714300102,13.964113781635321,25.369324495800548,22.811246128910412,10.297746704534676,179.54591242164406]
[null,"2027-05-01",69.896687512088988,29.554818079163024,11.424992492437168,14.72991006255946,26.115992624455334,23.24836281218564,10.44719235165913,185.41795593454876,null,"2027-05-01",74.440238412712745,32.307945885744047,12.202991285804465,16.056555338452771,27.881583999440917,24.601661121123296,11.010232515413843,198.50120855869207,null,"2027-05-01",65.353136611465231,26.801690272582004,10.646993699069869,13.403264786666151,24.350401249469748,21.89506450324798,9.8841521879044176,172.33470331040542]
[null,"2027-06-01",72.911697218865825,30.829671960833576,11.91781217375029,15.365288124086133,27.242511978483762,24.251186294103668,10.897834398800052,193.41600214892333,null,"2027-06-01",77.651235233560556,33.701556569150064,12.729370124172883,16.749158549362612,29.084262543886805,25.662859437140671,11.485161429636012,207.06360388690959,null,"2027-06-01",68.172159204171095,27.957787352517084,11.106254223327694,13.981417698809652,25.400761413080712,22.839513151066669,10.310507367964091,179.76840041093698]
[null,"2027-07-01",70.869823458071167,29.920015296264594,11.565763569375711,14.904668293149886,26.505460726047364,23.684629769069183,10.600277151432987,188.05063826341089,null,"2027-07-01",75.449611761841766,32.695100863289795,12.349967345704494,16.241894319814314,28.285133696649968,25.048721401878748,11.167807880793346,201.23823726997242,null,"2027-07-01",66.290035154300583,27.144929729239387,10.781559793046929,13.567442266485457,24.725787755444763,22.320538136259625,10.032746422072631,174.86303925684936]
[null,"2027-08-01",70.541556290649993,29.781426568492272,11.512191255226684,14.835630259707637,26.382688125677049,23.574923183863547,10.551176945102728,187.17959262871992,null,"2027-08-01",75.100131134861769,32.543658011801789,12.292762620188041,16.166662290415033,28.154117697658211,24.932696379931546,11.116078886978356,200.30610702183475,null,"2027-08-01",65.982981446438217,27.019195125182751,10.731619890265325,13.504598229000244,24.61125855369588,22.217149987795544,9.9862750032271013,174.05307823560506]
[null,"2027-09-01",73.12057425965483,30.870243406417913,11.933080014577534,15.378024828713896,27.347246186551445,24.436828615302847,10.936930766913097,194.02292807813157,null,"2027-09-01",77.845811806739718,33.733462762405367,12.742189275244387,16.757719742763012,29.18343969254822,25.844242358796034,11.52248567330258,207.6293513117993,null,"2027-09-01",68.395336712569915,28.007024050430466,11.123970753910678,13.998329914664781,25.511052680554666,23.02941487180966,10.351375860523612,180.41650484446376]
[null,"2027-10-01",71.22338625028658,30.023100244967615,11.604010301480022,14.948859696110812,26.660585358849218,23.915286167089135,10.66082484362858,189.03605286241196,null,"2027-10-01",75.799043336447795,32.795682534198832,12.387506683441375,16.284879472323766,28.438652967843943,25.278147315212404,11.227843629469396,202.21175593893753,null,"2027-10-01",66.647729164125366,27.250517955736406,10.820513919518671,13.612839919897858,24.882517749854497,22.552425018965874,10.093806057787768,175.8603497858864]
[null,"2027-11-01",73.377268546851639,30.931035510477038,11.954929763097391,15.400931493710278,27.466834062311502,24.638513665871162,10.983221223615081,194.75273426593412,null,"2027-11-01",78.091299098694492,33.787464078619493,12.76212003375703,16.777354141723425,29.298672610133135,26.042589401704472,11.567387350925317,208.32688671555738,null,"2027-11-01",68.663237995008771,28.074606942334579,11.147739492437752,14.024508845697131,25.634995514489869,23.234437930037849,10.399055096304842,181.17858181631078]
[null,"2027-12-01",71.190611930179585,30.009284744893311,11.598670572941854,14.94198079384698,26.648317161494486,23.904281253035538,10.655919133518115,188.94906558990988,null,"2027-12-01",75.764163471267224,32.780591196169404,12.381806419374401,16.277385784072912,28.425566570736894,25.266515263783266,11.222676998667392,202.11870570407149,null,"2027-12-01",66.617060389091932,27.237978293617218,10.815534726509309,13.606575803621046,24.871067752252078,22.542047242287815,10.089161268368835,175.77942547574824]
[null,"2028-01-01",69.9495693817356,29.441097694176101,11.376354576213764,14.652156267829037,26.203333922391533,23.597384308347547,10.477672721353123,185.6975688720467,null,"2028-01-01",74.417068768008576,32.148142702639262,12.141330958763449,15.956595699781184,27.9393722229802,24.928030645729454,11.031288525607872,198.56182952351,null,"2028-01-01",65.482069995462609,26.734052685712946,10.611378193664075,13.34771683587689,24.467295621802865,22.266737970965643,9.9240569170983726,172.8333082205834]
[null,"2028-02-01",77.956421107842075,32.811104199929304,12.678561081278263,16.329330891507013,29.202726360410274,26.298483957007068,11.677010653752893,206.95363825172691,null,"2028-02-01",82.935297554596275,35.828013989408831,13.531101297646886,17.783084367986426,31.137482128261649,27.781444140170638,12.293996678826392,221.29042015689708,null,"2028-02-01",72.977544661087876,29.794194410449766,11.826020864909635,14.875577415027601,27.267970592558903,24.815523773843498,11.060024628679393,192.61685634655666]
[null,"2028-03-01",71.805230227057308,30.222127409115839,11.678152799364636,15.040856769148277,26.898470450127881,24.223388764129709,10.755630215458686,190.62385663440236,null,"2028-03-01",76.391245906723938,33.000986404042798,12.463422898276555,16.379901091457324,28.680563334452447,25.58933522314317,11.323932645812597,203.82938750390881,null,"2028-03-01",67.219214547390678,27.443268414188879,10.892882700452715,13.701812446839231,25.116377565803312,22.857442305116244,10.187327785104776,177.41832576489583]
[null,"2028-04-01",74.620163088972703,31.359209379603286,12.113466539729314,15.599503826329205,27.970873744594815,25.289412066878942,11.185272982625236,198.13790162873352,null,"2028-04-01",79.358067677650325,34.230104226676637,12.924744796252105,16.982897316944559,29.811989572333303,26.700598693375238,11.772397598109798,211.78079988134195,null,"2028-04-01",69.882258500295066,28.488314532529934,11.302188283206524,14.216110335713854,26.129757916856324,23.878225440382653,10.598148367140674,184.49500337612506]
[null,"2028-05-01",71.666984729224524,30.118132776644991,11.634062237114641,14.982135608200343,26.863894402465871,24.288554639676434,10.742603002384383,190.29636739571117,null,"2028-05-01",76.21738132110039,32.875408674301404,12.413233228097946,16.310779718080219,28.632145964097298,25.643891940274496,11.306491489225577,203.39933233517735,null,"2028-05-01",67.116588137348657,27.360856878988571,10.854891246131336,13.65349149832047,25.09564284083444,22.933217339078368,10.178714515543188,177.19340245624502]
[null,"2028-06-01",74.467819357495287,31.295186751196887,12.088735815252221,15.567656045197108,27.91376870619046,25.237781472122077,11.162437248244236,197.73338539569826,null,"2028-06-01",79.196051090545922,34.160220409878562,12.898357774713348,16.948225214372549,29.751125731432825,26.646087035007785,11.748363196357106,211.34843045230809,null,"2028-06-01",69.739587624444638,28.430153092515216,11.279113855791094,14.187086876021665,26.076411680948087,23.829475909236365,10.576511300131367,184.11834033908843]
[null,"2028-07-01",72.818715667708304,30.555933431262375,11.798108838906462,15.192962628052213,27.310357223051703,24.791725200991262,10.923033364459457,193.39083635443177,null,"2028-07-01",77.415201902764963,33.341136974280708,12.585171826164411,16.535064187563606,29.096518890293478,26.16079031878348,11.492633313725415,206.62651741357604,null,"2028-07-01",68.222229432651645,27.770729888244045,11.011045851648513,13.850861068540819,25.524195555809928,23.422660083199045,10.353433415193502,180.15515529528753]
[null,"2028-08-01",72.216862373347325,30.303385868053496,11.700596398501336,15.067391412946982,27.084634641787371,24.586819341992086,10.832753502276582,191.79244353890516,null,"2028-08-01",76.775358232472641,33.065569450990679,12.481154238732078,16.398400381253598,28.856033520729003,25.944569012322994,11.397645656262299,204.9187304927633,null,"2028-08-01",67.658366514222024,27.54120228511632,10.920038558270594,13.736382444640366,25.313235762845736,23.229069671661176,10.267861348290864,178.66615658504708]
[null,"2028-09-01",74.586369357575876,31.297670057373601,12.084504588011942,15.561767490967501,27.973308406332965,25.393537305583884,11.188186904372763,198.08534411021856,null,"2028-09-01",79.294433993587845,34.150483627219586,12.890673306273623,16.936448185555559,29.802828641943446,26.795836091189987,11.771613731012703,211.64231757678274,null,"2028-09-01",69.878304721563893,28.444856487527623,11.278335869750256,14.187086796379445,26.143788170722477,23.991238519977781,10.604760077732825,184.52837064365431]
[null,"2028-10-01",73.113124378876208,30.633431766399152,11.821865567657291,15.224639898718269,27.432954741922494,25.004501924490114,10.974993192219872,194.2055114702834,null,"2028-10-01",77.701232732571498,33.413558800175991,12.607493998170375,16.564295248872018,29.215860824403407,26.371071687233652,11.543554948275982,207.41706823970293,null,"2028-10-01",68.525016025180904,27.853304732622313,11.036237137144202,13.884984548564521,25.65004865944158,23.637932161746576,10.406431436163762,180.99395470086381]
[null,"2028-11-01",75.087267807914671,31.460571743582342,12.141070340092231,15.63572372355636,28.173677940431059,25.679653938440616,11.271331378807101,199.44929687282439,null,"2028-11-01",79.799260676669491,34.315765594189244,12.94791169532901,17.01155140021304,30.004724659182461,27.083122749615768,11.855244994932882,213.01758177013193,null,"2028-11-01",70.375274939159851,28.605377892975433,11.334228984855448,14.259896046899678,26.34263122167966,24.276185127265464,10.687417762681324,185.88101197551686]
[null,"2028-12-01",72.714164839270879,30.466272997875993,11.757356683866362,15.141562949452995,27.283260154434544,24.868058780244766,10.915105473450675,193.14578187859618,null,"2028-12-01",77.277237064199966,33.231229592544096,12.538698141833807,16.473908144470197,29.056437376387763,26.227171522815603,11.480564734047038,206.28524657629848,null,"2028-12-01",68.151092614341806,27.701316403207901,10.976015225898916,13.809217754435792,25.510082932481325,23.508946037673937,10.349646212854312,180.006317180894]
[null,"2029-01-01",71.609101075570749,29.95851430578865,11.554351860638453,14.882591016203815,26.878125989551222,24.5995925790569,10.756827328747312,190.23910415555707,null,"2029-01-01",76.076600461843711,32.665559314251809,12.319328243188139,16.187030448155962,28.614164290139893,25.930238916438807,11.310443133002064,203.10336480702037,null,"2029-01-01",67.141601689297758,27.251469297325492,10.789375478088765,13.578151584251666,25.142087688962555,23.268946241674993,10.203211524492563,177.3748435040938]
[null,"2029-02-01",82.656124032503939,34.580167005246466,13.336823478628101,17.178504833654859,31.024572047190816,28.394532885111836,12.416266096440165,219.58699037877616,null,"2029-02-01",87.81281749521365,37.704823572921704,14.219811559867034,18.68417807715139,33.028426235322591,29.93045593195982,13.055287336694862,234.43580020913106,null,"2029-02-01",77.499430569794228,31.455510437571235,12.453835397389168,15.672831590158326,29.020717859059037,26.858609838263849,11.777244856185467,204.7381805484213]
[null,"2029-03-01",73.508786895070855,30.753270334633889,11.860872094149071,15.277404617914382,27.591163774276424,25.252184169874354,11.042190390597055,195.28587227651605,null,"2029-03-01",78.094802574737486,33.532129329560853,12.646142193060992,16.616448940223428,29.37325665860099,26.618130628887815,11.610492820950967,208.49140314602255,null,"2029-03-01",68.922771215404211,27.974411339706929,11.075601995237154,13.938360295605333,25.809070889951855,23.88623771086089,10.473887960243143,182.08034140700948]
[null,"2029-04-01",76.388713464499688,31.91074161224353,12.298726260145669,15.845491281813448,28.679798712029211,26.357431011040948,11.482892389070281,202.96379473084278,null,"2029-04-01",81.126618053177324,34.781636459316886,13.110004516668459,17.228884772428799,30.520914539767702,27.768617637537243,12.070017004554844,216.60669298345124,null,"2029-04-01",71.650808875822065,29.039846765170175,11.48744800362288,14.462097791198094,26.838682884290719,24.946244384544659,10.895767773585719,189.32089647823432]
[null,"2029-05-01",73.365542699469543,30.64783748992971,11.811990092059002,15.218387828592169,27.544762852923533,25.314305511736535,11.028443780183085,194.93127025489358,null,"2029-05-01",77.91593929134541,33.405113387586134,12.591161083042309,16.547031938472045,29.31301441455496,26.669642812334601,11.592332267024281,208.03423519435978,null,"2029-05-01",68.815146107593677,27.890561592273297,11.032819101075699,13.889743718712294,25.776511291292099,23.958968211138469,10.464555293341892,181.82830531542743]
[null,"2029-06-01",76.232759079381765,31.845592981495773,12.273617311393364,15.813141295307979,28.621246339949803,26.303619960164625,11.459449038073867,202.54942600576717,null,"2029-06-01",80.960990812432399,34.710626640177445,13.083239270854488,17.19371046448342,30.458603365192172,27.711925523050333,12.045374986186737,216.16447106237698,null,"2029-06-01",71.50452734633113,28.980559322814102,11.463995351932237,14.432572126132536,26.783889314707434,24.895314397278916,10.873523089960996,188.93438094915737]
[null,"2029-07-01",74.542664097143771,31.093717703929819,11.974508136227021,15.433143378020922,27.991903895092584,25.832753570036186,11.213250869498191,198.08194164994845,null,"2029-07-01",79.13915033220043,33.878921246948146,12.761571123484968,16.775244937532317,29.778065562334358,27.201818687828403,11.782850818764148,211.31762270909275,null,"2029-07-01",69.946177862087112,28.308514160911493,11.187445148969072,14.091041818509529,26.205742227850806,24.463688452243968,10.643650920232234,184.84626059080421]
[null,"2029-08-01",73.926562212539892,30.836725304895527,11.875537739618716,15.305587047217273,27.760548268723468,25.61924351707825,11.120572333294671,196.44477642336778,null,"2029-08-01",78.485058071665193,33.598908887832707,12.656095579849458,16.636596015523885,29.531947147665097,26.976993187409153,11.685464487280388,209.57106337722593,null,"2029-08-01",69.368066353414576,28.074541721958351,11.094979899387974,13.974578078910657,25.989149389781833,24.261493846747339,10.555680179308956,183.31848946950967]
[null,"2029-09-01",76.352166146660238,31.848508890880478,12.265185928292741,15.807778560587202,28.671399430723415,26.459836343315086,11.485449357114046,202.89032465757322,null,"2029-09-01",81.060230782672221,34.701322460726459,13.071354646554425,17.18245925517526,30.5009196663339,27.862135128921189,12.068876183753986,216.44729812413746,null,"2029-09-01",71.644101510648255,28.995695321034507,11.459017210031057,14.433097865999146,26.841879195112931,25.057537557708983,10.902022530474108,189.33335119100897]
[null,"2029-10-01",74.842004807299304,31.172902044994988,11.994694241459193,15.465894090178674,28.107343863429449,26.048371570359407,11.266128171990728,198.89733878971168,null,"2029-10-01",79.430113160994594,33.95302907877182,12.78032267197228,16.805549440332424,29.890249945910359,27.414941333102941,11.834689928046839,212.10889555913127,null,"2029-10-01",70.253896453604,28.392775011218152,11.209065810946107,14.126238740024926,26.324437780948536,24.681801807615869,10.697566415934618,185.68578202029224]
[null,"2029-11-01",76.862830114131384,32.014608376915426,12.318565598637081,15.883492072096574,28.866276389800124,26.75170933645321,11.570327357709926,204.26780924574373,null,"2029-11-01",81.574822982886204,34.869802227522321,13.125406953873862,17.259319748753253,30.697323108551522,28.155178147628362,12.154240973835705,217.83609414305124,null,"2029-11-01",72.150837245376565,29.159414526308524,11.511724243400298,14.507664395439893,27.035229671048722,25.348240525278062,10.986413741584149,190.69952434843623]
[null,"2029-12-01",74.433611211283235,31.002799525732026,11.929242275988795,15.381500678760121,27.953969307731729,25.906232297589092,11.204651804419019,197.81200710150407,null,"2029-12-01",78.996683436212308,33.767756120400115,12.71058373395624,16.713845873777327,29.727146529684948,27.265345040159925,11.770111065015383,210.95147179920625,null,"2029-12-01",69.870538986354148,28.237842931063938,11.147900818021352,14.049155483742918,26.18079208577851,24.547119555018259,10.639192543822656,184.6725424038018]
[null,"2030-01-01",73.300280234620104,30.486378469849871,11.719547214597872,15.118974773316964,27.529300702231893,25.620499235889156,11.041696558139831,194.81667718864566,null,"2030-01-01",77.767779620893094,33.193423478313022,12.484523597147559,16.423414205269111,29.265339002820561,26.951145573271067,11.595312362394582,207.68093784010901,null,"2030-01-01",68.832780848347127,27.779333461386713,10.954570832048187,13.814535341364818,25.793262401643226,24.289852898507249,10.488080753885081,181.95241653718239]
[null,"2030-02-01",84.608198730160751,35.189463940435097,13.527503259010393,17.451355139743669,31.776202454635285,29.572933199950079,12.745081652061552,224.87073837599684,null,"2030-02-01",89.764892192870462,38.314120508110321,14.410491340249326,18.957028383240203,33.780056642767065,31.108856246798062,13.38410289231625,239.7195482063517,null,"2030-02-01",79.451505267451026,32.064807372759866,12.644515177771462,15.945681896247136,29.772348266503506,28.037010153102095,12.106060411806856,210.02192854564194]
[null,"2030-03-01",75.244830589750833,31.29513797104747,12.030449841779836,15.520059294011338,28.259613209710434,26.300174002865614,11.334616788385219,199.98488169755075,null,"2030-03-01",79.830846269417464,34.073996965974423,12.815719940691753,16.859103616320382,30.041706094035,27.666120461879078,11.902919218739132,213.19041256705722,null,"2030-03-01",70.658814910084189,28.516278976120514,11.245179742867915,14.18101497170229,26.477520325385864,24.934227543852149,10.766314358031307,186.77935082804424]
[null,"2030-04-01",78.190358672151618,32.473275730807408,12.470732442200106,16.097720942077061,29.364836099388263,27.444778496430512,11.786430743261482,207.82813312631646,null,"2030-04-01",82.928263260829254,35.344170577880767,13.282010698722896,17.481114432692415,31.205951927126755,28.855965122926808,12.373555358746044,221.47103137892495,null,"2030-04-01",73.452454083473967,29.60238088373405,11.659454185677316,14.714327451461708,27.523720271649776,26.033591869934224,11.199306127776918,194.18523487370794]
[null,"2030-05-01",75.095885735979905,31.188108676910584,11.977188932591277,15.46063521136479,28.202689101627541,26.358619975882895,11.319969256596435,199.60309689095345,null,"2030-05-01",79.646282327855772,33.945384574567008,12.756359923574582,16.789279321244663,29.970940663258968,27.713957276480961,11.883857743437632,212.7060618304196,null,"2030-05-01",70.545489144104025,28.43083277925416,11.198017941607972,14.131991101484918,26.434437539996111,25.003282675284833,10.75608076975524,186.50013195148725]
[null,"2030-06-01",78.030726067335806,32.406978636384991,12.445272327455571,16.064856006179319,29.304885162263279,27.388747528490494,11.762367691588871,207.40383341969832,null,"2030-06-01",82.758957800386455,35.272012295066673,13.254894286916697,17.445425175354764,31.142242187505644,28.797053091376203,12.348293639701742,221.01887847630817,null,"2030-06-01",73.302494334285186,29.541944977703313,11.635650367994446,14.684286837003878,27.467528137020906,25.980441965604786,11.176441743476001,193.78878836308851]
[null,"2030-07-01",76.298286971273441,31.642067334216328,12.138352284933726,15.67933675729997,28.651379026805408,26.892014480479009,11.509091696913499,202.81052855192138,null,"2030-07-01",80.894773206330115,34.427270877234655,12.925415272191676,17.021438316811363,30.437540694047183,28.261079598271227,12.078691646179454,216.04620961106571,null,"2030-07-01",71.701800736216796,28.856863791197995,11.351289297675779,14.337235197788576,26.865217359563633,25.522949362686791,10.939491747647542,189.57484749277711]
[null,"2030-08-01",75.667674704266332,31.38054277571694,12.038027701565099,15.549745615870915,28.414572778615636,26.669749539952786,11.413968009419493,201.1342811254072,null,"2030-08-01",80.226170563391662,34.142726358654116,12.818585541795843,16.880754584177531,30.185971657557268,28.027499210283693,11.97886016340521,214.26056807926534,null,"2030-08-01",71.109178845141017,28.61835919277976,11.257469861334357,14.218736647564301,26.643173899674007,25.311999869621875,10.849075855433778,188.00799417154909]
[null,"2030-09-01",78.150406268608918,32.410169553068961,12.433007347284551,16.05994821439009,29.346883134398258,27.544810512220483,11.788471636789245,207.73369666676052,null,"2030-09-01",82.858470904620887,35.262983122914939,13.239176065546236,17.434628908978144,31.176403370008742,28.947109297826589,12.371898463429185,221.29067013332474,null,"2030-09-01",73.442341632596936,29.55735598322298,11.626838629022869,14.685267519802034,27.517362898787773,26.14251172661438,11.205044810149305,194.17672320019628]
[null,"2030-10-01",76.602070173491029,31.722842863443905,12.15530368730883,15.71310677442146,28.760770316488248,27.109954779011094,11.562768280962695,203.62681687512728,null,"2030-10-01",81.190178527186319,34.502969897220744,12.940932117821918,17.05276212457521,30.543676398969161,28.476524541754632,12.131330037018806,216.83837364454678,null,"2030-10-01",72.013961819795739,28.942715829667062,11.369675256795745,14.373451424267712,26.977864234007335,25.743385016267556,10.994206524906586,190.41526010570774]
[null,"2030-11-01",78.670419389427863,32.579398267433469,12.483511695188751,16.137379799983286,29.537346153134944,27.841956585023055,11.874977111008972,209.1249890012003,null,"2030-11-01",83.382412258182697,35.434592118040378,13.29035305042553,17.51320747663997,31.368392871886346,29.245425396198208,12.458890727134751,222.6932738985079,null,"2030-11-01",73.958426520673044,29.724204416826563,11.67667033995197,14.761552123326604,27.706299434383546,26.438487773847903,11.291063494883193,195.5567041038928]
[null,"2030-12-01",76.184072352869094,31.549739458394672,12.088975317347217,15.627364386885036,28.603830180477924,26.962022719353687,11.499673224512492,202.51567763984013,null,"2030-12-01",80.747144577798181,34.314696053062768,12.870316775314661,16.959709581902235,30.377007402431143,28.32113546192452,12.065132485108856,215.65514233754234,null,"2030-12-01",71.621000127940022,28.784782863726576,11.307633859379774,14.295019191867832,26.830652958524709,25.602909976782851,10.934213963916129,189.37621294213793]
[null,"2031-01-01",75.021393628451975,31.024353846643088,11.873149358948766,15.361107837461724,28.161051796275601,26.658212367938134,11.331810584988975,199.43107942070824,null,"2031-01-01",79.488893014724951,33.731398855106242,12.638125741498454,16.665547269413871,29.897090096864272,27.988858705320038,11.885426389243726,212.29534007217154,null,"2031-01-01",70.553894242178984,28.317308838179926,11.10817297639908,14.056668405509576,26.425013495686933,25.327566030556227,10.778194780734223,186.56681876924495]
[null,"2031-02-01",86.594825569735789,35.810431929178961,13.704801363642758,17.730841689382078,32.50541279246427,30.770732698400415,13.079951111762012,230.1969971545663,null,"2031-02-01",91.751519032445486,38.935088496854192,14.587789444881691,19.23651493287861,34.509266980596053,32.306655745248399,13.718972352016708,245.04580698492114,null,"2031-02-01",81.438132107026064,32.68577536150373,12.821813282403825,16.225168445885547,30.501558604332494,29.234809651552432,12.440929871507313,215.34818732421141]
[null,"2031-03-01",77.011602631141514,31.847385056033978,12.188126828728743,15.768615797935105,28.908123746014731,27.365416162538917,11.632427120516308,204.72169734290927,null,"2031-03-01",81.597618310808159,34.626244050960935,12.97339692764066,17.107660120244155,30.690216630339297,28.731362621552378,12.200729550870221,217.9272282124158,null,"2031-03-01",72.425586951474884,29.068526061107018,11.402856729816824,14.429571475626059,27.126030861690161,25.999469703525453,11.064124690162396,191.51616647340279]
[null,"2031-04-01",80.023292931260144,33.04643274429047,12.63074467364275,16.355992164823569,30.03028856925204,28.549448100082831,12.095419879840383,212.7316190631922,null,"2031-04-01",84.761197519937767,35.917327591363829,13.442022930165541,17.73938565543892,31.871404396990531,29.960634726579123,12.682544495324946,226.37451731580066,null,"2031-04-01",75.285388342582507,30.175537897217112,11.819466417119962,14.972598674208212,28.189172741513552,27.138261473586535,11.508295264355818,199.08872081058368]
[null,"2031-05-01",76.856279523924002,31.738582345585915,12.130868496834736,15.708685054870259,28.8418055283618,27.419571015635963,11.616729794445874,204.31252175965852,null,"2031-05-01",81.406676115799868,34.495858243242338,12.910039487818041,17.03732916475013,30.61005708999323,28.774908316234029,12.180618281287071,217.41548669912473,null,"2031-05-01",72.305882932048121,28.981306447929494,11.351697505851432,14.380040944990382,27.073553966730369,26.064233715037897,11.05284130760468,191.20955682019235]
[null,"2031-06-01",79.859918227351727,32.978965498604076,12.604957879628017,16.322599945143835,29.968979051440769,28.491161850426671,12.070725999232216,212.29730845182735,null,"2031-06-01",84.588149960402376,35.843999157285758,13.414579839089145,17.703169114319277,31.806336076683138,29.899467413312379,12.656651947345088,225.91235350843721,null,"2031-06-01",75.131686494301093,30.113931839922397,11.795335920166893,14.942030775968393,28.1316220261984,27.08285628754096,11.484800051119345,198.68226339521749]
[null,"2031-07-01",78.083832408895404,32.200625457432622,12.290874090316827,15.931326484259488,29.292794642424234,27.967626282139872,11.810112469364151,207.5771918348326,null,"2031-07-01",82.680318643952049,34.985829000450948,13.077937077574775,17.273428043770881,31.078956309666008,29.336691399932089,12.379712418630108,220.81287289397685,null,"2031-07-01",73.487346173838745,29.415421914414296,11.503811103058878,14.589224924748091,27.506632975182459,26.598561164347654,11.240512520098195,194.34151077568833]
[null,"2031-08-01",77.438462446781884,31.934484365347505,12.189288900383115,15.799652624865345,29.050687035953491,27.73647131244536,11.712500817863788,205.86154750364051,null,"2031-08-01",81.996958305907199,34.696667948284677,12.969846740613855,17.130661593171958,30.822085914895119,29.094220982776267,12.277392971849505,218.98783445749862,null,"2031-08-01",72.879966587656583,29.172300782410325,11.408731060152373,14.468643656558731,27.279288157011859,26.378721642114449,11.147608663878071,192.73526054978237]
[null,"2031-09-01",79.979295315800144,32.982286516460547,12.589231576276726,16.318054920571011,30.003868932343028,28.646532485595269,12.096799603197798,212.61606935024454,null,"2031-09-01",84.687359951812127,35.835100086306525,13.39540029453841,17.692735615159066,31.833389167953513,30.048831271201372,12.68022642983774,226.17304281680876,null,"2031-09-01",75.271230679788175,30.129472946614573,11.783062858015045,14.943374225982954,28.17434869673254,27.244233699989163,11.513372776557857,199.0590958836803]
[null,"2031-10-01",78.391539406239289,32.282865624390546,12.304913669127233,15.966051269655988,29.397044514055754,28.187405713007156,11.864460155554504,208.39428035203045,null,"2031-10-01",82.979647759934579,35.062992658167389,13.09054209964032,17.305706619809737,31.179950596536667,29.553975475750693,12.433021911610615,221.60583712144998,null,"2031-10-01",73.803431052543999,29.502738590613706,11.519285238614145,14.626395919502238,27.61413843157484,26.820835950263618,11.295898399498393,195.18272358261092]
[null,"2031-11-01",80.508206471499449,33.154542325179108,12.637161328780135,16.397154104741354,30.190800529184298,28.948500006852594,12.18481503375396,214.02117979999088,null,"2031-11-01",85.220199340254268,36.00973617578601,13.444002684016914,17.772981781398038,32.021847247935703,30.351968818027746,12.768728649879739,227.58946469729844,null,"2031-11-01",75.796213602744629,30.299348474572199,11.830319973543352,15.021326428084675,28.359753810432895,27.545031195677442,11.600901417628183,200.45289490268337]
[null,"2031-12-01",77.963776911664482,32.106706318984521,12.237768915924256,15.878928628981406,29.236632393185246,28.033594280361299,11.79971884403844,207.25712629313963,null,"2031-12-01",82.526849136593569,34.871662913652621,13.019110373891699,17.211273823998607,31.009809615138465,29.392707022932132,12.365178104634802,220.39659099084187,null,"2031-12-01",73.400704686735409,29.341749724316422,11.45642745795681,14.546583433964203,27.463455171232027,26.674481537790466,11.234259583442073,194.1176615954374]
[]
[]
[null,null,"COMERCIAL MEDIO",null,null,null,null,null,null,null,null,null,"COMERCIAL ALTO",null,null,null,null,null,null,null,null,null,"COMERCIAL BAJO"]
[null,null,"CENTRO","COSTA","CQR","NORESTE","NOROESTE","SUROESTE","TOLIMA GRANDE","TOTAL",null,null,"CENTRO","COSTA","CQR","NORESTE","NOROESTE","SUROESTE","TOLIMA GRANDE","TOTAL",null,null,"CENTRO","COSTA","CQR","NORESTE","NOROESTE","SUROESTE","TOLIMA GRANDE","TOTAL"]
[null,"2017-01-01",26.641869781258833,4.6822183707566651,3.4280753929491734,3.9872101470236592,4.6982544991821866,4.4439512514477801,1.4832887935209502,49.364868236139245,null,"2017-01-01",29.329359740086232,5.515867133586176,3.7474820801757547,4.9215250726935196,5.0119883936265834,4.8080348132208606,2.0979085813814722,55.432165814770599,null,"2017-01-01",23.954379822431438,3.8485696079271547,3.1086687057225921,3.0528952213537992,4.3845206047377898,4.0798676896747006,0.86866900566042859,43.297570657507897]
[null,"2017-02-01",30.691005469789694,5.3938402524859361,3.9490877141763159,4.5932019575287484,5.4123136145007953,5.1193603634233407,1.7087248323408866,56.867534204245715,null,"2017-02-01",33.786950675722572,6.354190218533815,4.3170390803996526,5.6695177240148995,5.7737300146824664,5.5387787705239759,2.4167569421719164,63.856963426049298,null,"2017-02-01",27.595060263856805,4.4334902864380572,3.5811363479529801,3.5168861910425973,5.0508972143191242,4.6999419563227063,1.0006927225098567,49.87810498244211]
[null,"2017-03-01",27.392480116995642,4.8141355947399074,3.5246582845689924,4.0995461494019887,4.8306235264299984,4.5691555170730744,1.5250790998485715,50.755678289058167,null,"2017-03-01",30.155687649583712,5.671271649673602,3.8530639633342374,5.0601845443252831,5.1531965866602212,4.9434968004994211,2.1570152385922809,56.993916432668755,null,"2017-03-01",24.629272584407573,3.9569995398062141,3.1962526058037484,3.1389077544786943,4.5080504661997756,4.1948142336467269,0.89314296110486213,44.517440145447601]
[null,"2017-04-01",28.697143930243875,4.8477380386934463,3.6331214587165062,4.409192107779889,4.9883343421968673,4.7737653754197895,1.5779263861050508,52.92722163915542,null,"2017-04-01",31.545593263277588,5.7313157632041616,3.9716580780659725,5.399465101405867,5.3208584133826564,5.1596546604363436,2.2293570338922892,59.35790231366488,null,"2017-04-01",25.848694597210155,3.9641603141827306,3.2945848393670394,3.4189191141539106,4.6558102710110791,4.3878760904032363,0.92649573831781218,46.496540964645959]
[null,"2017-05-01",27.586313525397593,4.6600881868057362,3.492487889374142,4.2385178181698944,4.7952421839555983,4.5889789124355742,1.5168468371940032,50.87847535333254,null,"2017-05-01",30.324502961715133,5.5094637271612203,3.8179201813089585,5.1904585877567202,5.1148946659158421,4.9599309078130354,2.1430614226452214,57.060232454316122,null,"2017-05-01",24.848124089080056,3.810712646450253,3.1670555974393251,3.2865770485830677,4.4755897019953537,4.2180269170581139,0.89063225174278504,44.696718252348951]
[null,"2017-06-01",28.652565426845271,4.8402075016072912,3.627477722263547,4.4023428134445517,4.9805854010490123,4.7663497483967809,1.5754752154611458,52.845003829067601,null,"2017-06-01",31.496589942950095,5.7224126653959084,3.9654884545814366,5.3910775045788535,5.3125929251709714,5.1516395881568515,2.2258939227076486,59.265695003541772,null,"2017-06-01",25.80854091074044,3.9580023378186735,3.2894669899456574,3.4136081223102508,4.6485778769270532,4.3810599086367112,0.92505650821464291,46.424312654593429]
[null,"2017-07-01",28.168518028943915,4.6676182427966193,3.5448417613256793,4.4005114085848591,4.8564043766797269,4.6992744443853516,1.5348064419835916,51.871974704699745,null,"2017-07-01",30.931727415238402,5.5247548727427196,3.8732476604029009,5.3611504479554268,5.1789776533090963,5.0736159789397206,2.1667430046636373,58.110217033251907,null,"2017-07-01",25.405308642649423,3.8104816128505199,3.2164358622484572,3.4398723692142914,4.5338311000503566,4.3249329098309834,0.9028698793035459,45.633732376147577]
[null,"2017-08-01",27.932739370823718,4.6285489255974293,3.5151704086164246,4.3636778529859228,4.8157548648365394,4.6599401556060416,1.5219596673327815,51.437791245798863,null,"2017-08-01",30.672819893876763,5.4785110735836788,3.840827455158216,5.3162760652385019,5.1356281096704501,5.0311483430455493,2.1486067378708307,57.623817678443991,null,"2017-08-01",25.192658847770673,3.7785867776111792,3.1895133620746332,3.4110796407333432,4.4958816200026286,4.288731968166533,0.89531259679473252,45.251764813153713]
[null,"2017-09-01",28.902434020240111,4.7892305926594823,3.6372007577264935,4.5151644297101914,4.9829354504331915,4.821711580008893,1.5747950203730814,53.223471851151444,null,"2017-09-01",31.737637380581003,5.6686994687960555,3.9741631005868467,5.500832416366273,5.3139132049211346,5.2058063872818874,2.2231963593810504,59.624248317914251,null,"2017-09-01",26.067230659899224,3.9097617165229095,3.3002384148661403,3.5294964430541094,4.6519576959452476,4.4376167727358986,0.92639368136511235,46.822695384388645]
[null,"2017-10-01",28.255227235463437,4.669592098062223,3.5389990039111714,4.444142425360897,4.8609068229404491,4.7378727381049677,1.5304135783793189,52.037153902222464,null,"2017-10-01",31.002119112842589,5.5216671012383136,3.8654655761271641,5.39910862786029,5.181575215943063,5.1100036832781024,2.158618382421527,58.238557699711045,null,"2017-10-01",25.508335358084285,3.8175170948861319,3.2125324316951791,3.4891762228615049,4.5402384299378342,4.3657417929318347,0.902208774337111,45.835750104733883]
[null,"2017-11-01",29.143314777615153,4.8163616332940684,3.6502329678382468,4.5838258719182567,5.0136895543281295,4.8867883960802905,1.5785158718760999,53.672729072950254,null,"2017-11-01",31.976543970054944,5.6952181303506908,3.9869606819412917,5.5688075324618591,5.3444368471610026,5.2706157559983247,2.2264657254180169,60.069048643386132,null,"2017-11-01",26.310085585175361,3.9375051362374469,3.3135052537352014,3.5988442113746562,4.6829422614952572,4.5029610361622554,0.93056601833418318,47.276409502514362]
[null,"2017-12-01",28.37266168942514,4.688999869717712,3.5537078014066554,4.462613182460144,4.8811097373871695,4.7575642979463657,1.5367742875470365,52.253430865890223,null,"2017-12-01",31.130970206459093,5.544616269390052,3.8815312348973938,5.4215484181443649,5.2031108932559684,5.1312418947880376,2.1675900381416833,58.480608955076598,null,"2017-12-01",25.61435317239118,3.8333834700453711,3.2258843679159175,3.5036779467759249,4.5591085815183705,4.3838867011046929,0.90595853695238926,46.026252776703849]
[null,"2018-01-01",27.957692857068107,4.6284095256455302,3.4867150471930359,4.3941204856241152,4.8175078094312944,4.6894122004829342,1.504997775767976,51.478855701212993,null,"2018-01-01",30.651040100279651,5.4638751949398827,3.8068178694117285,5.3304717159157038,5.131925475226975,5.0542892688341112,2.1209571045908007,57.55937672919886,null,"2018-01-01",25.264345613856559,3.7929438563511764,3.1666122249743442,3.4577692553325279,4.5030901436356139,4.3245351321317562,0.88903844694515144,45.398334673227126]
[null,"2018-02-01",32.149109686049052,5.3223006015789247,4.0094433066878574,5.0528869527347453,5.5397484967951867,5.3924487963715535,1.7306270162486697,59.196564856465983,null,"2018-02-01",35.246243501321473,6.2830192695459095,4.3775359384702703,6.1296159432566082,5.9013036536021035,5.8120282284912674,2.4389309569818827,66.188677491669509,null,"2018-02-01",29.05197587077663,4.3615819336119408,3.6413506749054432,3.9761579622128829,5.1781933399882707,4.9728693642518396,1.0223230755154564,52.204452221262471]
[null,"2018-03-01",28.610917749081146,4.736551221315441,3.5681813209598681,4.4967880731961145,4.9300677418504728,4.798979209245986,1.5401616934267739,52.681647009075803,null,"2018-03-01",31.367194414655803,5.5915373486960718,3.8957632700344806,5.4550169288847803,5.251831702164675,5.1723815441415191,2.1705127665223376,58.904237975099662,null,"2018-03-01",25.85464108350649,3.8815650939348112,3.2405993718852559,3.5385592175074492,4.6083037815362715,4.425576874350452,0.90981062033120996,46.459056043051937]
[null,"2018-04-01",29.899576275993116,4.9623824061648261,3.7109629780654894,4.681727659203184,5.1629917637196368,5.0207740066574047,1.5984802433309919,55.036895333134645,null,"2018-04-01",32.751696972424661,5.8470989730903549,4.0499359369133243,5.6732770146659313,5.4959444248366882,5.4071606639741061,2.250750519406076,61.475864505311129,null,"2018-04-01",27.047455579561571,4.0776658392392982,3.371990019217654,3.6901783037404363,4.8300391026025862,4.6343873493407033,0.946209967255908,48.59792616095816]
[null,"2018-05-01",28.710571015506993,4.7650452020850746,3.5633905020658254,4.4955511474167782,4.9576770023917938,4.8211147656526805,1.5349140776917245,52.848263712810862,null,"2018-05-01",31.449272495549135,5.6145795763800574,3.8888836501125881,5.4476699307271224,5.2773892596346643,5.1921361293648669,2.1612457657964259,59.031176807564862,null,"2018-05-01",25.971869535464855,3.9155108277900914,3.2378973540190623,3.5434323641064336,4.6379647451489241,4.4500934019404941,0.9085823895870232,46.665350618056891]
[null,"2018-06-01",29.770667007983,4.940987551680597,3.6949635031331587,4.6615428217994781,5.1407320004755093,4.9991274021681598,1.5915885430542265,54.799608830294133,null,"2018-06-01",32.610491048841247,5.8218897446502522,4.0324750113036689,5.6488172035827091,5.4722491668741595,5.3838481890155343,2.2410466159376181,61.21081698020518,null,"2018-06-01",26.930842967124754,4.0600853587109418,3.3574519949626489,3.6742684400162489,4.809214834076859,4.6144066153207861,0.94213047017083484,48.388400680383086]
[null,"2018-07-01",29.27225581234908,4.8663922994573454,3.6128002680914166,4.5665790461730396,5.0593264995291056,4.919888550760529,1.5527948188644398,53.850037295224965,null,"2018-07-01",32.034565822718164,5.7232499465461979,3.9410992768400019,5.5269054144773806,5.3817947842455851,5.2941082437469991,2.184525697337679,60.086249185912003,null,"2018-07-01",26.509945801980002,4.0095346523684929,3.2845012593428309,3.6062526778686981,4.7368582148126253,4.5456688577740589,0.92106394039120065,47.613825404537913]
[null,"2018-08-01",29.011762538806483,4.8230863626496552,3.580650024033571,4.5259411420684019,5.0143036447743601,4.8761065517827902,1.5389765259354971,53.370826790050764,null,"2018-08-01",31.749490802495249,5.6723188490784935,3.9060275058578928,5.4777215834393189,5.3339022900739819,5.2469960705088594,2.1650856427793501,59.551542744233139,null,"2018-08-01",26.274034275117717,3.973853876220816,3.2552725422092492,3.5741607006974863,4.6947049994747374,4.5052170330567209,0.91286740909164388,47.190110835868374]
[null,"2018-09-01",30.080314370472575,5.0007287158227633,3.7125313648041791,4.6926391388171735,5.198988850886419,5.0557017273719005,1.5956596103733978,55.336563778548403,null,"2018-09-01",32.918877753946134,5.8812398578544833,4.0498930445455086,5.6794752488194069,5.5303588498697795,5.440251728602278,2.2448293752124027,61.744925858849989,null,"2018-09-01",27.241750986999008,4.1202175737910443,3.3751696850628496,3.7058030288149411,4.8676188519030585,4.6711517261415247,0.94648984553439308,48.928201698246824]
[null,"2018-10-01",29.484812278311594,4.9060458517437526,3.6168486171623475,4.589108088125891,5.0943054586805889,4.9620721276940447,1.5511266383788238,54.204319060097042,null,"2018-10-01",32.235747706446368,5.7593751483819613,3.9437957631372278,5.5454800446491346,5.4154458902565112,5.3347508666762238,2.1802561886882548,60.414851608235679,null,"2018-10-01",26.733876850176816,4.052716555105544,3.2899014711874672,3.632736131602647,4.7731650271046666,4.5893933887118656,0.92199708806939296,47.993786511958412]
[null,"2018-11-01",30.256198115626283,5.0343985185855677,3.7114731232523019,4.7091689842805708,5.2275834000386121,5.09189056190713,1.5917074333125971,55.622420137003068,null,"2018-11-01",33.07910390628534,5.9100527372134151,4.0469739067940385,5.6905616794642278,5.5571255530963777,5.4743193748733514,2.2372963600753701,61.99543351780212,null,"2018-11-01",27.43329232496723,4.1587442999577222,3.375972339710565,3.7277762890969144,4.8980412469808465,4.7094617489409076,0.94611850654982432,49.24940675620401]
[null,"2018-12-01",29.627576642050073,4.9298007431734403,3.634361263561233,4.6113283786993646,5.1189718961207555,4.986098296266797,1.5586371358347919,54.466774355706448,null,"2018-12-01",32.391831997148472,5.7872618285082842,3.962891475449188,5.5723310526435501,5.4416672777147372,5.3605815318334367,2.1908129080130005,60.707378071310671,null,"2018-12-01",26.863321286951674,4.0723396578385955,3.3058310516732776,3.6503257047551791,4.7962765145267729,4.6116150607001591,0.92646136365658327,48.226170640102247]
[null,"2019-01-01",29.222038386295193,4.8641951252251188,3.5617755080135121,4.544846735309596,5.0435780520096882,4.9239047560881444,1.5242230923923838,53.684561655333631,null,"2019-01-01",31.916888872053551,5.7001270944158726,3.8820569897730137,5.4817205729299197,5.3581712042800094,5.2889854739074256,2.1405262076588336,59.768476415018625,null,"2019-01-01",26.527187900536834,4.0282631560343649,3.2414940262540108,3.6079728976892729,4.728984899739368,4.5588240382688614,0.9079199771259342,47.600646895648644]
[null,"2019-02-01",33.569740846195891,5.5878979974140917,4.091702268532277,5.221036433980454,5.7939698081750519,5.6564913243954775,1.7509994863122462,61.671838165005482,null,"2019-02-01",36.665535575853781,6.54820128631623,4.4596357507340025,6.2972998868833576,6.1553686419626166,6.0758893459545851,2.4589971827323867,68.660927670436962,null,"2019-02-01",30.473946116538002,4.6275947085119524,3.723768786330552,4.1447729810775504,5.4325709743874881,5.2370933028363718,1.043001789892106,54.682748659574024]
[null,"2019-03-01",29.884937623592371,4.9745389416266681,3.6425740558928164,4.6479461630306362,5.1579911535096175,5.0356030799417457,1.5587999522288123,54.902390969822669,null,"2019-03-01",32.640920543304304,5.8294339502017234,3.9701210934349818,5.6060728969818827,5.4797208223344001,5.4089656200690772,2.1890838466473967,61.124318772973773,null,"2019-03-01",27.128954703880435,4.1196439330516128,3.3150270183506501,3.6898194290793898,4.8362614846848349,4.6622405398144133,0.9285160578102275,48.680463166671565]
[null,"2019-04-01",31.271032888981175,5.2064294077916866,3.7870253053123539,4.8648440833259077,5.3914641290133325,5.2772333282784327,1.6172477019914657,57.415276844694361,null,"2019-04-01",34.121318669441209,6.0905767910354216,4.1257801854172804,5.8557555240779768,5.7242025845547193,5.6633714031807996,2.2690983390418711,63.85010349674927,null,"2019-04-01",28.420747108521144,4.3222820245479516,3.448270425207427,3.8739326425738385,5.0587256734719448,4.8910952533760659,0.96539706494105992,50.980450192639431]
[null,"2019-05-01",30.056923826822995,5.0042879195994594,3.6399926902361117,4.6759647678097958,5.1821386014372228,5.0723428524910572,1.5544574802001603,55.186108138596808,null,"2019-05-01",32.796546240067663,5.8541079637338447,3.9655952906819092,5.6284037166462797,5.5019583671599674,5.4434889782100484,2.1809997825874228,61.371100339087135,null,"2019-05-01",27.317301413578331,4.1544678754650741,3.3143900897903138,3.7235258189733109,4.8623188357144791,4.701196726772066,0.92791517781289745,49.001115938106473]
[null,"2019-06-01",31.165945823301733,5.1889330752888743,3.7742989147769994,4.8484956566039727,5.3733459828348726,5.2594990574808103,1.6118129018017029,57.222331412088963,null,"2019-06-01",34.006653149155554,6.0701092597729422,4.1119154008780825,5.8360771153875364,5.7049662627133157,5.6443395060021535,2.2614729789511259,63.63553367286071,null,"2019-06-01",28.325238497447909,4.3077568908048063,3.4366824286759168,3.8609141978204078,5.0417257029564286,4.874658608959467,0.96215282465227969,50.809129151317208]
[null,"2019-07-01",30.639128676676819,5.1023865307936189,3.6867824895634635,4.7705895382795793,5.2783063212977472,5.177806176944455,1.5712760990384882,56.226275832594169,null,"2019-07-01",33.399485220878795,5.9586382203985782,4.0148493299443135,5.7302367774989067,5.6005465610512086,5.5517612271114842,2.202560226461634,62.458077563344922,null,"2019-07-01",27.878772132474847,4.2461348411886597,3.3587156491826131,3.8109422990602506,4.956066081544285,4.8038511267774275,0.93999197161534254,49.994474101843423]
[null,"2019-08-01",30.312924289886165,5.0480631560328542,3.6475305697739158,4.7197986932987623,5.222109988334048,5.1226798348511595,1.55454725659083,55.627653788767738,null,"2019-08-01",33.043892256386499,5.8951986249941539,3.9721045940364585,5.6692288946085503,5.5409194458052422,5.4926535127306702,2.1791103165237797,61.793107645085357,null,"2019-08-01",27.581956323385835,4.2009276870715544,3.3229565455113725,3.7703684919889744,4.903300530862853,4.752706156971648,0.92998419665788001,49.462199932450112]
[null,"2019-09-01",31.607145267884917,5.2635919902793118,3.803263172018041,4.9213121607023815,5.4450698133804796,5.3413944544778635,1.6209191991830376,58.002696057926023,null,"2019-09-01",34.454712873492539,6.1468962064275114,4.1416949985532012,5.9112786188222941,5.7774909529150005,5.7271642888297736,2.272148198915072,64.4313861379554,null,"2019-09-01",28.759577662277295,4.3802877741311113,3.4648313454828803,3.9313457025824681,5.1126486738459578,4.9556246201259544,0.96969019945100299,51.574005977896668]
[null,"2019-10-01",30.919879851578735,5.150589103076153,3.6969565557888084,4.8198555460859573,5.3239459390247461,5.2317035071925595,1.572564151283389,56.715494654030337,null,"2019-10-01",33.673432202553343,6.0047301588357964,4.024214721588061,5.7771372846385427,5.6453918665863565,5.6047367697647825,2.2022921829212354,62.931935186888118,null,"2019-10-01",28.166327500604133,4.2964480473165105,3.3696983899895558,3.8625738075333715,5.0025000114631339,4.8586702446203374,0.94283611964554281,50.499054121172584]
[null,"2019-11-01",31.667449714080114,5.2751182152871481,3.7863402570629092,4.936388299937521,5.4526664111839631,5.3581937746287132,1.6105850482594648,58.086741720439832,null,"2019-11-01",34.487576474861271,6.1499103898310832,4.1215107544489387,5.9168148560346783,5.7818841441025928,5.7402461028036535,2.2555384203670839,64.453481142449306,null,"2019-11-01",28.847322953298953,4.4003260407432112,3.4511697596768798,3.955961743840366,5.1234486782653335,4.9761414464537719,0.96563167615184542,51.720002298430366]
[null,"2019-12-01",31.040878489634046,5.1707448821298332,3.711423840601924,4.8387170668777326,5.3447801146681932,5.2521767109086861,1.5787180600784188,56.937439164898834,null,"2019-12-01",33.805206305645427,6.0282284445534788,4.0399626644290949,5.7997449321020937,5.6674839552498453,5.6266697630058751,2.210910403820296,63.17820646880611,null,"2019-12-01",28.276550673622673,4.3132613197061875,3.3828850167747535,3.8776892016533715,5.0220762740865421,4.8776836588114962,0.94652571633654159,50.696671860991572]
[null,"2020-01-01",30.614979118467172,5.1014999768263314,3.6373725152727663,4.7788656931567992,5.2699164327823258,5.1857219090264053,1.5443245691467866,56.132680214678587,null,"2020-01-01",33.310052359753939,5.9375010439015501,3.9576804714029556,5.715816972485988,5.5845355892277349,5.550832804307718,2.1606786278428731,62.21709786892275,null,"2020-01-01",27.919905877180405,4.2654989097511127,3.317064559142576,3.84191441382761,4.9552972763369167,4.8206110137450926,0.9279705104507,50.048262560434409]
[null,"2020-02-01",33.851804763018038,5.6408655562301258,4.0219404939299022,5.2841201624679881,5.8270881554303564,5.7339920089567018,1.7076011583478234,62.067412298380937,null,"2020-02-01",36.831819638515427,6.5652543919956274,4.3761136048440941,6.3201323595555072,6.1749710077257225,6.1377049331460984,2.3891203969903203,68.795116332772807,null,"2020-02-01",30.871789887520656,4.7164767204646232,3.6677673830157107,4.2481079653804699,5.4792053031349903,5.3302790847673043,1.0260819197053268,55.339708263989074]
[null,"2020-03-01",31.400300296774024,5.2323612770229069,3.7306767000831318,4.9014509290505668,5.4050978734279873,5.3187436309818432,1.5839388633665401,57.572569570707003,null,"2020-03-01",34.1645063009897,6.0898070539089924,4.0592010466461179,5.8624364459943443,5.7277874938675595,5.6932201808136762,2.216103349166183,63.813061871386573,null,"2020-03-01",28.63609429255834,4.3749155001368205,3.4021523535201461,3.9404654121067892,5.082408252988416,4.9442670811500085,0.95177437756689753,51.332077270027419]
[null,"2020-04-01",32.779465120267531,5.4642267993028213,3.8700089062034086,5.1241242001468175,5.6415009708848016,5.558565418412778,1.6401347621161249,60.07802617733428,null,"2020-04-01",35.631995662332265,6.349070498723834,4.2090305749768531,6.1158160398227785,5.9745014768193547,5.9450075989352174,2.2924987684897338,66.517920620100043,null,"2020-04-01",29.926934578202804,4.5793830998818086,3.5309872374299638,4.1324323604708555,5.3085004649502467,5.1721232378903368,0.98777075574251605,53.638131734568539]
[null,"2020-05-01",31.362784529221063,5.2280709003811516,3.7027527754373981,4.9026670386639983,5.3976835412684547,5.3183323422037772,1.569250533967024,57.481541661142863,null,"2020-05-01",34.0920328688617,6.0746729478874588,4.0271224230038651,5.8514994059106966,5.7162922518568893,5.6880730562837609,2.1934203211019732,63.643113274906348,null,"2020-05-01",28.633536189580429,4.3814688528748444,3.3783831278709306,3.9538346714172996,5.0790748306800202,4.9485916281237943,0.94508074683207455,51.319970047379392]
[null,"2020-06-01",32.740990866204044,5.4578132703033218,3.8654665591779476,5.118109859900386,5.6348793698044632,5.5520411613099876,1.6382096861179503,60.007510772818101,null,"2020-06-01",35.590173306510657,6.3416184017924575,4.2040903079191541,6.1086377207361675,5.967489022928528,5.9380297629048977,2.2898079930382278,66.439846515830084,null,"2020-06-01",29.891808425897427,4.5740081388141869,3.5268428104367415,4.1275819990646028,5.3022697166803994,5.1660525597150784,0.98661137919767339,53.575175029806111]
[null,"2020-07-01",32.076034664613488,5.3490072506039645,3.7630281808634338,5.0213329387424483,5.5197145530479705,5.4454979754054502,1.5920230286556489,58.766638591932399,null,"2020-07-01",34.835297129237958,6.2049195610483698,4.0909649904948617,5.980599817515861,5.8418270714510507,5.8193048068272768,2.2230569438107941,64.995970320386164,null,"2020-07-01",29.316772199989021,4.4930949401595583,3.4350913712320064,4.0620660599690339,5.1976020346448912,5.0716911439836236,0.96098911350050364,52.537306863478641]
[null,"2020-08-01",31.737848569138606,5.2926112560347152,3.7233535820249402,4.9683917008871914,5.4615187463546153,5.3880846536693188,1.5752379098715892,58.147046417980974,null,"2020-08-01",34.468019401675171,6.1394994571911541,4.0478328673591362,5.9175447758926891,5.7802351474993952,5.7579503410531681,2.1996186679856624,64.310700658656373,null,"2020-08-01",29.007677736602041,4.4457230548782762,3.3988742966907441,4.0192386258816937,5.1428023452098364,5.0182189662854695,0.95085715175751617,51.983392177305575]
[null,"2020-09-01",33.125287325122841,5.5239808764733649,3.8861221783486806,5.1855878723827074,5.7002722572839959,5.623627949956072,1.6441003635218545,60.688978823089521,null,"2020-09-01",35.974809184723107,6.4078912944858253,4.2247862668842036,6.1762337334778321,6.0329215337512085,6.009662533856873,2.2957762944769957,67.122080841656043,null,"2020-09-01",30.275765465522571,4.6400704584609054,3.547458089813158,4.1949420112875826,5.3676229808167824,5.23759336605527,0.99242443256671331,54.255876804522984]
[null,"2020-10-01",32.325672863458237,5.3927482666682609,3.7682948875144242,5.0694875598770519,5.562279024089376,5.4946460607223804,1.591587354350926,59.204716016680663,null,"2020-10-01",35.074451017499349,6.2454083854093163,4.0949856426628255,6.0251095328039463,5.8831676184442641,5.8670325463202575,2.2202235434325499,65.410378286572509,null,"2020-10-01",29.576894709417129,4.5400881479272055,3.4416041323660229,4.1138655869501575,5.241390429734488,5.1222595751245024,0.96295116526930202,52.999053746788803]
[null,"2020-11-01",33.257546695951866,5.5482086345362518,3.8769260493042159,5.2156290747391187,5.7226265687010915,5.6530439045794685,1.6374691095091918,60.911450037321202,null,"2020-11-01",36.085565719746896,6.4254489578726428,4.2130345377609482,6.1987994026248732,6.0527656335871898,6.0361654249272414,2.2842274152514066,67.296007091771202,null,"2020-11-01",30.429527672156841,4.6709683111998599,3.5408175608474846,4.2324587468533652,5.3924875038149933,5.2699223842316965,0.99071080376697718,54.526892982871225]
[null,"2020-12-01",32.47486259207222,5.4176369257160122,3.7856863550943998,5.0928843032786411,5.5879501029740855,5.5200049993620066,1.5989328622530823,59.477958140750445,null,"2020-12-01",35.236326931132702,6.2742322489074827,4.1138848562781938,6.0529166711074662,5.9103196651810377,5.8941101263308004,2.2304703385822191,65.712260837519906,null,"2020-12-01",29.713398253011743,4.5610416025245417,3.4574878539106058,4.1328519354498132,5.2655805407671332,5.145899872393211,0.96739538592394603,53.243655443980991]
[null,"2021-01-01",32.032203926340948,5.3459376367585589,3.7103771641205383,5.0338771315512618,5.5118233850212173,5.4518289240561435,1.564614173741975,58.650662341590639,null,"2021-01-01",34.724699306202837,6.1811390614088664,4.0303787428538023,5.969932208683427,5.826141605456983,5.8165905875324224,2.1803786843220241,64.729260196460359,null,"2021-01-01",29.339708546479063,4.5107362121082506,3.3903755853872748,4.0978220544190957,5.1975051645854515,5.0870672605798646,0.94884966316192587,52.572064486720926]
[null,"2021-02-01",36.728329128751533,6.1296861582223752,4.2543420986265472,5.7718755945254756,6.3198918141919265,6.2511017829691529,1.7939965812171084,67.249223158504122,null,"2021-02-01",39.815561487680462,7.0873334335674647,4.6212579478282469,6.845162310438198,6.6802910885557809,6.6693398305451073,2.5000360926536258,74.218982191268893,null,"2021-02-01",33.641096769822596,5.1720388828772856,3.8874262494248479,4.6985888786127523,5.959492539828072,5.8328637353931976,1.0879570697805911,60.279464125739345]
[null,"2021-03-01",32.907531054141529,5.4920232525889725,3.8117686822812895,5.1714352346837904,5.6624420731280081,5.6008081751975221,1.6073695593522492,60.253378031373359,null,"2021-03-01",35.673602833956735,6.350047785691487,4.1405147752368139,6.1330693947917441,5.9853495016539231,5.9755374881042504,2.239960741668249,66.498082521103214,null,"2021-03-01",30.141459274326319,4.6339987194864571,3.4830225893257656,4.2098010745758359,5.3395346446020939,5.2260788622907928,0.97477837703624937,54.008673541643518]
[null,"2021-04-01",34.23628534041061,5.7161068245971789,3.9404220296192545,5.3923057348899324,5.8916937522032686,5.8348041083879014,1.6590771032207883,62.670694893328928,null,"2021-04-01",37.080913157273471,6.5984991298963704,4.2785044638967697,6.381250165562439,6.2237717048288648,6.2201756793887082,2.3096337832930871,69.092748084139714,null,"2021-04-01",31.39165752354775,4.8337145192979865,3.6023395953417379,4.4033613042174249,5.5596157995776734,5.4494325373870929,1.0085204231484892,56.24864170251815]
[null,"2021-05-01",32.881560254137796,5.4899212663772641,3.7845000736900469,5.1789329411048062,5.6585602434891822,5.6039217150287506,1.5934276512009131,60.190824145028756,null,"2021-05-01",35.613626540849339,6.3373974299269324,4.1092046326989715,6.1287449771310847,5.9774979173565264,5.9740441861467826,2.2182418932203309,66.358757577329968,null,"2021-05-01",30.149493967426245,4.6424451028275957,3.4597955146811228,4.2291209050785268,5.3396225696218371,5.2337992439107186,0.96861340918149585,54.022890712727538]
[null,"2021-06-01",34.351169063646999,5.7352878668129801,3.9536445609010284,5.4104002259684325,5.9114639961912392,5.8543834527490528,1.6646443238716009,62.880993490141329,null,"2021-06-01",37.205342350515544,6.6206411391791296,4.2928614689809574,6.4026631714021027,6.24465627390272,6.2410481815929453,2.3173840203792371,69.324596605952635,null,"2021-06-01",31.496995776778451,4.8499345944468315,3.6144276528210999,4.4181372805347623,5.5782717184797574,5.4677187239051603,1.0119046273639645,56.437390374330022]
[null,"2021-07-01",33.474792560074057,5.5913040152275473,3.8281654995559395,5.2855463125704549,5.7616137784818138,5.7126558109125387,1.6094595780655159,61.263537554887868,null,"2021-07-01",36.224100731476561,6.444128543259195,4.1549192469730274,6.2413525478161702,6.0825642463370553,6.0851140997958968,2.2382169803100598,67.470396395967967,null,"2021-07-01",30.725484388671543,4.7384794871958986,3.5014117521388526,4.3297400773247396,5.440663310626574,5.3401975220291797,0.98070217582097174,55.056678713807756]
[null,"2021-08-01",33.396446858727671,5.578217910698962,3.819205912714752,5.2731758152144526,5.7481290743853801,5.6992856899400719,1.6056927365173297,61.12015399819861,null,"2021-08-01",36.139320442775549,6.4290464551661382,4.1451949130026966,6.2267450445185419,6.0683283773317882,6.0708722630148113,2.2329785705791232,67.312486066388644,null,"2021-08-01",30.65357327467979,4.7273893662317858,3.4932169124268069,4.3196065859103632,5.427929771438972,5.3276991168653316,0.97840690245553608,54.927821930008598]
[null,"2021-09-01",34.660385933904877,5.7893340098759394,3.963749540653617,5.4727471346222591,5.9656757187038965,5.9149837824522997,1.6664626082643925,63.433338728477274,null,"2021-09-01",37.507067719939485,6.6723634482938188,4.3020760880250846,6.4624056345874603,6.2979934488755269,6.3006336117622643,2.3174890240811767,69.86002897556483,null,"2021-09-01",31.813704147870283,4.9063045714580591,3.6254229932821502,4.4830886346570589,5.6333579885322669,5.5293339531423351,1.0154361924476081,57.00664848138976]
[null,"2021-10-01",33.835564885871158,5.6540654746746775,3.8447039660733875,5.3577545096889629,5.8253326451202314,5.7817427767542187,1.6141735799553243,61.91333783813797,null,"2021-10-01",36.582515119455046,6.5061585797148203,4.1711774738918637,6.3127409999192574,6.146007850546205,6.1538816276442834,2.2423917298625291,68.114873381034016,null,"2021-10-01",31.088614652287273,4.8019723696345356,3.5182304582549118,4.4027680194586702,5.5046574396942578,5.409603925864154,0.98595543004811914,55.711802295241924]
[null,"2021-11-01",34.934621233439543,5.8377224217500121,3.9695887230646556,5.5317866005510155,6.0145527406591173,5.9695469739128377,1.6666056207712847,63.924424314148474,null,"2021-11-01",37.770798678120926,6.7174934549989036,4.3066668353072366,6.5177932309051689,6.3456442084179363,6.3537737437611668,2.3152297295457966,70.327399881057133,null,"2021-11-01",32.098443788758161,4.9579513885011197,3.6325106108220742,4.5457799701968629,5.6834612729002991,5.5853202040645069,1.017981511996773,57.521448747239802]
[null,"2021-12-01",33.939608114026051,5.6714515365349882,3.8565263019285583,5.3742294252616665,5.8432453477902992,5.7995214420398078,1.6191371096208513,62.103719277202231,null,"2021-12-01",36.695005127524702,6.5261647993184972,4.1840037048430689,6.3321524669467104,6.164906618726758,6.1728046074255527,2.2492870092866997,68.324324334072003,null,"2021-12-01",31.184211100527396,4.8167382737514783,3.5290488990140481,4.4163063835766243,5.5215840768538396,5.426238276654062,0.98898720995500311,55.883114220332459]
[null,"2022-01-01",33.541785620569641,5.6075077033367675,3.7868916007876772,5.3283926479200492,5.7769038971687454,5.7389408130869786,1.5878185997553051,61.368240882625152,null,"2022-01-01",36.233515240595672,6.4424715923126872,4.1068021693902512,6.2641815060690478,6.0911327238507891,6.1035987364292401,2.2034079836725309,67.445109952320223,null,"2022-01-01",30.850056000543599,4.7725438143608478,3.4669810321851027,4.3926037897710497,5.4626750704867018,5.3742828897447161,0.97222921583807942,55.291371812930102]
[null,"2022-02-01",38.540850178432834,6.4432501213106264,4.3512895669579112,6.1225357844220225,6.6378931078566765,6.5942720093123777,1.8244669337511239,70.514557702043575,null,"2022-02-01",41.633754926552555,7.4026569493623784,4.7188795764608003,7.1977945255204574,6.9989545691603494,7.013278515074961,2.531803701249808,77.497122763381313,null,"2022-02-01",35.447945430313119,5.4838432932588743,3.9836995574550218,5.0472770433235876,6.2768316465530045,6.1752655035497934,1.11713016625244,63.531992640705838]
[null,"2022-03-01",34.413865831168444,5.7533018645116991,3.885350080669693,5.4669298693761892,5.9271023279929658,5.8881522107599071,1.629101589114647,62.96380377359354,null,"2022-03-01",37.175579922518146,6.6099746598761318,4.2135782647741866,6.427049064428604,6.249501045939863,6.2622911725353116,2.2606961829405456,69.198670313012784,null,"2022-03-01",31.652151739818734,4.8966290691472656,3.5571218965651989,4.5068106743237752,5.6047036100460685,5.5140132489845035,0.99750699528874842,56.728937234174289]
[null,"2022-04-01",35.846172154065393,5.9956006854317403,4.0210926947563363,5.714217547392999,6.1765404526772603,6.1411032635685219,1.6839399460844531,65.578666743976697,null,"2022-04-01",38.689712536236208,6.8776556727875811,4.3590458880253697,6.7027839277363732,6.5084914596672929,6.5263275160297471,2.3342479335513908,71.998264934033969,null,"2022-04-01",33.002631771894592,5.1135456980758986,3.6831395014873021,4.725651167049624,5.8445894456872276,5.7558790111072975,1.0336319586175149,59.159068553919454]
[null,"2022-05-01",34.526274125376126,5.7748356483310666,3.8730313536966938,5.5038133668883225,5.9491130014958742,5.9149806511812448,1.6219353056526873,63.16398345262202,null,"2022-05-01",37.265112021356927,6.624412338311032,4.1985407147019131,6.4559795756586844,6.2688411837484583,6.2860204956325552,2.2482981916173119,69.347204521026867,null,"2022-05-01",31.787436229395325,4.9252589583510993,3.5475219926914754,4.5516471581179605,5.62938481924329,5.5439408067299336,0.99557241968806298,56.980762384217151]
[null,"2022-06-01",35.905711249712603,6.0055591446261598,4.0277715730904138,5.723708640155734,6.1867994457770044,6.1513033968775268,1.6867369047411029,65.687590354980543,null,"2022-06-01",38.753974641694981,6.8890791909576858,4.3662860934493199,6.7139169907496523,6.519301810459301,6.5371674918166134,2.3381250284440531,72.117851247571608,null,"2022-06-01",33.057447857730239,5.1220390982946338,3.6892570527315063,4.7335002895618148,5.8542970810947086,5.7654393019384411,1.0353487810381528,59.257329462389499]
[null,"2022-07-01",35.166829286632876,5.8849108600065856,3.9195548466929404,5.6260306327827889,6.0628529950906289,6.0324792337844357,1.6395208417332439,64.332178696723489,null,"2022-07-01",37.924392404853691,6.7402960399133063,4.2472896899492163,6.5847067280618869,6.3847671341235914,6.406055848870273,2.2701661221615201,70.557673967933482,null,"2022-07-01",32.409266168412053,5.0295256800998649,3.5918200034366641,4.66735453750369,5.7409388560576664,5.6589026186985976,1.0088755613049676,58.106683425513509]
[null,"2022-08-01",34.981011462583517,5.8538156105083186,3.8988443314821928,5.5963032791536662,6.0308175180819852,6.0006042485331834,1.630857786192714,63.992254236535587,null,"2022-08-01",37.724003907567628,6.704681025168111,4.224847458326316,6.5499138308621196,6.3510306966911845,6.3722069241101398,2.258170803345247,70.184854646070747,null,"2022-08-01",32.238019017599406,5.0029501958485243,3.5728412046380691,4.6426927274452137,5.7106043394727859,5.6290015729562262,1.0035447690401809,57.799653827000412]
[null,"2022-09-01",36.192997892476406,6.0566326471346015,4.0339275158856962,5.7901982909989984,6.2397671363883003,6.2085070682717953,1.6873620844765105,66.209392635632298,null,"2022-09-01",39.031026743831312,6.9369779794158699,4.3712256667819496,6.7768485691118618,6.5710747348247338,6.5929846545869077,2.3364096036430078,72.616547952195646,null,"2022-09-01",33.3549690411215,5.1762873148533322,3.6966293649894419,4.8035480128861341,5.9084595379518676,5.8240294819566838,1.038314565310013,59.802237319068972]
[null,"2022-10-01",35.51730640507953,5.9466317415876961,3.9331476398256484,5.701811607788307,6.1270839003271185,6.1002620262527785,1.6434395856665736,64.969682906527652,null,"2022-10-01",38.270329145734117,6.8006085143193715,4.2603428617328563,6.6589092255313771,6.4484680019058294,6.4732235406828238,2.2730464972304749,71.184927787136857,null,"2022-10-01",32.764283664424944,5.0926549688560199,3.6059524179184401,4.7447139900452369,5.8056997987484076,5.7273005118227331,1.0138326741026724,58.754438025918446]
[null,"2022-11-01",36.578550868836082,6.124314979775388,4.0506686902762867,5.872179707585504,6.3101589847390427,6.2825356826215861,1.6925449750763291,66.910953888910214,null,"2022-11-01",39.413832948326622,7.003808274281039,4.3876403888638036,6.8578750612187926,6.6411459287926267,6.6666411542501018,2.3409643168853487,73.311908072618337,null,"2022-11-01",33.743268789345557,5.244821685269736,3.7136969916887708,4.8864843539522154,5.9791720406854578,5.8984302109930713,1.0441256332673094,60.509999705202105]
[null,"2022-12-01",35.48077339927265,5.9405150521780579,3.9291020147456863,5.6959467397095924,6.1207815983125178,6.0939873131456856,1.6417491481305273,64.902855265494722,null,"2022-12-01",38.230964388143363,6.7936134266989763,4.2559606845279792,6.6520598894181786,6.4418351250690487,6.466565200365463,2.2707084477191879,71.111707161942192,null,"2022-12-01",32.730582410401936,5.0874166776571395,3.6022433449633944,4.7398335900010062,5.7997280715559887,5.7214094259259083,1.0127898485418665,58.69400336904723]
[null,"2023-01-01",35.127065214989919,5.8844847553880673,3.8648868758669832,5.6573897719754971,6.0642154258832095,6.0410059650568568,1.6133059821514728,64.252353991312006,null,"2023-01-01",37.818567699965172,6.7193781879689931,4.1847704495950699,6.5930996658599428,6.3784177371307242,6.4056331176280414,2.2288434210572308,70.328710279205183,null,"2023-01-01",32.435562730014666,5.0495913228071432,3.5450033021388965,4.7216798780910505,5.7500131146356939,5.6763788124856722,0.99776854324571485,58.175997703418837]
[null,"2023-02-01",40.418636309973849,6.7709285630306519,4.4470967346340391,6.5096237974262854,6.9777340151807197,6.9510282613595704,1.8563357727208933,73.93138345432601,null,"2023-02-01",43.515589027253007,7.7315910551159233,4.8151678430206539,7.5862898286215268,7.3392680308561058,7.3705831595076514,2.564598296960686,80.923087241335537,null,"2023-02-01",37.321683592694683,5.8102660709453806,4.0790256262474243,5.4329577662310431,6.6161999995053318,6.5314733632114903,1.1480732484811007,66.939679667316454]
[null,"2023-03-01",35.998650376001436,6.0304926715519853,3.9607838154313031,5.7977629271233386,6.2146828829858149,6.1908975408119167,1.6533359005522359,65.846606114458027,null,"2023-03-01",38.756935372193389,6.8861017751521043,4.2886044534830488,6.7566899857077072,6.5366812930637561,6.5645719512037557,2.2841462720105361,72.073731102814293,null,"2023-03-01",33.240365379809475,5.1748835679518663,3.6329631773795574,4.838835868538971,5.8926844729078747,5.8172231304200785,1.0225255290939357,59.619481126101753]
[null,"2023-04-01",37.677331799883817,6.3152435023882374,4.1187374317302012,6.0860193113125591,6.5096944396015912,6.4877713943442723,1.7177029670063122,68.912500846266994,null,"2023-04-01",40.531101572604669,7.200471606260674,4.4579063823780514,7.0781419736952449,6.842839611624508,6.8743814577306663,2.3703503812045605,75.355192985498377,null,"2023-04-01",34.823562027162971,5.4300153985158,3.7795684810823524,5.0938966489298725,6.1765492675786753,6.1011613309578783,1.0650555528080641,62.469808707035611]
[null,"2023-05-01",36.143778453345888,6.0581986867221964,3.951095423387128,5.8383044430854358,6.2447350272468887,6.2237042999381762,1.6477885381555202,66.107604871881236,null,"2023-05-01",38.881393286846269,6.907395987554934,4.2764594240966334,6.7900454500697487,6.5643204308617813,6.5945784518842263,2.2738717139021452,72.288064745215735,null,"2023-05-01",33.406163619845508,5.2090013858894579,3.6257314226776223,4.886563436101123,5.925149623631996,5.8528301479921279,1.0217053624088954,59.92714499854673]
[null,"2023-06-01",37.486263798325425,6.2832178546654944,4.0978506307697664,6.0551560974991565,6.4766826989099551,6.4548708290529451,1.7089922102329826,68.563034119455722,null,"2023-06-01",40.325561630987515,7.1639568199325598,4.4352995993887614,7.0422475412326815,6.8081384364849828,6.8395203286556301,2.3583299410965557,74.973054297778688,null,"2023-06-01",34.64696596566332,5.4024788893984281,3.7604016621507705,5.0680646537656333,6.1452269613349273,6.0702213294502583,1.0596544793694098,62.153013941132741]
[null,"2023-07-01",36.97928131258724,6.2018523150877316,4.0162996542212941,5.9892938133194038,6.3948659917363866,6.3754717030322752,1.6735891415004667,67.630653931484815,null,"2023-07-01",39.748047656239841,7.060712691242248,4.3453659945905789,6.9518647476107107,6.7180879799516342,6.750566057823578,2.3067965613762298,73.881441688834826,null,"2023-07-01",34.210514968934632,5.3429919389332152,3.6872333138520084,5.026722879028096,6.0716440035211381,6.0003773482409715,1.0403817216247033,61.379866174134776]
[null,"2023-08-01",36.589229194774141,6.136436072694706,3.9739363056029471,5.92611960730002,6.3274138689619308,6.3082241484136627,1.6559363649774932,66.917295562724902,null,"2023-08-01",39.328790990968336,6.9862373136596272,4.2995317017460026,6.8785374824149752,6.6472265583332817,6.6793620621311289,2.282464804452049,73.102150913705415,null,"2023-08-01",33.849667398579939,5.2866348317297867,3.6483409094598915,4.9737017321850647,6.007601179590579,5.9370862346961975,1.0294079255029376,60.73244021174439]
[null,"2023-09-01",37.79707247572658,6.3390053326248141,4.1051195081816187,6.1217461320265967,6.536287477278405,6.5164642868391969,1.7106003099727747,69.126295522649983,null,"2023-09-01",40.627069664551556,7.2168592749347287,4.4414631004522001,7.1056041756401243,6.8666574704389189,6.8998537960468012,2.3578110153107787,75.515318497375105,null,"2023-09-01",34.967075286901597,5.4611513903148996,3.7687759159110366,5.1378880884130673,6.205917484117891,6.1330747776315926,1.0633896046347706,62.737272547924853]
[null,"2023-10-01",37.176540881305506,6.2387973943473094,4.0116372927893895,6.036128296312385,6.4353756563451672,6.4174615593313957,1.6704002128372926,67.986341293268438,null,"2023-10-01",39.928213430444828,7.0923553430076307,4.338672045185783,6.9927565154327445,6.7566021384168966,6.7902401586460419,2.2996983402065014,74.198537971340428,null,"2023-10-01",34.424868332166184,5.3852394456869872,3.6846025403929956,5.0795000771920238,6.1141491742734386,6.0446829600167487,1.0411020854680837,61.774144615196455]
[null,"2023-11-01",38.271821040871515,6.4226023112005839,4.1298265226103057,6.2139622584514074,6.6249720821732989,6.6065302073036376,1.719612865985868,69.989327288596627,null,"2023-11-01",41.104562249903566,7.3013074377328966,4.466496240156685,7.198774269921592,6.9556624084919596,6.9902914584213054,2.3674511193867089,76.384545184014726,null,"2023-11-01",35.439079831839457,5.5438971846682721,3.7931568050639277,5.2291502469812219,6.2942817558546382,6.2227689561859707,1.0717746125850269,63.59410939317852]
[null,"2023-12-01",37.20798714365754,6.244074562555352,4.0150305885554749,6.0412340342185118,6.4408191028419628,6.4228898529554082,1.6718131426602547,68.043848427444516,null,"2023-12-01",39.961987230938817,7.0983545043476317,4.3423419675658117,6.9986714298044248,6.7623172985263684,6.7959837719139857,2.3016435700644258,74.261299773161454,null,"2023-12-01",34.453987056376263,5.3897946207630731,3.687719209545139,5.0837966386325988,6.1193209071575572,6.0497959339968297,1.0419827152560837,61.826397081727535]
[null,"2024-01-01",36.822824512326349,6.1833355741567599,3.9477249469108018,5.992281558432615,6.3809573087922127,6.3641723185642967,1.6427001069222102,67.333996326105236,null,"2024-01-01",39.517128843818625,7.0190981284528675,4.2679415185394678,6.9289655236849148,6.695486703762044,6.7291790469757951,2.2588783185706727,73.416678083804385,null,"2024-01-01",34.12852018083408,5.3475730198606524,3.6275083752821353,5.0555975931803152,6.0664279138223822,5.9991655901527965,1.0265218952737474,61.251314568406109]
[null,"2024-02-01",40.922998782931728,6.8718420579325956,4.3872990553372837,6.6595144226547491,7.0914687191970058,7.0728147418401468,1.8256126564597532,74.831550436353268,null,"2024-02-01",43.917310445297467,7.8006657004761095,4.7431713314210446,7.7004969457955248,7.4410205587968701,7.4784645012046269,2.5104015214996456,81.591531004491287,null,"2024-02-01",37.928687120565982,5.9430184153890835,4.0314267792535228,5.6185318995139726,6.7419168795971416,6.6671649824756658,1.1408237914198607,68.071569868215235]
[null,"2024-03-01",37.605886303640737,6.3148283071321005,4.0316759368059323,6.119711401019396,6.5166525990557513,6.4995106648755678,1.6776332144541495,68.76589842698364,null,"2024-03-01",40.357486804128904,7.1683639065856086,4.3587021262601988,7.0763145721837883,6.8378706702666907,6.8722795035101978,2.3069148645425619,74.977932447477954,null,"2024-03-01",34.854285803152571,5.4612927076785924,3.7046497473516653,5.163108229855002,6.1954345278448111,6.1267418262409361,1.0483515643657373,62.553864406489325]
[null,"2024-04-01",39.482038148967924,6.6342654292376704,4.2053753279133179,6.4385684306174849,6.8496742188347035,6.8318558589870504,1.7489048050079647,72.190682219566128,null,"2024-04-01",42.337914150439218,7.5201468769435538,4.5447946026769888,7.4314233305112207,7.1830652691152475,7.2187512604685145,2.4020339065381173,78.638129396692861,null,"2024-04-01",36.626162147496622,5.748383981531787,3.8659560531496475,5.4457135307237499,6.5162831685541578,6.4449604575055854,1.0957757034778119,65.743235042439366]
[null,"2024-05-01",37.865544027371683,6.3626418867293371,4.0331966660360203,6.1749572163149544,6.5692312977317293,6.5521424664317554,1.6773002357134412,69.235013796328928,null,"2024-05-01",40.604493269617237,7.2122531158805296,4.3587192604828902,7.1271621349888568,6.8889724783946544,6.9231973953467412,2.3036885861890664,75.418486240899981,null,"2024-05-01",35.12659478512613,5.5130306575781445,3.7076740715891501,5.2227522976410512,6.2494901170688042,6.1810875375167695,1.0509118852378163,63.051541351757862]
[null,"2024-06-01",39.204666356081354,6.5876579544753495,4.1758314505161298,6.393335779190398,6.8015534401758462,6.7838602590334709,1.7366182847548133,71.683523524227354,null,"2024-06-01",42.040479070956323,7.4673158499798999,4.5128662148240268,7.3792156100002968,7.1326023298769448,7.1680376176731864,2.3851589810665152,78.085675674377185,null,"2024-06-01",36.368853641206378,5.7080000589707991,3.8387966862082323,5.4074559483805,6.4705045504747458,6.3996829003937554,1.0880775884431118,65.281371374077523]
[null,"2024-07-01",38.711608828661973,6.5093139298306451,4.0965667830868586,6.3252789501214384,6.7243803482683306,6.7065501831703909,1.7028235367277162,70.77652255986736,null,"2024-07-01",41.47982764062764,7.3680044638200108,4.4255680496196064,7.2876595331797285,7.0475384183848666,7.0815703619499439,2.3359057379740413,77.02607420555583,null,"2024-07-01",35.943390016696313,5.6506233958412784,3.7675655165541109,5.3628983670631492,6.4012222781517947,6.3315300043908387,1.0697413354813912,64.526970914178889]
[null,"2024-08-01",38.272514197258076,6.4354806563709515,4.050100605728991,6.2535331324411869,6.6481076383556292,6.6304797156859552,1.683508899702046,69.973724845542833,null,"2024-08-01",41.009333900386252,7.2844313109050134,4.3753701056358922,7.2049977096765572,6.967600219540639,7.0012461485698241,2.3094102318443515,76.152389626558531,null,"2024-08-01",35.535694494129899,5.5865300018368904,3.7248311058220898,5.3020685552058158,6.3286150571706195,6.2597132828020863,1.0576075675597405,63.795060064527142]
[null,"2024-09-01",39.623072873215946,6.6625755942583487,4.1930203648902902,6.4742075146852862,6.8827057471552395,6.8644557711817775,1.7429164823559125,72.442954347742798,null,"2024-09-01",42.456469340952317,7.5414839794508062,4.5297679595693188,7.4592473290485035,7.2134725674769742,7.2483057924629071,2.390904591187661,78.839651560148482,null,"2024-09-01",36.789676405479575,5.783667209065892,3.8562727702112607,5.4891677003220689,6.551938926833504,6.480605749900648,1.0949283735241637,66.046257135337115]
[null,"2024-10-01",38.986828155030167,6.5603128987799471,4.0988919149429801,6.3817243380734441,6.7811906079729853,6.7620797981934766,1.7031087521375143,71.274136465130525,null,"2024-10-01",41.742981530311411,7.4152607819988701,4.4264592110347758,7.3399103314768217,7.1029401755473103,7.1354654305264535,2.3334316291634583,77.496449090059087,null,"2024-10-01",36.230674779748917,5.7053650155610249,3.771324618851184,5.4235383446700673,6.4594410403986622,6.3886941658605014,1.0727858751115704,65.051823840201905]
[null,"2024-11-01",39.908607551151853,6.715420701809224,4.1958034692530664,6.532609708465019,6.9415207009661222,6.9219580475375757,1.7433759559949875,72.959296135177837,null,"2024-11-01",42.729925637544838,7.5905824208491905,4.5311155550256244,7.5134504329190852,7.2708775076038998,7.304171768714399,2.3886017802069976,79.328725102864027,null,"2024-11-01",37.087289464758875,5.8402589827692575,3.8604913834805088,5.5517689840109528,6.6121638943283445,6.5397443263607524,1.0981501317829772,66.589867167491661]
[null,"2024-12-01",39.049358085790637,6.5708348091466116,4.1054660180379248,6.3919598150249257,6.7920667781888344,6.7729253170927439,1.7058403227060468,71.38845114598773,null,"2024-12-01",41.809931981742004,7.4271539204051402,4.4335586905533315,7.3516826173111625,7.1143323912876282,7.1469098126531643,2.337174157732997,77.620743571685438,null,"2024-12-01",36.288784189839284,5.7145156978880829,3.7773733455225185,5.432237012738689,6.4698011650900416,6.3989408215323245,1.0745064876790968,65.156158720290037]
[null,"2025-01-01",38.553054046751377,6.4921792481602916,4.0269553112543726,6.3211680369470216,6.7152557251798797,6.6946035210609587,1.6726904658226076,70.475906355176505,null,"2025-01-01",41.247569493564086,7.3280072895943595,4.3471969738214833,7.2579253971507249,7.0298097654628755,7.0596388499952463,2.2889169588248439,76.559064728413617,null,"2025-01-01",35.858538599938655,5.6563512067262227,3.7067136486872623,5.3844106767433173,6.4007016848968847,6.3295681921266693,1.0564639728203715,64.39274798193938]
[null,"2025-02-01",44.214789730681836,7.4455927668716386,4.6183366465870881,7.2494675847728383,7.7014292957578236,7.6777441977760663,1.9183345926674984,80.825694815114787,null,"2025-02-01",47.30501012573604,8.4041669192124697,4.9856076222207779,8.3237931014971203,8.0621773893636792,8.0963870449426683,2.6250574577751258,87.802199660747888,null,"2025-02-01",41.124569335627619,6.4870186145308066,4.2510656709533983,6.1751420680485563,7.340681202151969,7.259101350609467,1.2116117275598708,73.849189969481685]
[null,"2025-03-01",39.509361680374717,6.653217607568549,4.1268438466669677,6.4779644671291239,6.8818274915549882,6.8606630099800148,1.7141815149938455,72.2240596182682,null,"2025-03-01",42.270714521900139,7.5097783446653423,4.4550290964307182,7.4379580724647782,7.2041840376925101,7.2347530319920219,2.3456934922169781,78.458110597362506,null,"2025-03-01",36.748008838849294,5.7966568704717574,3.7986585969032172,5.5179708617934695,6.5594709454174653,6.4865729879680067,1.082669537770713,65.990008639173922]
[null,"2025-04-01",41.354823690188127,6.9702729382051407,4.2920588084814391,6.7916109351986425,7.2149881812907939,7.1899123417698076,1.782400107891678,75.596067003025638,null,"2025-04-01",44.212723648698486,7.8567822093847788,4.63171862941378,7.785169470566176,7.5486155055421369,7.5770819357129913,2.4359920814939295,82.048083480812281,null,"2025-04-01",38.496923731677768,6.0837636670255018,3.9523989875490981,5.798052399831108,6.8813608570394518,6.8027427478266231,1.1288081342894265,69.144050525238981]
[null,"2025-05-01",39.467003001739137,6.6520845315646389,4.0961291274509426,6.4815783322932052,6.8856286836516505,6.8616975398252347,1.7010347072317793,72.14515592375659,null,"2025-05-01",42.194441693926322,7.4981252335835817,4.4202836994238233,7.4297815695145424,7.2040261384765882,7.2311930947044409,2.3247906341659537,78.302642063795247,null,"2025-05-01",36.739564309551945,5.806043829545696,3.7719745554780619,5.533375095071869,6.5672312288267118,6.4922019849460302,1.0772787802976047,65.987669783717919]
[null,"2025-06-01",41.178039874681431,6.9404763791780653,4.2737110931525866,6.7625781214317131,7.1841455122691658,7.1591768670774485,1.7747806946354827,75.272908542425895,null,"2025-06-01",44.023722867577654,7.8231959959121848,4.6119189345149358,7.7518893876021311,7.5163466446987197,7.5446913864257503,2.4255786898679177,81.697343906599301,null,"2025-06-01",38.332356881785216,6.0577567624439457,3.9355032517902369,5.7732668552612951,6.8519443798396109,6.7736623477291458,1.1239826994030477,68.84847317825249]
[null,"2025-07-01",40.448604508156365,6.8248957792805509,4.1718592755768764,6.6536800579065538,7.0700820554506878,7.0408095681032083,1.7322366349147067,73.942167879388961,null,"2025-07-01",43.212991382514033,7.6823976613697864,4.5004051184556646,7.6147284549636938,7.3927927904227433,7.4153106210388753,2.3644424850989632,80.183068513863759,null,"2025-07-01",37.684217633798681,5.9673938971913154,3.8433134326980873,5.6926316608494139,6.7473713204786332,6.6663085151675405,1.1000307847304507,67.701267244914121]
[null,"2025-08-01",39.921487754557226,6.7359553337306597,4.1174925812358874,6.5669708555926967,6.9779463996953179,6.9490553845565337,1.7096625322339187,72.978570841602235,null,"2025-08-01",42.649849785718907,7.5822824518499576,4.4417568915324619,7.515495094714888,7.2964516438466509,7.3186760273607927,2.3336296236424965,79.138141518666146,null,"2025-08-01",37.193125723395561,5.8896282156113617,3.7932282709393124,5.6184466164705036,6.6594411555439841,6.5794347417522729,1.0856954408253403,66.819000164538338]
[null,"2025-09-01",41.644171328529296,7.026623849888419,4.2951697479601449,6.85034738938411,7.2790572630157957,7.2489195489182707,1.7834375272797545,76.127726654975788,null,"2025-09-01",44.490267059492645,7.9094714963396004,4.6334266430122701,7.8398021453321336,7.6113065779216269,7.6344899833203455,2.4343299143004926,82.553093819719109,null,"2025-09-01",38.798075597565948,6.1437762034372385,3.9569128529080206,5.8608926334360856,6.9468079481099636,6.8633491145161969,1.1325451402590161,69.702359490232467]
[null,"2025-10-01",40.726353948398291,6.8803997820346501,4.1749477655387448,6.7104014408033636,7.1334207192429302,7.0975128569025943,1.7334209601769948,74.456457473097586,null,"2025-10-01",43.47943100045935,7.7343934019499487,4.502149442326413,7.667517940089617,7.454811161060797,7.4704817290867602,2.3630402925743286,80.671824967547209,null,"2025-10-01",37.973276896337218,6.0264061621193505,3.8477460887510762,5.7532849415171112,6.8120302774250634,6.7245439847184292,1.103801627779661,68.241089978647906]
[null,"2025-11-01",41.815362263736425,7.0643792412560691,4.2865843937165264,6.8898352044432665,7.3241658689291427,7.2872978430366224,1.7797720242080635,76.447396839326117,null,"2025-11-01",44.642055623465488,7.9412083488389316,4.6225353277361547,7.8725446607565752,7.6541501776090737,7.6702397710874006,2.4262271550995882,82.828961064593202,null,"2025-11-01",38.988668904007362,6.1875501336732075,3.9506334596968986,5.9071257481299568,6.9941815602492117,6.9043559149858433,1.1333168933165383,70.065832614059005]
[null,"2025-12-01",40.805811602824527,6.893823532878832,4.1830931437678416,6.7234935226386368,7.1473381172772532,7.1113601982232559,1.7368028873635888,74.601723004973934,null,"2025-12-01",43.564259944574047,7.7494833056252785,4.5109331953482759,7.6824773688556327,7.4693555960917095,7.4850567376028527,2.3676506153938117,80.829216763491601,null,"2025-12-01",38.047363261074999,6.0381637601323863,3.8552530921874082,5.7645096764216399,6.8253206384627951,6.73766365884366,1.1059551593333663,68.374229246456252]
[null,"2026-01-01",40.283835884516222,6.8152252627265586,4.1049616039873094,6.6483434806249964,7.0721020715619769,7.0284095898740659,1.704408252982115,73.657286146273236,null,"2026-01-01",42.977755172664402,7.6508683780992239,4.4251324134286332,7.5848935842633241,7.3865865170995413,7.3933641551317297,2.3204984065309779,79.739098627217842,null,"2026-01-01",37.589916596368049,5.9795821473538924,3.7847907945459851,5.7117933769866687,6.7576176260244134,6.6634550246164039,1.0883180994332518,67.575473665328673]
[null,"2026-02-01",46.174889859455796,7.8118746381532365,4.7052656674699715,7.620588288705787,8.1063167659939719,8.0562347545537207,1.9536586233399549,84.42882859767245,null,"2026-02-01",49.262764280777169,8.7697210787146833,5.0722578254299924,8.6940982197693195,8.4667909938415384,8.474559784543116,2.6598449722558581,91.400037155331674,null,"2026-02-01",43.087015438134429,6.8540281975917896,4.3382735095099507,6.5470783576422535,7.7458425381464071,7.6379097245643246,1.2474722744240512,77.457620040013211]
[null,"2026-03-01",41.332811984362408,6.9926911931350357,4.2118532770075543,6.821463871511714,7.2562569785079818,7.2114267608516052,1.7487904098076033,75.575294475183895,null,"2026-03-01",44.09687992856913,7.8500941443520293,4.5403612152152446,7.7824013914289036,7.5789304820113257,7.585884607216423,2.3809233217540529,81.81547509054711,null,"2026-03-01",38.568744040155686,6.1352882419180412,3.8833453387998653,5.8605263515945234,6.933583475004637,6.8369689144867882,1.1166574978611534,69.335113859820694]
[null,"2026-04-01",43.132412892803394,7.3083824413380674,4.369477123789947,7.1299121674362507,7.5908151687830694,7.5337544214783962,1.8144397848375575,78.879194000466683,null,"2026-04-01",45.986210294063966,8.1936191154743234,4.7086493580743793,8.1220444349737217,7.9239635661238461,7.9203682277986447,2.4670935175886126,85.321948514097485,null,"2026-04-01",40.278615491542823,6.4231457672018113,4.0303048895055147,6.1377798998987796,7.2576667714422927,7.1471406151581487,1.1617860520865024,72.436439486835866]
[null,"2026-05-01",41.129618228172781,6.9690276874788371,4.1665864231815384,6.798844436917312,7.2383460370880872,7.1839348276273931,1.730188752339153,75.216546392805114,null,"2026-05-01",43.850903445999826,7.8131596060730901,4.4900096581483586,7.7449083980753022,7.5560251437498884,7.5525967500478215,2.3525374006736772,81.360140402767982,null,"2026-05-01",38.408333010345729,6.1248957688845849,3.8431631882147177,5.8527804757593218,6.9206669304262851,6.8152729052069665,1.1078401040046286,69.072952382842232]
[null,"2026-06-01",43.1678816047514,7.3143922816004681,4.3730702389224643,7.1357752477491907,7.5970572595592394,7.5399495899732942,1.8159318377453173,78.944058060301359,null,"2026-06-01",46.024025745069551,8.2003569049168181,4.7125213818389842,8.1287233670151302,7.9304796120012666,7.9268813171519374,2.469122261715254,85.392110589708935,null,"2026-06-01",40.31173746443325,6.4284276582841198,4.0336190960059435,6.1428271284832512,7.2636349071172113,7.1530178627946528,1.1627414137753809,72.496005530893811]
[null,"2026-07-01",42.096383190940529,7.1446492683708644,4.2399129007318477,6.9695905209942497,7.4280686818289192,7.3607539839300991,1.760982637942659,77.00034118473917,null,"2026-07-01",44.852380077608608,7.9995486094405086,4.5674615982389852,7.9277221106047877,7.7497999811370182,7.7341184162092951,2.3912697265564784,83.222300519795681,null,"2026-07-01",39.34038630427245,6.2897499273012185,3.912364203224711,6.0114589313837117,7.1063373825208185,6.9873895516509021,1.1306955493288393,70.778381849682646]
[null,"2026-08-01",41.821992100734768,7.0980792793769405,4.2122764570513462,6.9241615934621823,7.3796513188814785,7.3127753891604268,1.7495042659488744,76.498440404616005,null,"2026-08-01",44.560024950281026,7.9474062471348859,4.5376901387354645,7.8760479251311688,7.6992855211166527,7.6837061711862873,2.375683040539541,82.679843994125022,null,"2026-08-01",39.083959251188517,6.248752311618996,3.8868627753672258,5.9722752617931958,7.0600171166463035,6.9418446071345654,1.1233254913582078,70.317036815107002]
[null,"2026-09-01",43.452378865268876,7.3747905006606009,4.376487663624034,7.1940928150616861,7.6673393325992567,7.5978563144731259,1.8177068659787494,79.48065235766633,null,"2026-09-01",46.297151071180728,8.2572275948720897,4.7145872584597361,8.1830874430728446,7.9994341410045395,7.9832474463578986,2.468296567334114,85.90303152228195,null,"2026-09-01",40.60760665935701,6.4923534064491122,4.0383880687883318,6.2050981870505275,7.335244524193973,7.2124651825883541,1.1671171646233849,73.058273193050695]
[null,"2026-10-01",42.411523504434093,7.2108675060370198,4.247357046841195,7.0325273566038797,7.5045249420289837,7.4237789813546549,1.7645660007628439,77.595145338062665,null,"2026-10-01",45.159281719709661,8.0632112438043482,4.5739265828344493,7.9877947443875694,7.825294470130264,7.7960272923196081,2.392968933327305,83.798504986513208,null,"2026-10-01",39.663765289158526,6.3585237682696913,3.9207875108479411,6.07725996882019,7.1837554139277051,7.0515306703897016,1.1361630681983832,71.391785689612149]
[null,"2026-11-01",43.722033484977551,7.4336822755665803,4.3785997691224416,7.2498314411485145,7.7364136841237618,7.6531726848700892,1.8190908365680374,79.992824176376971,null,"2026-11-01",46.55469703417404,8.3123633123248535,4.7152602568405468,8.2346164539155957,8.0670949445396563,8.0369234151411781,2.4669113294293452,86.387866746365219,null,"2026-11-01",40.889369935781055,6.5550012388083063,4.0419392814043364,6.2650464283814333,7.4057324237078683,7.2694219545990002,1.1712703437067293,73.597781606388722]
[null,"2026-12-01",42.569444090748945,7.2377173885759714,4.2631722088467656,7.0587131842201423,7.5324682668835079,7.4514216461904237,1.7711364154616365,77.884073200927403,null,"2026-12-01",45.327433666573555,8.0932348539457983,4.5909577363521201,8.017537538919921,7.8544321899926528,7.8250560349631257,2.4018792252894592,84.110531246036643,null,"2026-12-01",39.811454514924343,6.3821999232061462,3.9353866813414116,6.0998888295203608,7.2105043437743621,7.0777872574177225,1.1403936056338142,71.657615155818164]
[null,"2027-01-01",41.980107673873633,7.1508875389087283,4.1805801149075288,6.971396566341677,7.4501409395622415,7.3560185748517357,1.7374522725459438,76.826583680991476,null,"2027-01-01",44.671915155351897,7.9858755801993793,4.5004999373004049,7.907212493286492,7.7643788556835052,7.7206870463542829,2.3530594631117467,82.903628531287708,null,"2027-01-01",39.288300192395369,6.3158994976180773,3.8606602925146514,6.035580639396863,7.1359030234409788,6.9913501033491885,1.1218450819801407,70.749538830695272]
[null,"2027-02-01",48.232944298317918,8.2159951333896775,4.803267523358028,8.0097694097890333,8.5598216122766306,8.4516799464768262,1.9962416326732988,88.26971955628143,null,"2027-02-01",51.325690065540869,9.1753526461956305,5.1708386380697382,9.0849728806438534,8.9208645143683061,8.8706649145473495,2.7035420417831011,95.251925701148849,null,"2027-02-01",45.14019853109496,7.2566376205837226,4.435696408646316,6.934565938934214,8.1987787101849534,8.0326949784063029,1.2889412235634967,81.287513411413954]
[null,"2027-03-01",43.071361992161798,7.3367716954489843,4.2892524446400611,7.1526149344940331,7.6438040558008034,7.5472350218788744,1.7826165753620442,78.823656719786598,null,"2027-03-01",45.833141817707947,8.1934648813013418,4.6174884412172528,8.1127569822609935,7.9662104474677013,7.9213828888932722,2.4142262023744849,85.058671661223002,null,"2027-03-01",40.309582166615634,6.4800785095966278,3.9610164480628698,6.1924728867270726,7.3213976641339036,7.1730871548644775,1.1510069483496035,72.588641778350194]
[null,"2027-04-01",44.86113849528752,7.6567812942066924,4.4427982366896979,7.460705032776735,7.9861042388815902,7.8690215604894824,1.8472515194518431,82.123800377783567,null,"2027-04-01",47.70836088408295,8.5399784254642306,4.7811890343986878,8.4505514751104798,8.3184850782785933,8.2547446271256071,2.4984015692762958,88.551711093736841,null,"2027-04-01",42.013916106492097,6.7735841629491542,4.1044074389807088,6.4708585904429894,7.6537233994845861,7.4832984938533569,1.1961014696273906,75.695889661830279]
[null,"2027-05-01",43.059353947288209,7.3492574397962427,4.2643594925729609,7.1610563057019654,7.6653535914623268,7.5529733742167959,1.7730592596105952,78.825413410649077,null,"2027-05-01",45.792221652343535,8.1969822001485184,4.5891592997064148,8.1111469575116608,7.9843848218087379,7.9232044162502699,2.3980567832719868,84.995156131041114,null,"2027-05-01",40.326486242232875,6.5015326794439661,3.939559685439507,6.2109656538922691,7.3463223611159147,7.182742332183321,1.1480617359492031,72.655670690257054]
[null,"2027-06-01",44.91672909251465,7.6662693513371902,4.4483036209849081,7.4699501179979011,7.9960003832740059,7.8787726194864955,1.8495405789505412,82.225565764545692,null,"2027-06-01",47.767479675162043,8.5505609143822987,4.7871137425713508,8.461023148794137,8.3287930991857095,8.2649736627491119,2.5014975146759837,88.661441757520635,null,"2027-06-01",42.06597850986725,6.7819777882920809,4.1094934993984662,6.4788770872016661,7.6632076673623013,7.4925715762238791,1.1975836432250986,75.78968977157075]
[null,"2027-07-01",43.845211485574723,7.4989954804314118,4.3185395270415485,7.3021539550484,7.8305122651330841,7.6986481502293209,1.7965292346921979,80.290590098150687,null,"2027-07-01",46.599875365239086,8.3534813279972635,4.645929797407514,8.2598221202894813,8.1520879510305289,8.0718319954383464,2.4265114691505087,86.509540026552727,null,"2027-07-01",41.090547605910352,6.6445096328655602,3.9911492566755835,6.3444857898073179,7.5089365792356402,7.3254643050202954,1.1665470002338867,74.071640169748633]
[null,"2027-08-01",43.642121613509957,7.464260329633106,4.2985361649790335,7.2683305690438438,7.7942415372646456,7.6629882134899097,1.7882077582966673,79.918686186217158,null,"2027-08-01",46.384025962180004,8.3147882211170163,4.6244099721812679,8.2215628404080476,8.1143276930014352,8.034443480895062,2.4152719315331432,86.108830101315974,null,"2027-08-01",40.900217264839902,6.6137324381491949,3.9726623577767994,6.3150982976796399,7.4741553815278552,7.2915329460847591,1.1611435850601917,73.728542271118329]
[null,"2027-09-01",45.237689130945839,7.7371556629333336,4.4556917849120659,7.5340626584380175,8.0792010708556798,7.9431490908234625,1.8535851072448395,82.840534506153233,null,"2027-09-01",48.079838228333607,8.6187790792485774,4.7934796247582607,8.5221453539458896,8.4109896611669708,8.3281848611221445,2.5035749126268936,89.256991721202326,null,"2027-09-01",42.395540033558078,6.8555322466180888,4.1179039450658719,6.5459799629301463,7.747412480544388,7.5581133205247797,1.2035953018627856,76.42407729110414]
[null,"2027-10-01",44.247707085317742,7.5844015694696703,4.3347951177928499,7.3794764856748785,7.9292425130833166,7.777035088254987,1.8043894712032629,81.057047330796721,null,"2027-10-01",46.999886108658472,8.4381166244254082,4.661890064366454,8.3362807822552796,8.2505281202591672,8.1498823013817852,2.4338034274949942,87.270387428841545,null,"2027-10-01",41.495528061977026,6.7306865145139323,4.0077001712192448,6.4226721890944782,7.6079569059074652,7.4041878751281898,1.1749755149115315,74.843707232751868]
[null,"2027-11-01",45.585811856407297,7.8137631476051848,4.4658846230101492,7.6026408786813864,8.1690325030465143,8.0122221395627342,1.8589564153313576,83.508311563644625,null,"2027-11-01",48.421220138948364,8.6932955897982893,4.8028713207600466,8.5883801072297761,8.5000341798712515,8.3963447083550911,2.5074046193476174,89.90955066431043,null,"2027-11-01",42.750403573866237,6.9342307054120793,4.1288979252602518,6.6169016501329967,7.8380308262217797,7.6280995707703791,1.210508211315098,77.10707246297882]
[null,"2027-12-01",44.227345956868746,7.580911513493052,4.3328004083263609,7.376080728504423,7.9255937742910243,7.773456389587527,1.8035591591212299,81.019747930192366,null,"2027-12-01",46.978258531068924,8.4342337209310809,4.6597448381238236,8.3324447397804189,8.2467315379299446,8.1461320324681257,2.4326834828137631,87.230228883116084,null,"2027-12-01",41.47643338266856,6.7275893060550231,4.0058559785288992,6.4197167172284262,7.604456010652104,7.4007807467069275,1.1744348354286962,74.809266977268635]
[null,"2028-01-01",43.633372463173274,7.4962250391401035,4.2520056469189438,7.2869681312369705,7.8467950789967649,7.676480003912852,1.771147079869466,79.962993443248379,null,"2028-01-01",46.320496490643471,8.3297602915089684,4.571368843407198,8.2211558396394029,8.1604862551160515,8.0405139916990773,2.3856831804766108,86.029464892490779,null,"2028-01-01",40.946248435703076,6.6626897867712387,3.9326424504306896,6.352780422834539,7.5331039028774791,7.3124460161266276,1.1566109792623211,73.89652199400598]
[null,"2028-02-01",48.62791276857547,8.3542883971340345,4.7387159877310907,8.1210786750956192,8.7449868088099585,8.5551764378297186,1.9738833108282252,89.116042386004111,null,"2028-02-01",51.622621300822182,9.2832351471459837,5.0946354315795261,9.1621991713856996,9.0945849784557975,8.9608799625298978,2.6587629386563658,95.876918930575457,null,"2028-02-01",45.633204236328751,7.4253416471220852,4.3827965438826553,7.0799581788055379,8.3953886391641213,8.1494729131295394,1.2890036830000844,82.355165841432779]
[null,"2028-03-01",44.790902688804529,7.6950890409603163,4.3648052032681006,7.4802808501251929,8.0549591966326268,7.8801259090851543,1.8181330487105813,82.084295937586489,null,"2028-03-01",47.549312227942238,8.5507367772899485,4.692640643179697,8.4392512064836538,8.3769721456833626,8.2538171917406959,2.4489719027158214,88.311702095035415,null,"2028-03-01",42.032493149666806,6.8394413046306832,4.0369697633565034,6.5213104937667348,7.7329462475818902,7.5064346264296118,1.1872941947053417,75.856889780137564]
[null,"2028-04-01",46.732065438470052,8.0477491356519177,4.5302333020931949,7.8149115533430775,8.4349029375422262,8.2294006387699099,1.8884898816449289,85.677752887515297,null,"2028-04-01",49.581833543467624,8.931735938013329,4.8689266567572629,8.8056430224790159,8.7675809603596271,8.6154685823865407,2.5402221280826103,92.111410831545996,null,"2028-04-01",43.882297333472472,7.1637623332905065,4.1915399474291277,6.8241800842071392,8.1022249147248253,7.8433326951532782,1.2367576352072474,79.244094943484598]
[null,"2028-05-01",44.882590462186869,7.7292502526656719,4.3509441341453812,7.5056274841678219,8.1010819997345056,7.9037126896409893,1.8137507331331861,82.286957755674422,null,"2028-05-01",47.619575732765483,8.5782522655684481,4.6762333116517034,8.4571496214843531,8.4205939090367607,8.27450155252013,2.4396899299867369,88.465996323013613,null,"2028-05-01",42.145605191608247,6.8802482397628957,4.0256549566390589,6.5541053468512898,7.7815700904322496,7.5329238267618486,1.187811536279636,76.107919188335231]
[null,"2028-06-01",46.636657750603504,8.0313189365935553,4.5209844259565779,7.7989567130168416,8.4176823293987848,8.2125995819344002,1.8846343607841116,85.502834098287764,null,"2028-06-01",49.480607799341371,8.9135010008992754,4.8589863078693112,8.787665515320489,8.7496811603023836,8.5978793333426573,2.5350360375977616,91.923357154673255,null,"2028-06-01",43.792707701865645,7.1491368722878352,4.1829825440438437,6.8102479107131959,8.0856834984951824,7.827319830526144,1.2342326839704616,79.082311041902315]
[null,"2028-07-01",45.781197720735413,7.903600147030895,4.4152564605582878,7.6659401594582999,8.2947065439542786,8.0694059701205063,1.8421247119954915,83.972231713853176,null,"2028-07-01",48.545905118817643,8.7612014543126069,4.7438403975035133,8.6270999876666163,8.617454696426643,8.443950445513952,2.474403864862404,90.213855965103377,null,"2028-07-01",43.016490322653176,7.0459988397491822,4.0866725236130632,6.7047803312499834,7.9719583914819125,7.6948614947270588,1.2098455591285795,77.730607462602961]
[null,"2028-08-01",45.402811966257808,7.8382761744479525,4.3787639651624382,7.6025804682437785,8.2261500415021178,8.002711597360415,1.8268993840509904,83.278193597025506,null,"2028-08-01",48.144668806757117,8.6887893290850755,4.7046321260449959,8.5557962232325888,8.5462306512001671,8.3741604286693256,2.4539526923308435,89.468230257320116,null,"2028-08-01",42.660955125758498,6.9877630198108314,4.0528958042798804,6.6493647132549656,7.9060694318040685,7.6312627660515044,1.1998460757711376,77.088156936730883]
[null,"2028-09-01",46.892523323440336,8.0954578011385259,4.5224355600885824,7.8520286847078546,8.4960581950283913,8.2652885136030498,1.8868417674186353,86.010633845425389,null,"2028-09-01",49.724343210239418,8.9738771371557284,4.8589957789998737,8.8365203954041558,8.8266409674522972,8.6489249500106116,2.5344693175669786,92.403771756829059,null,"2028-09-01",44.060703436641255,7.2170384651213224,4.1858753411772911,6.8675369740115535,8.1654754226044854,7.8816520771954872,1.2392142172702922,79.617495934021676]
[null,"2028-10-01",46.140948951086607,7.9862304835727196,4.4274148844619239,7.7361054780388381,8.3927734807037062,8.1401884380228982,1.8489105954379597,84.672572311324657,null,"2028-10-01",48.900617197652771,8.8422686659715701,4.7553999210514872,8.6955134282694466,8.7149333695345135,8.5140502421281195,2.4800373115392444,90.902820136147156,null,"2028-10-01",43.381280704520449,7.130192301173869,4.0994298478723623,6.7766975278082295,8.0706135918729025,7.7663266339176769,1.2177838793366749,78.442324486502173]
[null,"2028-11-01",47.386810784447192,8.2018684359358502,4.546960480085696,7.9449897505352167,8.6193885892645241,8.3599834427170308,1.8988334339689581,86.958834916954473,null,"2028-11-01",50.220993435664603,9.0810206921367094,4.8838015122342888,8.9303028842305636,8.9502471875683298,8.7439399709940435,2.5470013402815308,93.357307023110067,null,"2028-11-01",44.552628133229781,7.3227161797349929,4.2101194479371022,6.9596766168398707,8.2885299909607184,7.9760269144400153,1.2506655276563854,80.56036281079885]
[null,"2028-12-01",45.889169644609638,7.9426516751990386,4.4032556186809515,7.6938915375722443,8.3469762716209477,8.09576952063804,1.8388215652372417,84.210535833558097,null,"2028-12-01",48.633779090413739,8.7940186771219366,4.7294509251733947,8.6480642450558154,8.6673782166896824,8.4675912569099001,2.4665043849625001,90.406786796326983,null,"2028-12-01",43.144560198805543,7.0912846732761396,4.0770603121885065,6.7397188300886715,8.0265743265522111,7.723947784366179,1.2111387455119835,78.01428487078924]
[null,"2029-01-01",45.359572995219565,7.8719448813098101,4.3307049363702745,7.614669172484172,8.2841554806135953,8.0094605276499564,1.8103474738458649,83.28085546749324,null,"2029-01-01",48.046697022689763,8.7054801336786749,4.6500681328585287,8.5488568808866052,8.5978466567328802,8.37349451543618,2.4248835744530095,89.347326916735639,null,"2029-01-01",42.672448967749368,7.0384096289409444,4.0113417398820204,6.6804814640817396,7.9704643044943078,7.6454265398637329,1.1958113732387201,77.21438401825084]
[null,"2029-02-01",52.357122701451296,9.0863373888734742,4.998795949009831,8.7893721626684922,9.5621390664788084,9.2450673568464801,2.0896269202181346,96.128461545546514,null,"2029-02-01",55.458785109849671,10.048460808528707,5.3674268015671389,9.8676755338260769,9.9242228850405674,9.6652602931430955,2.7989665347544235,103.13079796670966,null,"2029-02-01",49.255460293052906,8.1242139692182409,4.6301650964525223,7.7110687915109093,9.2000552479170477,8.8248744205498664,1.3802873056818459,89.126125124383336]
[null,"2029-03-01",46.562896822824413,8.0807761868044725,4.445592270975685,7.8166753257507384,8.5039221367603854,8.2219399242306412,1.8583733724087232,85.490176039755056,null,"2029-03-01",49.321306361962137,8.9364239231341056,4.7734277108872822,8.7756456821091984,8.8259350858111212,8.5956312068861838,2.4892122264139633,91.717582197203996,null,"2029-03-01",43.804487283686704,7.2251284504748403,4.1177568310640877,6.8577049693922794,8.1819091877096497,7.8482486415750996,1.2275345184034834,79.262769882306145]
[null,"2029-04-01",48.56272575155181,8.4510802800356242,4.6136949240316705,8.1624474191140237,8.9063454535042776,8.5825578328805641,1.9307362318481771,89.209587892966141,null,"2029-04-01",51.412493856549382,9.3350670823970354,4.9523882786957376,9.1531788882499612,9.2390234763216785,8.9686257764971966,2.5824684782858589,95.643245836996854,null,"2029-04-01",45.712957646554237,7.5670934776742138,4.2750015693676024,7.1717159499780854,8.573667430686875,8.1964898892639351,1.2790039854104955,82.775929948935428]
[null,"2029-05-01",46.640800298120823,8.1166191053831671,4.4311026668707658,7.8394092202833905,8.5538666385441804,8.2428932835934088,1.8543251356746502,85.679016348470384,null,"2029-05-01",49.377785568699437,8.9656211182859433,4.7563918443770881,8.7909313575999217,8.8733785478464338,8.6136821464725504,2.480264332528201,91.858054915809575,null,"2029-05-01",43.903815027542208,7.2676170924803909,4.1058134893644436,6.8878870829668593,8.2343547292419235,7.8721044207142681,1.2283859388210996,79.499977781131207]
[null,"2029-06-01",48.463580607056684,8.4338266444017709,4.6042756535352058,8.145783053259807,8.8881623533334029,8.5650357740729124,1.9267944612880181,89.027458546947784,null,"2029-06-01",51.307530655794544,9.3160087087074928,4.9422775354479382,9.1344918555634518,9.2201611842370053,8.9503155254811677,2.5771961381016681,95.447981603333275,null,"2029-06-01",45.619630558318825,7.5516445800960517,4.2662737716224717,7.1570742509561596,8.556163522429804,8.1797560226646553,1.2763927844743681,82.606935490562321]
[null,"2029-07-01",47.55721595256167,8.2996334394826778,4.4962268957402207,8.0031026736680886,8.7594135795218335,8.4120609563207989,1.8837654141940292,87.411418911489321,null,"2029-07-01",50.321923350643907,9.1572347467643898,4.8248108326854462,8.9642625018764068,9.0821617319941979,8.7866054317142464,2.5160445670609413,93.65304316273955,null,"2029-07-01",44.792508554479433,7.4420321322009633,4.1676429587949952,7.0419428454597721,8.4366654270494692,8.0375164809273532,1.2514862613271167,81.169794660239091]
[null,"2029-08-01",47.164151246198308,8.2310362157917858,4.4590651723483363,7.9369563036711757,8.6870162312417225,8.3425345089987939,1.868195922066352,86.688955600316476,null,"2029-08-01",49.906008086697604,9.0815493704289079,4.7849333332308941,8.8901720586599868,9.0070968409397718,8.7139833403077063,2.4952492303462046,92.878992260611071,null,"2029-08-01",44.422294405698999,7.3805230611546637,4.1331970114657786,6.9837405486823645,8.3669356215436732,7.9710856776898833,1.2411426137864994,80.498918940021852]
[null,"2029-09-01",48.711653894614713,8.501104689549722,4.6053715296418254,8.1973757234160924,8.9720458622109955,8.616261352503086,1.9294932858642737,89.533306337800695,null,"2029-09-01",51.543473781413795,9.3795240255669228,4.9419317485531167,9.1818674341123945,9.3026286346349014,8.9998977889106513,2.5771208360126168,95.92644424920438,null,"2029-09-01",45.879834007815631,7.6226853535325185,4.2688113107305332,7.2128840127197922,8.6414630897870914,8.232624916095526,1.2818657357159304,83.140168426397025]
[null,"2029-10-01",47.913740880666793,8.3863324795384084,4.5082377371939062,8.0726523765333607,8.8640665121736326,8.4822491012153165,1.8911381747217679,88.118417262043195,null,"2029-10-01",50.673409127232951,9.2423706619372599,4.8362227737834695,9.0320603267639701,9.1862264010044381,8.856110905320536,2.5222648908230525,94.348665086865665,null,"2029-10-01",45.154072634100636,7.5302942971395588,4.1802527006043446,7.1132444263027512,8.5419066233428254,8.1083872971100952,1.2600114586204831,81.888169437220697]
[null,"2029-11-01",49.207470255847873,8.6127736732209463,4.6299656483047054,8.2906238252907798,9.1034071067416757,8.7112801605345318,1.942201209337608,90.497721879278117,null,"2029-11-01",52.041652907065284,9.4919259294218037,4.9668066804532991,9.2759369589861276,9.4342657050454797,9.0952366888115481,2.5903691156501809,96.896193985433712,null,"2029-11-01",46.37328760463047,7.733621417020089,4.2931246161561116,7.3053106915954338,8.77254850843787,8.327323632257519,1.2940333030250353,84.099249773122523]
[null,"2029-12-01",47.652287903996545,8.3405704173445461,4.4836374418660565,8.0286019860884679,8.8156975780763585,8.4359636466544909,1.8808187194676433,87.637577693494094,null,"2029-12-01",50.396897349800639,9.191937419267445,4.8098327483585006,8.9827746935720381,9.136099523145095,8.807785382926351,2.5085015391929018,93.83382865626298,null,"2029-12-01",44.90767845819245,7.4892034154216471,4.1574421353736115,7.074429278604895,8.4952956330076219,8.0641419103826291,1.2531358997423852,81.441326730725251]
[null,"2030-01-01",47.085763016649722,8.2662117567299322,4.4094031747599916,7.9423691626697579,8.7504453021094033,8.3425419533020566,1.8521135092233896,86.648847875444247,null,"2030-01-01",49.772887044119919,9.0997470090987971,4.7287663712482457,8.8765568710721912,9.0641364782286882,8.7065759410882819,2.4666496098305348,92.715319324686675,null,"2030-01-01",44.398638989179524,7.4326765043610674,4.0900399782717365,7.0081814542673255,8.4367541259901149,7.978507965515834,1.237577408616245,80.582376426201847]
[null,"2030-02-01",54.34960933194855,9.5414271926435568,5.0896348403766591,9.1676259129235795,10.100362682496241,9.6295327281205747,2.1378361359275657,100.01602882443675,null,"2030-02-01",57.45127174034694,10.50355061229879,5.4582656929339661,10.245929284081162,10.462446501058002,10.04972566441719,2.8471757504638542,107.0183652455999,null,"2030-02-01",51.247946923550167,8.5793037729883235,4.7210039878193504,8.0893225417659949,9.7382788639344806,9.2093397918239592,1.428496521391277,93.013692403273566]
[null,"2030-03-01",48.33488016739674,8.4855023918500834,4.5263782597385118,8.1530687224315255,8.9825819524101203,8.563857518072906,1.9012474002613902,88.947516412161278,null,"2030-03-01",51.093289706534456,9.3411501281797165,4.8542136996501082,9.1120390787899854,9.3045949014608578,8.9375488007284485,2.53208625426663,95.174922569610203,null,"2030-03-01",45.576470628259024,7.6298546555204503,4.1985428198269146,7.1940983660730664,8.6605690033593863,8.1901662354173634,1.2704085462561503,82.720110254712353]
[null,"2030-04-01",50.393408358222047,8.8742348833115354,4.6971576606495695,8.509983284884969,9.4085754151817298,8.9357963985892379,1.9757246934366492,92.794880694275733,null,"2030-04-01",53.243176463219619,9.7582216856729449,5.0358510153136375,9.5007147540209083,9.7412534379991307,9.3218643422058687,2.6274569398743304,99.228538638306446,null,"2030-04-01",47.543640253224474,7.9902480809501242,4.3584643059855024,7.5192518157490316,9.0758973923643289,8.5497284549726071,1.3239924469989677,86.361222750245034]
[null,"2030-05-01",48.399031545348983,8.5230268809185343,4.511262270160862,8.17319095639896,9.0362202746677109,8.5821520287697197,1.8975331274048211,89.122417083669589,null,"2030-05-01",51.136016815927597,9.3720288938213105,4.8365514476671834,9.1247130937154921,9.3557321839699679,8.9529408916488613,2.5234723242583716,95.301455651008794,null,"2030-05-01",45.662046274770368,7.674024868015759,4.1859730926545398,7.2216688190824279,8.7167083653654558,8.2113631658905799,1.2715939305512705,82.943378516330398]
[null,"2030-06-01",50.290525711583996,8.8561173397393134,4.6875679935175389,8.4926093935027716,9.3893669676616351,8.9175531716820498,1.9716910749117029,92.605431652598995,null,"2030-06-01",53.134475760321855,9.7382994040450335,5.0255698754302731,9.4813181958064163,9.7213657985652375,9.3028329230903068,2.6220927517253529,99.025954708984472,null,"2030-06-01",47.446575662846136,7.9739352754335941,4.3495661116048057,7.503900591199125,9.0573681367580345,8.5322734202737944,1.3212893980980529,86.184908596213546]
[null,"2030-07-01",49.333255812550917,8.7150509730114027,4.5771984123303024,8.3402651878778808,9.2544519508621139,8.7547429777248276,1.9280912528273808,90.903056567184834,null,"2030-07-01",52.097963210633147,9.5726522802931182,4.9057823492755288,9.3014250160861955,9.5772001033344782,9.1292874531182733,2.5603704056942926,97.14468081843502,null,"2030-07-01",46.56854841446868,7.8574496657296908,4.248614475385077,7.3791053596695626,8.9317037983897496,8.3801985023313801,1.2958120999604685,84.661432315934604]
[null,"2030-08-01",48.925511975543039,8.6430202857006595,4.5393674520044476,8.2713321390985737,9.1779630655108768,8.6823842323924953,1.9121554036201784,90.15173455387027,null,"2030-08-01",51.667368816042348,9.4935334403377816,4.8652356128870053,9.2245478940873866,9.4980436752089243,9.0538330637014059,2.5392087119000313,96.341771214164865,null,"2030-08-01",46.183655135043736,7.7925071310635365,4.2134992911218898,7.3181163841097643,8.8578824558128275,8.3109354010835848,1.2851020953403258,83.961697893575661]
[null,"2030-09-01",50.530806618969585,8.9266063659975377,4.6883086068540933,8.5427227621243329,9.4791011497479136,8.9672618828787698,1.9748951216708557,93.109702508243089,null,"2030-09-01",53.362626505768667,9.8050257020147402,5.0248688257653846,9.5272144728206349,9.8096839221718195,9.3508983192863315,2.6225226718191985,99.502840419646759,null,"2030-09-01",47.698986732170511,8.0481870299803351,4.3517483879428021,7.5582310514280318,9.1485183773240077,8.5836254464712081,1.3272675715225126,86.716564596839405]
[null,"2030-10-01",49.686532810246973,8.8059355861212065,4.5890616693629873,8.4092003544649803,9.3659659031275329,8.8242935728512624,1.9360665056254147,91.617056401800369,null,"2030-10-01",52.446201056813138,9.6619737685200562,4.9170467059525489,9.3686083046955897,9.6881257919583383,9.1981553769564837,2.5671932217266993,97.847304226622839,null,"2030-10-01",46.926864563680816,7.949897403722356,4.2610766327734249,7.4497924042343717,9.0438060142967256,8.4504317687460411,1.3049397895241301,85.386808576977856]
[null,"2030-11-01",51.028129727248555,9.0437065748672403,4.7129719251069293,8.6362590086295583,9.6188583926953797,9.0625602496038127,1.9883426599100502,94.090828538061544,null,"2030-11-01",53.862312378465965,9.9228588310680994,5.049812957255523,9.6215721423249043,9.9497169909991836,9.4465167778808254,2.6365105662226229,100.48930064421712,null,"2030-11-01",48.193947076031144,8.1645543186663829,4.3761308929583356,7.6509458749342105,9.2879997943915722,8.6786037213267964,1.3401747535974777,87.692356431905921]
[null,"2030-12-01",49.415406163383452,8.7578838575556563,4.5640203385980493,8.3633135081515775,9.3148582329737124,8.7761416694676324,1.9255018880100203,91.117125658140097,null,"2030-12-01",52.160015609187539,9.6092508594785553,4.8902156450904943,9.3174862156351494,9.6352601780424507,9.1479634057394925,2.5531847077352787,97.313376620908969,null,"2030-12-01",46.670796717579357,7.9065168556327574,4.2378250321056052,7.4091408006680055,8.9944562879049759,8.4043199331957723,1.2978190682847621,84.920874695371239]
[null,"2031-01-01",48.811963548696028,8.6796363321985268,4.4881024642113223,8.2700702039169602,9.2466115499989012,8.6755886939208811,1.8965313730544338,90.068504165997055,null,"2031-01-01",51.499087576166225,9.5131715845673916,4.8074656606995756,9.2042579123193917,9.5603027261181879,9.0396226817071046,2.5110674736615786,96.134975615239469,null,"2031-01-01",46.12483952122583,7.846101079829662,4.1687392677230672,7.335882495514527,8.9329203738796146,8.3115547061346557,1.2819952724472887,84.002032716754641]
[null,"2031-02-01",56.342108094518117,10.018630124599856,5.1804749449507161,9.545880876385894,10.673071714034238,10.013958063556069,2.1891062734789797,103.96323009152388,null,"2031-02-01",59.4437705029165,10.980753544255091,5.5491057975080249,10.624184247543479,11.035155532595997,10.434150999852685,2.8984458880152686,110.96556651268705,null,"2031-02-01",53.240445686119735,9.0565067049446224,4.8118440923934083,8.4675775052283111,10.310987895472477,9.593765127259454,1.479766658942691,96.960893670360704]
[null,"2031-03-01",50.106874301416646,8.9098945230016025,4.6071653274460953,8.4894631980570718,9.4919107728088825,8.9057395067381542,1.9468436057387464,92.4578912352072,null,"2031-03-01",52.865283840554362,9.7655422593312355,4.9350007673576917,9.4484335544155318,9.8139237218596183,9.2794307893936967,2.5776824597439858,98.685297392656125,null,"2031-03-01",47.34846476227893,8.0542467866719694,4.2793298875344981,7.5304928416986128,9.1698978237581468,8.5320482240826117,1.3160047517335065,86.230485077758274]
[null,"2031-04-01",52.224079818098048,9.3178494274312609,4.7806203972674695,8.85751803597649,9.9430051214059159,9.2890015239151644,2.0235488994820354,96.435623223576385,null,"2031-04-01",55.073847923095627,10.20183622979267,5.1193137519315366,9.8482495051124292,10.275683144223317,9.6750694675317934,2.6752811459197172,102.86928116760711,null,"2031-04-01",49.374311713100475,8.4338626250698514,4.4419270426034014,7.8667865668405534,9.610327098588515,8.9029335802985337,1.3718166530443541,90.001965279545686]
[null,"2031-05-01",50.157252086930036,8.9490848717216753,4.5914218734509582,8.5069716219498197,9.549499313593758,8.9213786570047073,1.9434646357594108,92.619073060410358,null,"2031-05-01",52.894237357508658,9.7980868846244515,4.9167110509572796,9.4584937592663501,9.8690112228960132,9.2921675198838471,2.5694038326129611,98.798111627749563,null,"2031-05-01",47.420266816351422,8.1000828588188991,4.2661326959446351,7.5554494846332876,9.2299874042915011,8.5505897941255675,1.3175254389058602,86.440034493071181]
[null,"2031-06-01",52.117459692074242,9.2988262051230102,4.7708603334998738,8.8394346213420292,9.9227055878805341,9.2700371971799704,2.0194176435665727,96.238741280666233,null,"2031-06-01",54.961409740812101,10.18100826942873,5.108862215412608,9.8281434236456757,10.254704418784137,9.6553169485882275,2.6698193203802227,102.65926433705171,null,"2031-06-01",49.273509643336382,8.4166441408172901,4.4328584515871405,7.8507258190383826,9.5907067569769353,8.8847574457717169,1.3690159667529229,89.818218224280784]
[null,"2031-07-01",51.109284858458665,9.1504929412414828,4.6581699289203842,8.6774277020876678,9.7808522399414421,9.0974098594147641,1.9751887405474944,94.448826270611903,null,"2031-07-01",53.873992256540902,10.008094248523197,4.9867538658656096,9.638587530295986,10.103600392413806,9.4719543348082116,2.6074678934144067,100.69045052186213,null,"2031-07-01",48.344577460376428,8.2928916339597691,4.3295859919751587,7.7162678738793531,9.4581040874690743,8.7228653840213166,1.3429095876805821,88.207202019361688]
[null,"2031-08-01",50.686861980185661,9.0748632865405661,4.6196697316605579,8.6057079745259735,9.7000126084224103,9.0222189412032154,1.958863626329497,93.668198148867887,null,"2031-08-01",53.428718820684963,9.9253764411776864,4.9455378925431157,9.5589237295147846,10.020093218120458,9.393667772512126,2.5859169346093496,99.858234809162482,null,"2031-08-01",47.945005139686351,8.224350131903444,4.2938015707780002,7.6524922195371614,9.379931998724361,8.6507701098943048,1.3318103180496441,87.478161488573278]
[null,"2031-09-01",52.349948266734216,9.3726185646252169,4.7712456840663604,8.8880698008325716,10.018279656690689,9.3182469060280901,2.0231358875604424,96.741544766537586,null,"2031-09-01",55.181768153533291,10.251037900642419,5.1078059029776517,9.8725615115288736,10.348862429114595,9.7018833424356519,2.6707634377087852,103.13468267794126,null,"2031-09-01",49.518128379935128,8.4941992286080144,4.4346854651550691,7.9035780901362696,9.687696884266785,8.9346104696205284,1.3755083374120993,90.348406855133888]
[null,"2031-10-01",51.459335534198146,9.2456604796526101,4.6698856015320667,8.7457483323966017,9.8994269553973648,9.1663412827985002,1.9837862608651537,95.170184446840452,null,"2031-10-01",54.219003780764304,10.10169866205146,4.99787063812163,9.7051562826272093,10.221586844228172,9.5402030869037215,2.6149129769664383,101.40043227166292,null,"2031-10-01",48.699667287631982,8.3896222972537604,4.3419005649425051,7.7863403821659922,9.5772670665665594,8.7924794786932789,1.352659544763869,88.939936622017953]
[null,"2031-11-01",52.848800284481392,9.4953045762233259,4.7959782019091532,8.9818941919683351,10.166723543270859,9.4138436644227337,2.0373509066763402,97.739895368952133,null,"2031-11-01",55.682982935698796,10.374456832424183,5.1328192340577479,9.9672073256636828,10.497582141574664,9.7978001926997482,2.6855188129889127,104.13836747510774,null,"2031-11-01",50.014617633263974,8.6161523200224686,4.4591371697605604,7.996581058272989,9.8358649449670548,9.0298871361457209,1.3891830003637677,91.341423262796539]
[null,"2031-12-01",51.178535158239228,9.1952092852925595,4.6444032353300413,8.6980250302146871,9.8454083253082523,9.1163229129214347,1.9729612488029038,94.650865196109109,null,"2031-12-01",53.923144604043323,10.046576287215457,4.9705985418224863,9.6521977376982591,10.165810270376991,9.4881446491932966,2.6006440685281622,100.84711615887799,null,"2031-12-01",48.433925712435133,8.3438422833696606,4.3182079288375981,7.743852322731116,9.5250063802395157,8.7445011766495746,1.3452784290776456,88.454614233340251]
[]
[]
[null,null,"INDUSTRIAL MEDIO",null,null,null,null,null,null,null,null,null,"INDUSTRIAL ALTO",null,null,null,null,null,null,null,null,null,"INDUSTRIAL BAJO"]
[null,null,"CENTRO","COSTA","CQR","NORESTE","NOROESTE","SUROESTE","TOLIMA GRANDE","TOTAL",null,null,"CENTRO","COSTA","CQR","NORESTE","NOROESTE","SUROESTE","TOLIMA GRANDE","TOTAL",null,null,"CENTRO","COSTA","CQR","NORESTE","NOROESTE","SUROESTE","TOLIMA GRANDE","TOTAL"]
[null,"2017-01-01",61.195613330682797,78.821995284376513,5.7417037804996189,15.036394909971346,23.77756355286445,47.614874878725615,1.9650011587363141,234.15314689585668,null,"2017-01-01",66.567335798899919,85.740953360191668,6.2457078671469981,16.356282659807501,25.864747019532018,51.794486443778005,2.1374880462754269,254.70700119563153,null,"2017-01-01",55.823890862465682,71.903037208561358,5.2376996938522407,13.716507160135183,21.690380086196893,43.435263313673204,1.7925142711972011,213.59929259608177]
[null,"2017-02-01",70.979069524361321,91.42341385004984,6.6596406121814979,17.440291250018269,27.578926734810363,55.227153229891826,2.2791495381820885,271.5876447394952,null,"2017-02-01",77.209579225715785,99.448518585019315,7.2442207668634353,18.97119190222239,29.999792093086231,60.074967047159909,2.4792122243181374,295.42748184438523,null,"2017-02-01",64.748559823006829,83.398309115080338,6.0750604574995615,15.909390597814147,25.158061376534508,50.379339412623736,2.0790868520460402,247.74780763460512]
[null,"2017-03-01",63.160820900755482,81.353248316910864,5.9260901951528941,15.51926672864241,24.541145210907001,49.143956907107189,2.0281042954184008,241.67263255489422,null,"2017-03-01",68.705048375202793,88.49439860631054,6.4462796354967029,16.881540742075728,26.695355520277509,53.457790581238214,2.2061303469380826,262.88654380753957,null,"2017-03-01",57.616593426308178,74.212098027511189,5.4059007548090872,14.156992715209087,22.386934901536502,44.830123232976156,1.8500782438987191,220.45872130224893]
[null,"2017-04-01",64.871202770353264,85.435512797117639,6.4292405307771423,16.422980780086224,25.315298574409876,50.8202274467276,1.9892836029595027,251.28374650243123,null,"2017-04-01",70.524412111519027,92.880801590694318,6.9895175269329961,17.854163560594166,27.521403537221783,55.248962729146413,2.1626399793826319,273.18190103549131,null,"2017-04-01",59.217993429187523,77.990224003540959,5.8689635346212894,14.991797999578276,23.109193611597963,46.391492164308787,1.8159272265363731,229.38559196937115]
[null,"2017-05-01",61.395763855837671,80.858352313322882,6.0847975148129709,15.543128641418336,23.959045413673138,48.097561786617334,1.8827088309422828,237.82135835662464,null,"2017-05-01",66.746105624072129,87.904763865566395,6.615057979870409,16.897636593701346,26.046959519682147,52.289030018553142,2.0467777350977374,258.54633133654335,null,"2017-05-01",56.045422087603214,73.81194076107937,5.5545370497555338,14.18862068913533,21.871131307664125,43.906093554681526,1.7186399267868278,217.09638537670591]
[null,"2017-06-01",65.266818655670008,85.956539764235444,6.4684491406976621,16.523136038558214,25.469683476028347,51.130153706989944,2.0014152139073818,252.816195996087,null,"2017-06-01",70.954503994241023,93.447233520133196,7.032142976227397,17.963046861997093,27.689242331024957,55.585897553374956,2.1758288011329179,274.84789603813152,null,"2017-06-01",59.579133317099014,78.465846008337707,5.9047553051679271,15.083225215119338,23.25012462103173,46.674409860604925,1.8270016266818454,230.78449595404248]
[null,"2017-07-01",62.751613208202585,84.177186466557501,6.4194500577106988,15.912638135107418,24.583313023854263,49.489626441799082,1.7139762262487397,245.04780355948029,null,"2017-07-01",68.190536877571816,91.473146976366664,6.9758484844311841,17.291847684796409,26.714043314935861,53.779082710428625,1.8625331380009598,266.28703918653156,null,"2017-07-01",57.312689538833382,76.881225956748338,5.8630516309902152,14.533428585418427,22.452582732772658,45.200170173169525,1.5654193144965196,223.80856793242907]
[null,"2017-08-01",61.737720351708106,82.817115487105923,6.3157294643525486,15.655533826415986,24.186114542579272,48.690010684456894,1.686283101512182,241.08850745813092,null,"2017-08-01",67.088766027612905,89.995193414078244,6.8631380283208996,17.012459156806919,26.282418113600681,52.910161179949121,1.8324397436313535,261.98457566400015,null,"2017-08-01",56.38667467580332,75.639037560133602,5.7683209003841966,14.298608496025055,22.08981097155786,44.469860188964674,1.5401264593930106,220.19243925226169]
[null,"2017-09-01",64.163061929134173,86.070552646254569,6.5638403627531776,16.270555192441471,25.136256349927102,50.602778221800314,1.7525280566888488,250.55957275899965,null,"2017-09-01",69.724321287801232,93.530618485043405,7.13275365255961,17.68078679009513,27.314912365786785,54.988715636560102,1.9044264038617411,272.27653462170804,null,"2017-09-01",58.60180257046715,78.610486807465733,5.994927072946747,14.860323594787813,22.957600334067415,46.216840807040512,1.6006297095159565,228.84261089629132]
[null,"2017-10-01",61.832517490450705,84.262703846420905,6.4293899940353434,15.798918896308443,24.291072701666547,48.971994392483481,1.5796888808130307,243.16628620217844,null,"2017-10-01",67.148689832590762,91.507355590245879,6.9821694481211534,17.15726203162135,26.37954546807876,53.182457959149119,1.7155057402618046,264.07298607006879,null,"2017-10-01",56.516345148310663,77.018052102595945,5.8766105399495325,14.440575760995539,22.202599935254337,44.761530825817836,1.4438720213642569,222.25958633428809]
[null,"2017-11-01",64.673343519189459,88.134059761628251,6.7247811439555916,16.524782597935943,25.407098935072572,51.221958036142354,1.6522659239621456,254.33828991788633,null,"2017-11-01",70.233761468265143,95.711558946869204,7.3029574333160054,17.945533293079343,27.591524252600824,55.625866653708393,1.7943227374856219,276.20552478532454,null,"2017-11-01",59.112925570113802,80.556560576387312,6.1466048545951786,15.104031902792542,23.222673617544327,46.818049418576315,1.5102091104386697,232.47105505044817]
[null,"2017-12-01",62.191072652467206,84.751327448626128,6.4666728197157726,15.890533861289066,24.431932072457101,49.255973795172032,1.5888492001010663,244.57636184982837,null,"2017-12-01",67.538072480092353,92.037989567981455,7.0226577380906567,17.256753773461838,26.532515500403409,53.490853049692269,1.7254536360228787,265.60429574574488,null,"2017-12-01",56.844072824842065,77.464665329270829,5.9106879013408884,14.524313949116296,22.331348644510793,45.021094540651809,1.452244764179254,223.54842795391193]
[null,"2018-01-01",61.074462424172125,84.304667452663381,6.4147744937423594,18.30347307748999,24.052240876586286,48.566606790883803,1.5564441319717368,244.27266924750973,null,"2018-01-01",66.289505602356954,91.503297836582163,6.9625210417323569,19.722789192442558,26.106020307870402,52.713625714658086,1.689346216255208,264.98710591189774,null,"2018-01-01",55.859419245987304,77.10603706874457,5.8670279457523629,16.884156962537421,21.998461445302169,44.419587867109513,1.4235420476882659,223.55823258312159]
[null,"2018-02-01",69.997181667549924,96.621220865153632,7.3519457686972194,20.5672958002102,27.566170987429722,55.661981515411412,1.7838340009342211,279.54963060538637,null,"2018-02-01",75.97412047729776,104.87154053626514,7.9797157580775053,22.17991583922759,29.919998860006704,60.414862268911229,1.9361525145705245,303.27630625435648,null,"2018-02-01",64.020242857802103,88.370901194042105,6.7241757793169326,18.95467576119281,25.212343114852747,50.909100761911574,1.6315154872979178,255.8229549564162]
[null,"2018-03-01",62.538224966669667,86.325184858414289,6.5685164384081292,18.674850772336992,24.628697350550123,49.730595420746333,1.5937471966151455,250.05981700374065,null,"2018-03-01",67.878256307807405,93.69634374434564,7.1293907463145656,20.125878189152374,26.731699407506927,53.977005329274441,1.7298345253538669,271.26840824975523,null,"2018-03-01",57.198193625531928,78.954025972482938,6.0076421305016936,17.22382335552161,22.525695293593319,45.484185512218204,1.4576598678764241,228.85122575772613]
[null,"2018-04-01",64.990570909217269,90.663629226040698,6.8626500337135976,19.410668564525448,25.643622865285728,51.836419640849535,1.6498753531069026,261.05743659273918,null,"2018-04-01",70.499494116185517,98.34872821938508,7.4443622960175526,20.914177469065866,27.817303556760912,56.230331728874013,1.7897269730293017,283.04412435931823,null,"2018-04-01",59.481647702249006,82.978530232696343,6.2809377714096435,17.90715965998503,23.469942173810541,47.442507552825077,1.5100237331845037,239.07074882616018]
[null,"2018-05-01",61.710974360804379,86.088502075801458,6.5163425148125658,18.572853882227612,24.349577654400139,49.220616447280399,1.5666182676918627,248.02548520301843,null,"2018-05-01",66.941902694327339,93.385790594792709,7.0687000337909618,20.005345457917414,26.41356865407262,53.392800079679461,1.6994126040180286,268.9075201185986,null,"2018-05-01",56.480046027281404,78.79121355681022,5.963984995834168,17.140362306537813,22.285586654727659,45.048432814881352,1.4338239313656971,227.14345028743836]
[null,"2018-06-01",64.688709465589881,90.242524231580802,6.8307751106700696,19.333554216538641,25.524516033176738,51.595655230776586,1.6422121836820671,259.85794647201476,null,"2018-06-01",70.172045399068708,97.891928276502739,7.4097854963661058,20.83052652638122,27.688100638676154,55.969158932976669,1.7814142353472129,281.74295950531882,null,"2018-06-01",59.205373532111039,82.593120186658908,6.2517647249740316,17.836581906696061,23.360931427677322,47.222151528576518,1.5030101320169218,237.97293343871081]
[null,"2018-07-01",63.418060127574002,89.229059942391601,6.7140428666196454,19.072077277049797,25.060767021383501,50.695109724379968,1.6021639747471113,255.79128093414562,null,"2018-07-01",68.753364931183143,96.735821126421854,7.278889301308026,20.536543935700166,27.169106986408408,54.960044064659101,1.7369526001551139,277.17072294583579,null,"2018-07-01",58.082755323964861,81.722298758361319,6.1491964319312657,17.607610618399423,22.952427056358587,46.430175384100842,1.4673753493391082,234.41183892245542]
[null,"2018-08-01",61.994654793401367,87.226332018678477,6.5633475534709094,18.707033403033808,24.498283252801862,49.557268398849189,1.5662037334012442,250.11312315363685,null,"2018-08-01",67.210209776507995,94.564605489741581,7.1155161259461215,20.140789246332091,26.559301960342246,53.726477163832627,1.6979670557961053,271.01486681849877,null,"2018-08-01",56.779099810294738,79.888058547615373,6.011178980995699,17.273277559735522,22.437264545261467,45.388059633865765,1.4344404110063829,229.21137948877498]
[null,"2018-09-01",64.514676857452599,90.771997076188001,6.8301412101805488,19.353313555834937,25.494114498804841,51.571722874245367,1.629868382847613,260.16583445555392,null,"2018-09-01",69.94223904791447,98.408564184351718,7.4047548949053636,20.841440371641379,27.638911600381494,55.910405896524168,1.7669877553854147,281.91330375110397,null,"2018-09-01",59.087114666990729,83.135429968024269,6.2555275254557365,17.865186740028491,23.349317397228177,47.233039851966588,1.4927490103098111,238.41836516000379]
[null,"2018-10-01",62.255376120610578,88.186247946737367,6.598075894139539,18.89136284100131,24.631098582952326,49.851729237441702,1.564314496838817,251.97820511972162,null,"2018-10-01",67.454238917761529,95.550563002555336,7.1490723451506888,20.330647209581652,26.688008524798686,54.01478015217829,1.6949482982458381,272.88225845027205,null,"2018-10-01",57.056513323459619,80.821932890919399,6.0470794431283919,17.452078472420968,22.574188641105959,45.688678322705108,1.433680695431796,231.07415178917122]
[null,"2018-11-01",65.466923766659377,92.735482963140356,6.9384486687770677,19.721049998821982,25.901734977798359,52.423414024532143,1.6450122751362237,264.83206667486547,null,"2018-11-01",70.933978591852593,100.47969852163062,7.5178691927839019,21.22962042696626,28.064754057417385,56.801222879847252,1.7823850395621228,286.80952871006019,null,"2018-11-01",59.999868941466147,84.99126740465006,6.3590281447702353,18.212479570677704,23.738715898179329,48.045605169217033,1.5076395107103251,242.85460463967084]
[null,"2018-12-01",62.972421709622196,89.201960388650619,6.6740712781637361,19.076607957170406,24.914794894692527,50.425911979267184,1.5823319738774602,254.84810018144415,null,"2018-12-01",68.231164020300653,96.651096225514635,7.23141400156738,20.531361896458019,26.995395934283405,54.636912123150822,1.7144703905789622,275.99181459185388,null,"2018-12-01",57.713679398943739,81.752824551786588,6.1167285547600949,17.621854017882793,22.834193855101645,46.214911835383553,1.4501935571759583,233.7043857710344]
[null,"2019-01-01",61.995753823193482,88.277224054623076,6.5706525111794249,19.120977545587376,24.551973044359723,49.70665410857638,1.5485622071495422,251.771797294669,null,"2019-01-01",67.135027253266472,95.595157365965392,7.1153411033248064,20.551556011306978,26.587262478578058,53.827195774810072,1.6769336538249993,272.48847364107678,null,"2019-01-01",56.856480393120464,80.959290743280732,6.0259639190340444,17.690399079867774,22.516683610141392,45.586112442342674,1.4201907604740851,231.05512094826116]
[null,"2019-02-01",71.42393946260718,101.70224116938763,7.5699037151272561,21.568972499662671,28.285786175114897,57.265938955508226,1.7840643353247141,289.60084631273259,null,"2019-02-01",77.344782935180532,110.13307059863106,8.1974274184814373,23.202482854238909,30.63059820454956,62.013124050822327,1.9319582453209334,313.45344430722469,null,"2019-02-01",65.503095990033813,93.271411740144188,6.9423800117730767,19.935462145086429,25.940974145680229,52.518753860194124,1.6361704253284943,265.74824831824037]
[null,"2019-03-01",62.971956182236717,89.66726174361834,6.674115830621588,19.374445024961581,24.938575231235681,50.489348890211332,1.5729462977770368,255.68864920066227,null,"2019-03-01",68.19215403917471,97.100425265439696,7.2273812406263458,20.826035231031177,27.005912898187599,54.674773750003489,1.7033391169070617,276.73002154137009,null,"2019-03-01",57.751758325298702,82.234098221796955,6.1208504206168302,17.922854818891977,22.871237564283764,46.303924030419154,1.4425534786470118,234.64727685995439]
[null,"2019-04-01",65.893742994242231,94.192794166888177,6.9785463032255404,20.217070201944082,26.115445225002034,52.877367266766818,1.6353841985761151,267.91035035664498,null,"2019-04-01",71.316312751736888,101.94416742045972,7.5528292687334107,21.72811760846411,28.26455403329933,57.228785164240968,1.7699642739234565,289.80473052085785,null,"2019-04-01",60.471173236747589,86.441420913316634,6.4042633377176692,18.706022795424047,23.966336416704742,48.525949369292675,1.5008041232287739,246.01597019243212]
[null,"2019-05-01",62.779997746222804,89.741804559871184,6.6487818308741859,19.404628258179471,24.8813850582216,50.37869829497901,1.558105696162807,255.39340144451111,null,"2019-05-01",67.946329201760207,97.126894149210131,7.1959276089403756,20.848817676159328,26.928939803337251,54.524494138146864,1.6863263198983698,276.25772889745247,null,"2019-05-01",57.613666290685416,82.356714970532266,6.1016360528079954,17.960438840199615,22.833830313105953,46.232902451811164,1.4298850724272449,234.52907399156967]
[null,"2019-06-01",66.080943319009847,94.460390464466087,6.9983719509275346,20.265914723127796,26.189637699210074,53.027588818546931,1.6400302307968073,268.66287720608506,null,"2019-06-01",71.518918284549315,102.23378492254852,7.5742864212303447,21.78098167401356,28.344852001725677,57.391368843388435,1.774992640379047,290.61918478783491,null,"2019-06-01",60.642968353470373,86.686996006383666,6.4224574806247254,18.750847772242018,24.034423396694464,48.663808793705435,1.5050678212145681,246.70656962433526]
[null,"2019-07-01",64.174395495343958,91.986385441379511,6.7876902163525967,19.810073377173101,25.449250978661283,51.524927995608302,1.5818958585698102,261.31461936308858,null,"2019-07-01",69.417251729809337,99.501398098292867,7.3422242122514101,21.277629734319497,27.528378691919276,55.734360556476815,1.7111320204434259,282.51237504351263,null,"2019-07-01",58.931539260878587,84.471372784466183,6.2331562204537843,18.342517020026705,23.37012326540329,47.315495434739788,1.4526596966961949,240.11686368266456]
[null,"2019-08-01",63.510374446797719,91.034590015161683,6.7174570783560501,19.636385632102041,25.185924176918473,50.991792678168565,1.5655277706651149,258.64205179816969,null,"2019-08-01",68.698982146979063,98.47184383156295,7.2662532368733173,21.089752219791833,27.243538877805054,55.157669677644144,1.6934267086964951,279.62146669935288,null,"2019-08-01",58.321766746616397,83.597336198760431,6.1686609198387821,18.183019044412248,23.128309476031887,46.825915678692994,1.4376288326337348,237.66263689698647]
[null,"2019-09-01",66.091249256729782,94.733967986857294,6.9904347754857055,20.311464120998139,26.20940605431662,53.063949146819319,1.6291462144666597,269.02961755567355,null,"2019-09-01",71.490706712225276,102.47344992263297,7.5615323956719029,21.819982602787483,28.350636164438626,57.399115134162983,1.7622425891413838,290.8576655210606,null,"2019-09-01",60.691791801234302,86.994486051081623,6.4193371552995062,18.802945639208787,24.068175944194607,48.728783159475647,1.4960498397919364,247.20156959028643]
[null,"2019-10-01",64.293756254364396,92.318512082785205,6.7887673646481765,19.893485849525423,25.508709538079625,51.633964606044415,1.5735649824336631,262.01076067788091,null,"2019-10-01",69.508651618750193,99.806507943578126,7.3394073260113624,21.357961753507034,27.577732393040986,55.822018600022133,1.7011975428954895,283.11347717780529,null,"2019-10-01",59.078860889978607,84.830516221992255,6.2381274032849907,18.429009945543811,23.439686683118264,47.44591061206669,1.4459324219718364,240.90804417795641]
[null,"2019-11-01",66.23746160661544,95.109451615657505,6.9940028996455288,20.403477983220679,26.279879526375606,53.194943761868686,1.621136424151435,269.84035381753483,null,"2019-11-01",71.610011782629968,102.82382183191157,7.5612896071691145,21.909319577571331,28.411452324463752,57.509609474275265,1.7526275255563304,291.57813212357729,null,"2019-11-01",60.86491143060092,87.395081399403438,6.4267161921219449,18.897636388870023,24.148306728287455,48.88027804946212,1.4896453227465394,248.10257551149243]
[null,"2019-12-01",64.473894436389486,92.577169997685374,6.8077881262664706,19.940750758121041,25.580179814972706,51.778632596480094,1.5779737952289909,262.7363895251442,null,"2019-12-01",69.703400889395994,100.08614571779836,7.3599708701231537,21.409060340006903,27.654999656101534,55.978420675953046,1.705963956471177,283.89796210585018,null,"2019-12-01",59.244387983382978,85.068194277572374,6.2556053824097893,18.472441176235179,23.505359973843877,47.578844517007148,1.4499836339868049,241.57481694443817]
[null,"2020-01-01",63.463290344608247,91.207468995107249,6.6875203579403397,20.483212145543835,25.188790739062796,50.968257503380116,1.5417615774557289,259.54030166309826,null,"2020-01-01",68.574127608241966,98.552605509944641,7.2260809661451457,21.924542621616361,27.217299025286739,55.072842505139072,1.6659230017832791,280.23342123815718,null,"2020-01-01",58.352453080974541,83.862332480269842,6.1489597497355311,19.041881669471302,23.160282452838853,46.863672501621153,1.4176001531281788,238.8471820880394]
[null,"2020-02-01",70.38706645423558,101.15810488900476,7.4171215720521051,22.305514465189933,27.936860475165624,56.528839088971012,1.70996609251892,287.44347303713789,null,"2020-02-01",76.055490517324387,109.30458782706151,8.0144385581948807,23.893598923766056,30.186676814187873,61.081229860345687,1.8476733935072667,310.38369589438764,null,"2020-02-01",64.718642391146759,93.011621950948026,6.8198045859093295,20.7174300066138,25.687044136143385,51.976448317596329,1.572258791530573,264.50325017988825]
[null,"2020-03-01",64.859230182390348,93.213670356275117,6.8346191930769393,20.850616342935425,25.742843897467964,52.08935634217282,1.5756741967770034,265.16601051109564,null,"2020-03-01",70.082485527437541,100.72037064474186,7.3850259914803775,22.321534680788332,27.815971293615693,56.284225879927398,1.7025666783439979,286.31218069633525,null,"2020-03-01",59.635974837343156,85.706970067808399,6.2842123946734993,19.37969800508251,23.669716501320242,47.894486804418243,1.4487817152100091,244.01984032585605]
[null,"2020-04-01",67.854820894428997,97.534256252204898,7.1339595908635927,21.703231587152924,26.940124735649906,54.486045938579984,1.6358855149016238,277.2883245137819,null,"2020-04-01",73.280630690180743,105.333294198498,7.704405541797974,23.232594071604098,29.094312024963994,58.842861237603181,1.766694255304774,299.25479201995279,null,"2020-04-01",62.42901109867725,89.735218305911786,6.5635136399292104,20.173869102701747,24.785937446335819,50.129230639556795,1.5050767744984737,255.32185700761107]
[null,"2020-05-01",64.38762762984328,92.550526107663543,6.7694340300084228,20.78740413348871,25.563559035537459,51.701960018051651,1.5522962995130101,263.31280725410602,null,"2020-05-01",69.536193584541749,99.951054832633858,7.310731774038433,22.243535187898374,27.607673325443205,55.836154131716185,1.6764210758632541,284.16176391213503,null,"2020-05-01",59.239061675144818,85.149997382693201,6.2281362859784117,19.33127307907904,23.519444745631723,47.567765904387116,1.4281715231627661,242.46385059607709]
[null,"2020-06-01",67.657117162748719,97.250077675450243,7.1131738837586482,21.651009950991458,26.861631223737803,54.327293848977973,1.6311191524437378,276.49142289810857,null,"2020-06-01",73.06711816511087,105.02639212346902,7.6819577671827926,23.176196686965227,29.009542011836185,58.671415007312206,1.7615467647888783,298.39416852666517,null,"2020-06-01",62.247116160386554,89.473763227431434,6.5443900003345039,20.125823215017697,24.713720435639427,49.983172690643755,1.5006915400985976,254.58867726955199]
[null,"2020-07-01",66.558708761881633,95.62582761810468,6.9802585793542207,21.423575074619862,26.432360826760714,53.428038468426365,1.5921054469033695,272.04087477605083,null,"2020-07-01",71.84347071148342,103.21851901185299,7.5344911602554747,22.920659412730295,28.531090464608042,57.670225103235381,1.7185186307235358,293.43697449488911,null,"2020-07-01",61.273946812279867,88.033136224356369,6.4260259984529657,19.926490736509429,24.333631188913383,49.185851833617356,1.4656922630832032,250.6447750572126]
[null,"2020-08-01",64.59365774217639,92.80261133932477,6.7741763927505376,20.902673665374316,25.651983043566847,51.850651775892452,1.5451008025808901,264.12085476166618,null,"2020-08-01",69.722394626822108,100.17113934043621,7.3120460465681223,22.358398427881752,27.688750679872175,55.967593896083038,1.667781817307171,284.88810483497059,null,"2020-08-01",59.464920857530679,85.434083338213341,6.2363067389329521,19.446948902866879,23.615215407261523,47.733709655701873,1.4224197878546088,243.35360468836188]
[null,"2020-09-01",67.985921263810141,97.676323777398864,7.1299356463596659,21.801904693592771,26.999147600861157,54.573691169239055,1.626244823109392,277.7931689743711,null,"2020-09-01",73.384003896227028,105.43182458079498,7.6960525874468759,23.329028406143415,29.142880112607674,58.90684263664982,1.7553686736433938,299.64600089351319,null,"2020-09-01",62.587838631393268,89.920822974002746,6.5638187052724541,20.27478098104212,24.855415089114647,50.24053970182829,1.4971209725753893,255.94033705522892]
[null,"2020-10-01",65.806033671268864,94.448207194325221,6.8829526454592962,21.285687179673815,26.139306262355039,52.800109696009955,1.5615615225074608,268.92385817159965,null,"2020-10-01",70.994564449063006,101.89505367018555,7.4256447004380997,22.762121816062489,28.200281335399602,56.963177714927262,1.6846841234139867,289.92552780949001,null,"2020-10-01",60.617502893474715,87.001360718464909,6.3402605904804936,19.80925254328514,24.078331189310475,48.637041677092654,1.438438921600935,247.92218853370935]
[null,"2020-11-01",68.685323733294226,98.580712516089747,7.1841107010938652,22.051634438813462,27.283010578670591,55.110336017824373,1.6298863906412473,280.52501437642752,null,"2020-11-01",74.100874501073548,106.35338976847862,7.7505478103399756,23.588460815996996,29.434161957972158,59.455555728701775,1.7583961218977313,302.4413867044608,null,"2020-11-01",63.269772965514917,90.808035263700887,6.6176735918477538,20.514808061629928,25.131859199369014,50.765116306946986,1.5013766593847631,258.6086420483943]
[null,"2020-12-01",66.13666839934433,94.922751177007854,6.9175352368924177,21.373642459722134,26.270640152820292,53.06539767855125,1.5694074059403775,270.25604251027863,null,"2020-12-01",71.351268343856475,102.40701346297254,7.4629539846988573,22.85701200241256,28.341970354336055,57.249382546359193,1.6931486219707692,291.36274931660643,null,"2020-12-01",60.922068454832178,87.438488891043164,6.3721164890859798,19.890272917031709,24.199309951304521,48.881412810743306,1.4456661899099859,249.14933570395084]
[null,"2021-01-01",65.558063264496454,93.952663383169067,6.837812603120021,21.490756795132548,26.046100008822865,52.57219565783975,1.5430883370980948,268.00068004967881,null,"2021-01-01",70.691214915456356,101.30909286174661,7.3732086673852155,22.956768674449162,28.085491879231601,56.688562729985584,1.66391110169373,288.76825082994827,null,"2021-01-01",60.424911613536558,86.5962339045915,6.3024165388548283,20.024744915815944,24.00670813841413,48.455828585693908,1.4222655725024589,247.23310926940934]
[null,"2021-02-01",74.930454337022638,107.38443759498209,7.8153682325248903,23.991863359876284,29.769734037057155,60.088085431134466,1.7636931968906764,305.74363618948826,null,"2021-02-01",80.797457818127029,115.7925658355032,8.4273062359980759,25.653710177760914,32.100683912809721,64.79294154760376,1.9017891715823052,329.46645469938505,null,"2021-02-01",69.063450855918248,98.97630935446098,7.2034302290517065,22.330016541991657,27.438784161304589,55.383229314665165,1.6255972221990473,282.0208176795914]
[null,"2021-03-01",66.690634292651708,95.575775160228289,6.9559416030418735,21.792993525507711,26.496068430669183,53.480424832462475,1.5697464941188499,272.56158433868012,null,"2021-03-01",71.912465482840048,103.05929318418416,7.5005870874512937,23.282670334723893,28.570692521684585,57.667905629679098,1.6926565742315796,293.68627081479463,null,"2021-03-01",61.468803102463362,88.092257136272437,6.4112961186324551,20.30331671629153,24.421444339653785,49.292944035245846,1.4468364140061196,251.43689786256556]
[null,"2021-04-01",69.627246135439009,99.596372948749377,7.2410794166279917,22.632499809192126,27.668127478414096,55.800200597087162,1.6254415697667426,284.19096795527651,null,"2021-04-01",75.041484373503863,107.34102063656343,7.8041482041843757,24.177864696980478,29.819610440671251,60.139243091698582,1.7518364566713955,306.07520790027343,null,"2021-04-01",64.213007897374169,91.851725260935339,6.6780106290716077,21.087134921403777,25.516644516156941,51.461158102475743,1.4990466828620894,262.3067280102797]
[null,"2021-05-01",66.407748150156777,94.991130894134912,6.9062587553633668,21.770765690457999,26.388779441296379,53.220052115396335,1.5502826894502846,271.23501773625605,null,"2021-05-01",71.571637134635182,102.37767340026281,7.4432917749161343,23.249121841355912,28.440779866948795,57.3584613903299,1.6708331963697243,292.11179860481843,null,"2021-05-01",61.243859165678394,87.604588388007031,6.369225735810601,20.292409539560087,24.336779015643963,49.08164284046277,1.4297321825308453,250.35823686769368]
[null,"2021-06-01",69.950541708316152,100.0588221799931,7.2747014403066812,22.719033432402178,27.79659705921831,56.059293966708637,1.6329888747750989,285.49197866172011,null,"2021-06-01",75.389919519608767,107.8394300766325,7.8403846878100838,24.271127204035093,29.958069859583748,60.41848364948121,1.7599706426730215,307.47738563982443,null,"2021-06-01",64.51116389702355,92.278214283353734,6.7090181928032786,21.166939660769266,25.63512425885288,51.700104283936064,1.5060071068771765,263.50657168361596]
[null,"2021-07-01",67.951633606708086,96.983333689742267,7.0455937490505276,22.236881102637774,27.00747078646809,54.419779679254091,1.5732057866700302,277.21789840053083,null,"2021-07-01",73.199451879520296,104.47323325037668,7.589715996840444,23.741785511123812,29.093223419230078,58.622550077036138,1.694702469471868,298.41466260359931,null,"2021-07-01",62.703815333895868,89.49343412910784,6.5014715012606112,20.73197669415174,24.921718153706106,50.217009281472045,1.4517091038681929,256.02113419746246]
[null,"2021-08-01",67.174486076402587,95.874157143759462,6.9650148800670157,22.028264253460044,26.698592425382898,53.797392914834546,1.5552133863864817,274.09312108029297,null,"2021-08-01",72.362286233479537,103.27839640990452,7.5029141242496653,23.517057447910112,28.760490775012258,57.952097174074858,1.675320538989145,295.04856270362006,null,"2021-08-01",61.986685919325645,88.469917877614407,6.4271156358843671,20.539471059009976,24.636694075753542,49.642688655594235,1.4351062337838187,253.137679456966]
[null,"2021-09-01",70.211174102848162,100.20824173523486,7.2798751570218503,22.843430310494014,27.905528282679935,56.229356424501852,1.6255183212636346,286.30312433404436,null,"2021-09-01",75.633493815499676,107.94719684422043,7.8420906600946045,24.395177743163558,30.060636754124676,60.571878133705354,1.7510550346043456,308.20152898541266,null,"2021-09-01",64.788854390196647,92.469286626249314,6.7176596539490951,21.291682877824471,25.75041981123519,51.886834715298363,1.4999816079229236,264.40471968267593]
[null,"2021-10-01",67.683203361642029,96.357276026391887,6.9961790843454201,22.217754589347251,26.90610722734937,54.165013386908001,1.5539411033985642,275.87947477938258,null,"2021-10-01",72.874798670449138,103.74829709723488,7.5328163696670298,23.711626564214143,28.969922370870364,58.319704882498641,1.6731351270540484,296.83030108198824,null,"2021-10-01",62.491608052834927,88.966254955548891,6.4595417990238104,20.723882614480353,24.842292083828376,50.010321891317368,1.4347470797430799,254.9286484767768]
[null,"2021-11-01",70.740714505346673,100.7101055408809,7.3122234565280513,23.040901469927,28.121559785671323,56.611855790990177,1.6241386118544723,288.16149916119861,null,"2021-11-01",76.166834182414973,108.43500751813893,7.8731027162023137,24.597912381360526,30.278605413070956,60.954230713420841,1.7487170889265953,310.05441001353512,null,"2021-11-01",65.314594828278402,92.985203563622889,6.7513441968537897,21.483890558493474,25.964514158271697,52.269480868559519,1.4995601347823493,266.26858830886209]
[null,"2021-12-01",68.548316701863271,97.588895701252824,7.0856028638923876,22.450661458327026,27.250015776881686,54.85733989225826,1.5738032717313071,279.35463566620678,null,"2021-12-01",73.806269956742767,105.07438734394621,7.629099341027235,23.962398400398914,29.340210198033361,59.065135834134246,1.694520809860361,300.57202188414311,null,"2021-12-01",63.290363446983768,90.103404058559406,6.5421063867575411,20.938924516255145,25.15982135573001,50.649543950382267,1.4530857336022531,258.13724944827044]
[null,"2022-01-01",67.572449121723906,95.933926274432622,6.9628592549872756,22.240832696621077,26.867692465547101,54.035020251729705,1.5384139743712335,275.15119403941293,null,"2022-01-01",72.720592701047536,103.24284630039404,7.4933387571098757,23.727036494328225,28.91466190731742,58.15178745764311,1.655621151666733,295.90588476950694,null,"2022-01-01",62.424305542400276,88.625006248471223,6.4323797528646756,20.754628898913932,24.82072302377679,49.918253045816307,1.4212067970757341,254.39650330931894]
[null,"2022-02-01",77.197690976676412,109.59907019756056,7.954671823605584,24.839686661374976,30.694814930792127,61.731946222597735,1.7575507197286149,313.77543153233597,null,"2022-02-01",83.079153056351387,117.94909682632775,8.560714570414298,26.52388939986561,33.033361431005964,66.43511928670452,1.8914532727766382,337.4727878434461,null,"2022-02-01",71.316228897001423,101.24904356879337,7.3486290767968692,23.155483922884343,28.3562684305783,57.028773158490942,1.6236481666805918,290.07807522122584]
[null,"2022-03-01",69.03356013989287,98.008294134672283,7.1134163312462002,22.635338540706464,27.448649379266033,55.20341305801329,1.5716789164841025,281.01435050028124,null,"2022-03-01",74.293021414588409,105.47525406772084,7.6553663284527937,24.151598563319347,29.539880197441967,59.409196630833286,1.6914204506126129,302.21573765296927,null,"2022-03-01",63.774098865197338,90.541334201623727,6.5714663340396067,21.119078518093588,25.357418561090107,50.997629485193293,1.4519373823555919,259.81296334759327]
[null,"2022-04-01",71.744042918408496,101.55386428160827,7.3692498247306295,23.42323278252568,28.532763544868736,57.325895311092168,1.6196737938422161,291.56872245707615,null,"2022-04-01",77.173390632360466,109.2391189515659,7.9269298503035452,24.989604728841353,30.692027063112938,61.664126138305122,1.7422452555585006,313.42744262004777,null,"2022-04-01",66.314695204456513,93.868609611650626,6.8115697991577147,21.856860836210011,26.373500026624534,52.987664483879207,1.4971023321259316,269.71000229410453]
[null,"2022-05-01",68.762627977920715,97.33366430517556,7.0630112767772433,22.615909418605042,27.347048270601004,54.943644830007621,1.5523661895973668,279.61827226868451,null,"2022-05-01",73.966352243109313,104.69954844397255,7.5975161996849012,24.121185849780773,29.416580847405722,59.101594958260705,1.6698440383477089,300.57262258056164,null,"2022-05-01",63.558903712732118,89.967780166378574,6.5285063538695853,21.110632987429319,25.277515693796285,50.785694701754529,1.4348883408470252,258.66392195680743]
[null,"2022-06-01",72.131721811232552,102.10262468129012,7.409070588891419,23.528210531052203,28.686944292570185,57.635663742314065,1.6284259259718061,293.12266157332232,null,"2022-06-01",77.590407759062643,109.82940769144611,7.9697641158794976,25.102526840074429,30.857875690906123,61.997336801878234,1.751659719592414,315.0989786188394,null,"2022-06-01",66.673035863402447,94.375841671134154,6.8483770619033395,21.95389422202998,26.516012894234255,53.27399068274989,1.5051921323511983,271.1463445278053]
[null,"2022-07-01",70.363861305606889,99.286864942918214,7.2043226906553786,23.103301174774337,27.990634704533406,56.178462720821287,1.5751548381198452,285.70260237742934,null,"2022-07-01",75.653326743222436,106.75056052158767,7.7458935363504899,24.635839462784229,30.09477583748675,60.401568607656394,1.6935640174987479,306.97552872658673,null,"2022-07-01",65.074395867991342,91.823169364248784,6.6627518449602681,21.570762886764445,25.886493571580061,51.955356833986173,1.4567456587409426,264.42967602827201]
[null,"2022-08-01",69.188963391198101,97.629026268559869,7.0840287848502905,22.784257735661171,27.523262139595527,55.240424963076379,1.5488537497509152,280.99881703269222,null,"2022-08-01",74.390108179609911,104.96809707243087,7.616556771820691,24.292812558111123,29.592269455517549,59.393015698998717,1.6652857963329846,301.91814553282177,null,"2022-08-01",63.987818602786277,90.289955464688887,6.5515007978798918,21.275702913211209,25.454254823673509,51.087834227154033,1.4324217031688453,260.07948853256266]
[null,"2022-09-01",72.465775566488077,102.25276922203821,7.419530729590444,23.674075832119783,28.826772931812396,57.856629747989082,1.6222079752829746,294.11776200532091,null,"2022-09-01",77.913248291217599,109.93942084496942,7.9772794180406583,25.24952098690299,30.993769118087112,62.205888553723796,1.7441542820755473,316.0232814950171,null,"2022-09-01",67.018302841758583,94.566117599107017,6.8617820411402288,22.098630677336576,26.65977674553768,53.507370942254347,1.5002616684904018,272.21224251562484]
[null,"2022-10-01",70.288797296395629,98.85434094550186,7.1734251085654552,23.135434910327128,27.968100981113448,56.073913851445184,1.560234988299642,285.05424808164838,null,"2022-10-01",75.537690956168362,106.23639816355112,7.7091085605447169,24.660877727199402,30.056649847536836,60.261295371893922,1.676747261276911,306.13876788817123,null,"2022-10-01",65.039903636622881,91.472283727452606,6.6377416565861935,21.609992093454849,25.879552114690064,51.886532330996452,1.4437227153223726,263.96972827512542]
[null,"2022-11-01",73.16067337961735,102.89335467747522,7.4665185857123166,23.917438408460193,29.11082817791112,58.364994909548017,1.6239834335633836,296.53779157228763,null,"2022-11-01",78.624027561474591,110.57702971208907,8.0240891171849089,25.501278201253999,31.284711461323159,62.723465441367814,1.7452561921804086,318.47985768687397,null,"2022-11-01",67.697319197760123,95.209679642861374,6.9089480542397208,22.333598615666389,26.936944894499089,54.006524377728219,1.5027106749463577,274.59572545770123]
[null,"2022-12-01",70.29227358343212,98.85923000431562,7.1737798860786777,23.136381493168543,27.969484205049774,56.076687110162148,1.5603121531519704,285.06814843535892,null,"2022-12-01",75.54142683878321,106.24165231823785,7.7094898314610338,24.661894997161188,30.058136365250107,60.264275726772105,1.6768301884999122,306.15370626616544,null,"2022-12-01",65.043120328081031,91.476807690393386,6.6380699406963206,21.610867989175905,25.880832044849448,51.889098493552211,1.4437941178040288,263.98259060455234]
[null,"2023-01-01",69.668529616526911,97.647381397365322,7.0871016273597487,23.017476368305076,27.729149691065107,55.535196331996353,1.5334631154902156,282.21829814810872,null,"2023-01-01",74.836938065096916,104.89142047458965,7.6128632033300727,24.524782207678758,29.786255996075532,59.655113595862282,1.6472241459769277,302.95459768861014,null,"2023-01-01",64.500121167956905,90.403342320140993,6.5613400513894256,21.510170528931386,25.672043386054675,51.415279068130424,1.4197020850035034,261.4819986076073]
[null,"2023-02-01",79.879584421811373,111.95919145750591,8.1258315033298043,25.805382740712723,31.793307048165904,63.674781543419066,1.7582170467177003,322.99629576166245,null,"2023-02-01",85.805507091148343,120.26496214348251,8.7286519794419242,27.519511358294661,34.151915700597407,68.398539611822272,1.888651604310543,346.75773948909767,null,"2023-02-01",73.953661752474403,103.65342077152933,7.5230110272176844,24.091254123130788,29.434698395734394,58.951023475015859,1.6277824891248571,299.23485203422729]
[null,"2023-03-01",71.27929011474221,99.905022624685387,7.2509578679180446,23.457259480141168,28.370257221499777,56.819189276939895,1.5689173130381979,288.65089389896463,null,"2023-03-01",76.567193954034849,107.31654639058257,7.7888752333490308,24.997190936321516,30.474924535691525,61.034360452738198,1.685308537891762,309.86440004060944,null,"2023-03-01",65.991386275449557,92.493498858788186,6.7130405024870585,21.917328023960827,26.265589907308033,52.604018101141591,1.4525260881846336,267.43738775731987]
[null,"2023-04-01",74.351959760593672,103.84532489744346,7.5390000307062772,24.349726691178965,29.602264072716331,59.222370372482814,1.6228106041568795,300.53345642927843,null,"2023-04-01",79.831824698450816,111.49890062965281,8.0946370585370762,25.946015056256549,31.784000902459464,63.587159034219731,1.7424144849306478,322.48495186450708,null,"2023-04-01",68.872094822736514,96.191749165234128,6.983363002875481,22.753438326101385,27.420527242973197,54.857581710745897,1.5032067233831112,278.58196099404972]
[null,"2023-05-01",70.553030687406135,98.539465776342155,7.1538033729230754,23.309776105830522,28.089769957159486,56.196470513010048,1.5398949365099319,285.38221134918138,null,"2023-05-01",75.752908140110264,105.80199073522215,7.6810507568767967,24.8294183573678,30.160033417549041,60.338245247490939,1.6533877926193798,306.21703444723636,null,"2023-05-01",65.353153234701992,91.276940817462162,6.6265559889693542,21.790133854293256,26.019506496769935,52.054695778529151,1.4264020804004838,264.54738825112634]
[null,"2023-06-01",74.729050185038702,104.37199665926786,7.5772355356025027,24.452954574636621,29.752397712228422,59.522728141831564,1.6310410037520728,302.0374038123577,null,"2023-06-01",80.236707323692869,112.06438898932716,8.1356905846843439,26.056851008970082,31.945199644623919,63.909653678162869,1.7512514788686326,324.09974270832993,null,"2023-06-01",69.221393046384534,96.679604329208615,7.0187804865206633,22.849058140303164,27.559595779832925,55.135802605500274,1.5108305286355126,279.97506491638563]
[null,"2023-07-01",72.766310838186286,101.26512156583708,7.3543014714733879,23.967443834857583,28.98044967174404,57.915156135658201,1.574901507936799,293.82368502569335,null,"2023-07-01",78.094547787965851,108.68015410267778,7.8928124992931332,25.526016257980178,31.102512766375742,62.155932826405689,1.6902220224742595,315.14219826317265,null,"2023-07-01",67.438073888406691,93.850089028996408,6.8157904436536416,22.408871411734975,26.858386577112338,53.674379444910713,1.4595809933993389,272.50517178821411]
[null,"2023-08-01",71.722226966888527,99.812123895156574,7.2487786345646725,23.680884544516843,28.564625099401617,57.084163335165691,1.5523041102622637,289.66510658595615,null,"2023-08-01",76.974011967989682,107.12076219835143,7.7795628630979614,25.218473963533448,30.656239874949122,61.264091447861304,1.6659699540067239,310.67911226978964,null,"2023-08-01",66.470441965787344,92.503485591961734,6.7179944060313836,22.143295125500241,26.473010323854115,52.904235222470085,1.4386382665178037,268.65110090212266]
[null,"2023-09-01",74.477386820304517,103.64633775423093,7.5272354634285117,24.437065799753391,29.66191546014409,59.277012075898455,1.6119348014127448,300.63888817517267,null,"2023-09-01",79.930915517965573,111.2357323541509,8.078409401806649,26.030025799722512,31.833878173870655,63.617509242474398,1.729967040103837,322.45643753009449,null,"2023-09-01",69.023858122643489,96.056943154311,6.9760615250503726,22.844105799784266,27.489952746417529,54.936514909322518,1.4939025627216533,278.82133882025084]
[null,"2023-10-01",72.398816245388034,100.38469665172788,7.293485503944944,23.917585954181078,28.844172808848899,57.579832123858004,1.5538665675278944,291.97245585547671,null,"2023-10-01",77.666003823457373,107.68792417191433,7.8241040725828652,25.463113478945687,30.942655582427847,61.76890305399801,1.6669140882873452,313.01961827161347,null,"2023-10-01",67.13162866731868,93.081469131541397,6.7628669353070228,22.37205842941648,26.745690035269948,53.390761193717992,1.4408190467684434,270.92529343934001]
[null,"2023-11-01",75.603481026888488,104.82812982708579,7.6163247068630646,24.799396019729841,30.120932700042829,60.12854865958991,1.622646994092187,304.7194599342921,null,"2023-11-01",81.103815656309948,112.45462777127891,8.1704306020556157,26.409077342365009,32.312302818855166,64.503044832478722,1.7406984558993186,326.69399747924268,null,"2023-11-01",70.103146397467029,97.201631882892656,7.0622188116705109,23.189714697094672,27.929562581230492,55.754052486701099,1.5045955322850559,282.74492238934153]
[null,"2023-12-01",72.747339370232936,100.8679419584617,7.3285958619683447,24.013487154624535,28.983026753737075,57.857017636834271,1.5613467786665862,293.35875551452546,null,"2023-12-01",78.039882841796882,108.206326734095,7.8617687933877729,25.565991721803556,31.091611484939229,62.066254478055207,1.6749385027325872,314.50677455681023,null,"2023-12-01",67.454795898668991,93.52955718282837,6.7954229305489147,22.460982587445514,26.874442022534925,53.647780795613322,1.4477550546005848,272.21073647224063]
[null,"2024-01-01",72.120614281847509,99.627603863538809,7.2420276567211515,23.891220182677948,28.744002534171123,57.317217256518163,1.5350208815073663,290.47770665698209,null,"2024-01-01",77.333986524745697,106.8293698188152,7.7655310453681601,25.425567390996527,30.821816020004956,61.460498514738219,1.645982710321598,311.28275202499037,null,"2024-01-01",66.90724203894932,92.425837908262423,6.7185242680741419,22.356872974359376,26.666189048337291,53.173935998298099,1.424059052693134,269.6726612889737]
[null,"2024-02-01",79.499796656427094,109.82122555924948,7.983011956048526,25.926844249004695,31.685009609431336,63.181756869094691,1.6920799851523249,319.78972488440814,null,"2024-02-01",85.24658677090045,117.75985634758648,8.5600787678166945,27.608340314970121,33.975419241387961,67.74896724020472,1.8143951223041312,342.71364380517053,null,"2024-02-01",73.753006541953738,101.88259477091248,7.4059451442803548,24.245348183039262,29.394599977474719,58.614546497984662,1.569764848000518,296.86580596364576]
[null,"2024-03-01",73.574680596324569,101.63625484651439,7.3880384550068765,24.292339471175431,29.323527351650409,58.472823537498542,1.5659693444127984,296.25363360258297,null,"2024-03-01",78.893162717150346,108.98321986012645,7.9220965047660519,25.855682330537295,31.443232862775513,62.699639937078288,1.679168340215667,317.47620255264957,null,"2024-03-01",68.256198475498792,94.289289832902327,6.8539804052477011,22.728996611813571,27.203821840525304,54.246007137918788,1.4527703486099297,275.03106465251642]
[null,"2024-04-01",77.017452481746702,105.99286954393568,7.7089162190110994,25.294907161321731,30.707696335152722,61.1663297227241,1.6256685752858384,309.51384003917786,null,"2024-04-01",82.549402529059947,113.60604345185487,8.2626262946929607,26.92093295377807,32.913345012436466,65.559737576402384,1.7424358411740406,331.55452365939868,null,"2024-04-01",71.485502434433471,98.379695636016478,7.1552061433292362,23.668881368865385,28.502047657868971,56.77292186904581,1.5089013093976356,287.47315641895699]
[null,"2024-05-01",73.187867557074284,100.72252259985274,7.3256011600654087,24.235848842087826,29.18079915578431,58.124919670123326,1.544834482910427,294.32239346789828,null,"2024-05-01",78.444749138441395,107.95714210111213,7.8517787779712487,25.785805412174323,31.276775042661864,62.299871473358088,1.6557956600910519,315.27191760581007,null,"2024-05-01",67.930985975707159,93.487903098593335,6.799423542159567,22.68589227200134,27.084823268906757,53.949967866888549,1.4338733057298023,273.37286932998643]
[null,"2024-06-01",76.577373385601334,105.38722439827465,7.6648673343413964,25.173204826196326,30.532232010997323,60.816824224534777,1.616379476072731,307.76810565601858,null,"2024-06-01",82.077713771749544,112.95689649479613,8.215413500782164,26.790489077393371,32.72527757242829,65.18512806743442,1.7324795317225319,329.6833980163064,null,"2024-06-01",71.077032999453152,97.817552301753182,7.1143211679006289,23.555920574999273,28.339186449566348,56.448520381635113,1.5002794204229302,285.85281329573064]
[null,"2024-07-01",75.385662368013612,103.35491023576299,7.5214925583508876,24.894595357131507,30.069470352843631,59.830314074951211,1.5781072424610791,302.63455218951492,null,"2024-07-01",80.766194091053592,110.73170253004187,8.0583271240174152,26.482383705445393,32.215630962783877,64.100607560046484,1.690742136334795,324.04558810972338,null,"2024-07-01",70.005130644973647,95.978117941484115,6.9846579926843599,23.306807008817621,27.923309742903385,55.560020589855938,1.4654723485873633,281.2235162693064]
[null,"2024-08-01",73.879370829234617,101.28976121552371,7.3712045560471449,24.477017579474811,29.468648030066344,58.63483614157925,1.5465748593535245,296.66741321127938,null,"2024-08-01",79.152393390002047,108.51915678385811,7.8973125546372955,26.035001978218684,31.571925902546084,62.819804291025143,1.6569591795467304,317.65255407983409,null,"2024-08-01",68.606348268467201,94.060365647189343,6.8450965574569951,22.919033180730942,27.365370157586607,54.44986799213337,1.4361905391603185,275.68227234272473]
[null,"2024-09-01",76.808336575568944,105.30541860032177,7.6634377655555053,25.288992536313714,30.63693979679444,60.959428577505264,1.6078891983407724,308.27044305040044,null,"2024-09-01",82.290409406889339,112.82142532612389,8.2104034445704777,26.904930355858717,32.8236026355289,65.310310813950608,1.7226497319363041,330.08373171485823,null,"2024-09-01",71.326263744248536,97.789411874519701,7.1164720865405338,23.673054716768704,28.450276958059977,56.608546341059913,1.4931286647452404,286.45715438594266]
[null,"2024-10-01",74.494044578924147,101.74437056013386,7.4089517033149779,24.697041825212651,29.726634337835399,59.084780192674081,1.5466512406322364,298.70247443872734,null,"2024-10-01",79.777556280045687,108.9606195289783,7.9344337500849837,26.261453567662727,31.83500449341896,63.275385351391812,1.6563479281141043,319.70080089969656,null,"2024-10-01",69.210532877802592,94.528121591289406,6.883469656544972,23.132630082762567,27.618264182251842,54.894175033956351,1.4369545531503689,277.70414797775811]
[null,"2024-11-01",78.165479356495155,106.75883611383036,7.7741014693486301,25.717291501796062,31.191709831386238,61.996770245713769,1.6228778596287983,313.22706637819897,null,"2024-11-01",83.709388633246377,114.33073750532931,8.3254818690998142,27.354064748239697,33.403990890948187,66.393909142876666,1.7379809421544818,335.25555373189451,null,"2024-11-01",72.621570079743933,99.186934722331429,7.222721069597446,24.080518255352427,28.979428771824296,57.599631348550901,1.5077747771031154,291.19857902450354]
[null,"2024-12-01",75.230090726650715,102.74966638514854,7.4821566204428107,24.901580619897523,30.020351437140683,59.668573502540795,1.5619330889192868,301.61435238074029,null,"2024-12-01",80.565806714115695,110.03721625173021,8.0128307471758635,26.48049933563868,32.149553563115582,63.900584370951869,1.672713645919796,322.8192046286477,null,"2024-12-01",69.89437473918575,95.462116518566887,6.9514824937097579,23.322661904156366,27.891149311165794,55.436562634129743,1.4511525319187779,280.40950013283305]
[null,"2025-01-01",74.394103164865925,101.22059555613836,7.3757035256924492,24.718146974527464,29.700079014700286,58.969421228326475,1.5319750232563509,297.91002448750731,null,"2025-01-01",79.637605064784296,108.35490274622944,7.8955634850832608,26.27488548843246,31.793422628187852,63.125748935679574,1.6399528548765578,318.72208120327349,null,"2025-01-01",69.150601264947539,94.08628836604727,6.8558435663016377,23.161408460622468,27.606735401212728,54.813093520973375,1.4239971916361445,277.09796777174114]
[null,"2025-02-01",85.139668073772086,115.84100810760386,8.441058138658688,27.711276347607125,33.989990624291757,67.487028357017138,1.7532551563704313,340.36328480532109,null,"2025-02-01",91.140547072392479,124.00580236225846,9.0360072341440052,29.478978888051476,36.385699058624397,72.243700544134612,1.8768294230444564,364.1675645826499,null,"2025-02-01",79.138789075151664,107.6762138529492,7.8461090431733727,25.94357380716276,31.59428218995912,62.730356169899679,1.6296808896964066,316.55900502799221]
[null,"2025-03-01",75.850164606057859,103.20171233789672,7.5200627833290978,25.12372642107924,30.281376967278906,60.123586636701511,1.5619592513784284,303.66258900372179,null,"2025-03-01",81.196293738626224,110.47565411147204,8.0500975819811753,26.709051294763974,32.415692066261897,64.361263110343558,1.6720504542261543,324.88010235767501,null,"2025-03-01",70.504035473489495,95.927770564321364,6.9900279846770195,23.538401547394496,28.147061868295918,55.885910163059457,1.4518680485307029,282.44507564976846]
[null,"2025-04-01",79.396625774730182,107.61479943660267,7.8470659737062762,26.163064298975428,31.711973874018948,62.89812985934531,1.6217267484717497,317.25338596585055,null,"2025-04-01",84.958019829101985,115.15275586622742,8.3967193830873477,27.811956695648409,33.93326201107093,67.303874839281249,1.7353217710405429,339.29191039545793,null,"2025-04-01",73.835231720358351,100.07684300697791,7.2974125643252048,24.514171902302447,29.490685736966974,58.492384879409379,1.5081317259029561,295.21486153624323]
[null,"2025-05-01",75.473243278566343,102.29701651676318,7.4593033832048459,25.067679309836272,30.14492739059358,59.790020171765406,1.5415891572777947,301.7737792080074,null,"2025-05-01",80.759821169476751,109.46248499712992,7.9817956815905822,26.639844673006206,32.256450623774548,63.978055361541166,1.6495708843337251,322.72802339085291,null,"2025-05-01",70.186665387655935,95.131548036396438,6.9368110848191096,23.495513946666339,28.033404157412622,55.601984981989652,1.4336074302218638,280.81953502516194]
[null,"2025-06-01",79.169540647375399,107.30700650211882,7.8246222998270314,26.099663486027822,31.62127332401969,62.718232669885232,1.6170883898309649,316.35742731908493,null,"2025-06-01",84.715028359824174,114.82340335312027,8.3727036258449576,27.744114926920524,33.836208275472508,67.11137662112381,1.7303585152153351,338.33319367752165,null,"2025-06-01",73.624052934926596,99.790609651117379,7.2765409738091051,24.455212045135127,29.406338372566882,58.325088718646676,1.5038182644465943,294.38166096064833]
[null,"2025-07-01",77.877120363179742,105.15260016769068,7.6730265676518243,25.788679338997149,31.12002633417287,61.660372686943397,1.57786131081857,310.84968676945419,null,"2025-07-01",83.298463670340368,112.47270063482576,8.2071771761259456,27.401940795214408,33.28641802532222,65.952802186448082,1.6877026585358688,332.30720514681263,null,"2025-07-01",72.45577705601913,97.832499700555601,7.1388759591777031,24.175417882779893,28.953634643023523,57.367943187438705,1.4680199631012716,289.39216839209581]
[null,"2025-08-01",75.782638580937132,102.32455254112743,7.4666628206916998,25.20257176787841,30.283062564636101,60.002035467015133,1.5354252043600487,302.59694894664591,null,"2025-08-01",81.058176486727262,109.4477811028672,7.9864476088426573,26.775031890621317,32.391189801358344,64.179021363233701,1.6423124019924706,323.47996065564291,null,"2025-08-01",70.507100675146987,95.201323979387681,6.9468780325407424,23.630111645135514,28.17493532791385,55.82504957079658,1.4285380067276274,281.71393723764902]
[null,"2025-09-01",79.615303140817488,107.49955955425941,7.8442851166332401,26.275082273889645,31.814611516077811,63.036604850733603,1.6130784752845337,317.6985249276957,null,"2025-09-01",85.157648425506579,114.98304141638206,8.3903577297216128,27.922204218057217,34.029356108690543,67.424839472403434,1.7253714331536247,339.63281880391509,null,"2025-09-01",74.072957856128383,100.01607769213675,7.2982125035448666,24.627960329722075,29.599866923465072,58.648370229063772,1.500785517415443,295.76423105147637]
[null,"2025-10-01",77.153850565217212,103.77929417421015,7.578403957068466,25.635025425288738,30.846272720878542,61.055918241063004,1.5506767790650284,307.59944186279114,null,"2025-10-01",82.49194837795055,110.95954531112632,8.1027363305128901,27.22836427330283,32.980455522333308,65.280237069344238,1.6579645458056707,328.70125143037586,null,"2025-10-01",71.815752752483888,96.599043037293981,7.0540715836240402,24.041686577274646,28.712089919423775,56.83159941278177,1.443389012324386,286.49763229520647]
[null,"2025-11-01",80.444913866719432,108.20608848208261,7.9016672415883331,26.558056511044384,32.162046793022888,63.66031050911748,1.6168222196708575,320.54990562324593,null,"2025-11-01",86.010712794596287,115.69261935538471,8.4483654596327469,28.215257761049568,34.387264982149304,68.064821260002105,1.7286864376091204,342.54772805042387,null,"2025-11-01",74.879114938842591,100.71955760878051,7.3549690235439176,24.90085526103919,29.936828603896473,59.255799758232847,1.5049580017325939,298.55208319606811]
[null,"2025-12-01",77.487700790459201,104.22835459675156,7.6111962525858923,25.72865903474991,30.979746747389189,61.320111562689959,1.5573866683080904,308.91315565293377,null,"2025-12-01",82.848896933918596,111.43967519347812,8.1377974496819387,27.328476177265202,33.12316431034651,65.562709320434649,1.665138676882804,330.10585806200777,null,"2025-12-01",72.126504646999791,97.017034000024992,7.084595055489844,24.128841892234622,28.836329184431875,57.077513804945269,1.4496346597333765,287.72045324385977]
[null,"2026-01-01",76.846114469313562,102.97283737282447,7.5251918550067991,25.59661191179471,30.738853460231731,60.782604086800887,1.5321885416242293,305.99440169759635,null,"2026-01-01",82.130555098835458,110.05392207447713,8.0426731858218385,27.178195388574654,32.852657746264093,64.962412849060414,1.637551830807578,326.85796817384113,null,"2026-01-01",71.561673839791652,95.891752671171787,7.0077105241917597,24.01502843501477,28.625049174199365,56.602795324541368,1.4268252524408807,285.13083522135162]
[null,"2026-02-01",87.492507979735365,117.23887222867306,8.5677449402615604,28.589198018027872,34.997467344054051,69.203531106535408,1.7444605902364558,347.83378220752377,null,"2026-02-01",93.509064147080821,125.30098264301191,9.1569190290019673,30.376571256805949,37.40412172912562,73.962417798611341,1.8644210916008606,371.57449769523845,null,"2026-02-01",81.475951812389908,109.17676181433421,7.9785708515211509,26.801824779249799,32.590812958982475,64.444644414459489,1.6245000888720511,324.09306671980909]
[null,"2026-03-01",78.40625176180653,105.06340193563408,7.6779690321905409,26.03514963640167,31.362916653835804,62.016618428651853,1.5632951824664667,312.12560263098692,null,"2026-03-01",83.797977619124495,112.28824750783487,8.2059563193307472,27.646889830739745,33.519635600140127,66.281286075066063,1.6707975673978546,333.41079051963391,null,"2026-03-01",73.014525904488565,97.83855636343327,7.1499817450503338,24.423409442063594,29.206197707531484,57.751950782237635,1.4557927975350784,290.84041474233993]
[null,"2026-04-01",81.887712810266777,109.31341523877973,7.9947049886605299,27.064096967247963,32.772553414502546,64.740584078042119,1.6197869458287009,325.39285444332836,null,"2026-04-01",87.484774998413329,116.78503658577901,8.5411466886637584,28.736996174516374,35.01257225530631,69.165632265934633,1.7305001158052171,347.45665908441862,null,"2026-04-01",76.290650622120239,101.84179389178043,7.4482632886572997,25.391197759979548,30.532534573698786,60.315535890149633,1.5090737758521846,303.32904980223816]
[null,"2026-05-01",77.408409293840009,103.33391051862472,7.5573901713389739,25.802259210195444,30.979876482714307,61.199238057202486,1.5311836973886856,307.81226743130463,null,"2026-05-01",82.699309061757361,110.39683001494994,8.0739412058889144,27.388911236352101,33.09736504484583,65.382233643695429,1.6358407952809857,328.67443100277058,null,"2026-05-01",72.117509525922657,96.270991022299498,7.0408391367890326,24.215607184038785,28.862387920582787,57.01624247070955,1.4265265994963856,286.95010385983875]
[null,"2026-06-01",82.058058353398081,109.54081264006666,8.0113358398191554,27.112083989623301,32.840727969873605,64.875259593805566,1.6231564804948293,326.06143486708123,null,"2026-06-01",87.666763736422809,117.02797670223954,8.5589142660170978,28.788263131563724,35.085406572355474,69.309512914080926,1.7340999596889828,348.17093728236853,null,"2026-06-01",76.44935297037334,102.05364857789378,7.4637574136212113,25.435904847682863,30.596049367391736,60.441006273530206,1.512213001300676,303.95193245179382]
[null,"2026-07-01",79.95841426770663,106.33604923197939,7.783029640047805,26.569100756820099,32.017404007865828,63.188151745455322,1.569186939888245,317.42133658976331,null,"2026-07-01",85.390739274009363,113.56045437563691,8.3118038400572072,28.198887554528646,34.192646551402269,67.481115531350753,1.675796526023589,338.81144365300867,null,"2026-07-01",74.526089261403897,99.111644088321881,7.2542554400384018,24.939313959111555,29.842161464329386,58.895187959559905,1.4625773537529012,296.03122952651796]
[null,"2026-08-01",78.682882330902132,104.63972961294732,7.6588713139742177,26.209004684483936,31.506648239137444,62.180146442734745,1.544154576815828,312.42143720099563,null,"2026-08-01",84.028548489601391,111.74888785520562,8.179210274420063,27.814326778679547,33.647190352956919,66.40462697439601,1.6490634797506538,333.47185420501023,null,"2026-08-01",73.337216172202886,97.530571370689046,7.1385323535283707,24.603682590288312,29.366106125317973,57.955665911073481,1.4392456738810022,291.37102019698108]
[null,"2026-09-01",81.853514767294811,108.85632807779369,7.9674958215528733,27.104107546453015,32.776250952074534,64.685778968775949,1.6063783597152197,324.84985449366008,null,"2026-09-01",87.414591724566719,116.25195940098916,8.508802539368995,28.770242373177414,35.003049085710344,69.080490618106055,1.7155147078154716,346.74465044973419,null,"2026-09-01",76.292437810022889,101.46069675459822,7.4261891037367489,25.437972719728609,30.549452818438727,60.291067319445844,1.4972420116149685,302.95505853758601]
[null,"2026-10-01",79.467719852920069,105.28768175974932,7.7123908587280008,26.478123864928797,31.838106069332962,62.775298174326352,1.5473740600396817,315.10669464002518,null,"2026-10-01",84.834430925448586,112.39809802117855,8.2332334536056297,28.092598451860212,33.988235916859331,67.014716247689606,1.6518732141204595,336.2131862307624,null,"2026-10-01",74.101008780391524,98.177265498320082,7.1915482638503718,24.863649277997379,29.687976221806597,58.535880100963105,1.4428749059589039,294.0002030492879]
[null,"2026-11-01",82.800296364408894,109.70305011096242,8.0358194492398205,27.420939363590563,33.173276181843121,65.407857464874326,1.6122650932355442,328.15350402815466,null,"2026-11-01",88.39206706237222,117.11165041823573,8.5785042185385176,29.099085317781341,35.413574367403839,69.825060746115938,1.721146547790082,350.14108867823762,null,"2026-11-01",77.208525666445567,102.29444980368909,7.4931346799411234,25.742793409399781,30.9329779962824,60.990654183632699,1.5033836386810071,306.16591937807169]
[null,"2026-12-01",80.046822171378608,106.05494097802115,7.768593093237989,26.641957055036038,32.070118779326457,63.232758395683682,1.5586501845761611,317.37384065726008,null,"2026-12-01",85.452641888654341,113.21717272566063,8.2932312060291036,28.267495824971871,34.235917192428808,67.503070231190151,1.6639108516652041,338.6334399206001,null,"2026-12-01",74.64100245410286,98.892709230381655,7.2439549804468752,25.016418285100208,29.904320366224105,58.962446560177213,1.4533895174871188,296.11424139392]
[null,"2027-01-01",79.252819098147654,104.61207516787127,7.6690196464392999,26.464118356420251,31.769426441744375,62.582373249481627,1.5312148647541328,313.88104682485857,null,"2027-01-01",84.573210636525943,111.63488149664126,8.1838554301865347,28.068629959264396,33.902168084795136,66.783646249951545,1.6340082127079518,334.7804000700728,null,"2027-01-01",73.932427559769351,97.589268839101237,7.1541838626920669,24.859606753576102,29.636684798693608,58.381100249011709,1.428421516800314,292.9816935796444]
[null,"2027-02-01",90.417064767734402,119.34864757588909,8.7493448683308301,29.629174135114816,36.244745876605833,71.398274027442937,1.7469151908443341,357.53416644196221,null,"2027-02-01",96.486933218969099,127.36074786336634,9.3367049260995394,31.446161914517528,38.677924171926215,76.191375109689488,1.8641889093744293,381.36403611394269,null,"2027-02-01",84.347196316499705,111.33654728841179,8.1619848105621227,27.812186355712107,33.811567581285452,66.605172945196372,1.6296414723142394,333.7042967699818]
[null,"2027-03-01",80.51395867364073,106.27675321427961,7.7910557366556104,26.821650537213124,32.274969101706823,63.578238236132236,1.5555808833576257,318.81220638298572,null,"2027-03-01",85.919012895347151,113.41131252664086,8.3140840337941917,28.450163951109982,34.441648779025137,67.846365535397268,1.6600099681934533,340.04259768950794,null,"2027-03-01",75.108904451934322,99.142193901918347,7.2680274395170299,25.193137123316269,30.108289424388499,59.310110936867204,1.4511517985217983,297.58181507646344]
[null,"2027-04-01",84.141106182237536,110.65377976038816,8.1184545326809765,27.898962628052999,33.747705711720364,66.41975590768196,1.613129984360516,332.59289470712253,null,"2027-04-01",89.756288238884338,118.0382930714557,8.6602420404524949,29.590318387974257,35.999869014102202,70.852298317712822,1.7207826995934457,354.61809177017528,null,"2027-04-01",78.52592412559072,103.26926644932064,7.5766670249094572,26.207606868131744,31.495542409338519,61.987213497651105,1.5054772691275859,310.56769764406977]
[null,"2027-05-01",80.159050514660265,105.41698729560454,7.7342411636076909,26.767732815138807,32.150564327507681,63.276379531354777,1.5367871159550417,317.04174276382884,null,"2027-05-01",85.508488887301795,112.4520216846937,8.2503880765043167,28.383595612872689,34.296141918701757,67.4991477724151,1.6393450668774698,338.02912901936679,null,"2027-05-01",74.809612142018764,98.381952906515409,7.218094250711065,25.151870017404928,30.004986736313601,59.053611290294448,1.4342291650326131,296.05435650829082]
[null,"2027-06-01",84.359322503194349,110.94075555396735,8.139509393501795,27.960953928159803,33.835228927367126,66.592012672902442,1.6173135672296295,333.44509654632247,null,"2027-06-01",89.98906729172694,118.34442028103014,8.6827020037499842,29.656446696159783,36.093233117899111,71.036050690028191,1.7252454751250403,355.52716555571925,null,"2027-06-01",78.729577714661758,103.53709082690456,7.5963167832536094,26.265461160159838,31.577224736835138,62.147974655776672,1.5093816593342182,311.36302753692581]
[null,"2027-07-01",81.963089922899172,107.39365930526178,7.8856351934988611,27.32734169530395,32.892623108699247,64.680195392498931,1.5593445436297551,323.70188916179171,null,"2027-07-01",87.400797558851636,114.51851662587315,8.4087948101794918,28.971405891474038,35.074830587857612,68.971297554600625,1.6627967163083661,345.00843974514493,null,"2027-07-01",76.525382286946723,100.26880198465037,7.362475576818226,25.683277499133855,30.710415629540879,60.389093230397236,1.4558923709511435,302.39533857843838]
[null,"2027-08-01",81.114764662654238,106.28212539329613,7.8040181688843138,27.085860236586974,32.552181538169457,64.01074962562204,1.5432051891101706,320.39290481432329,null,"2027-08-01",86.49619154162518,113.33323980784577,8.321763037067937,28.713903738890579,34.711802976106021,68.257438499232208,1.645586622613465,341.47992622338114,null,"2027-08-01",75.733337783683311,99.231010978746468,7.2862733007006897,25.457816734283369,30.392560100232902,59.764060752011865,1.4408237556068766,299.30588340526549]
[null,"2027-09-01",84.667560540277449,110.93724211011974,8.1458312000213446,28.09718734336721,33.977954723327905,66.81439614224918,1.6107969901466299,334.25096904950942,null,"2027-09-01",90.284691872202814,118.29719265738635,8.6862530967458689,29.792325694537027,36.232166759829816,71.247088375253398,1.7176626915437956,356.25738114749907,null,"2027-09-01",79.050429208352085,103.57729156285312,7.6054093032968213,26.402048992197397,31.723742686826007,62.381703909244969,1.5039312887494647,312.24455695151983]
[null,"2027-10-01",81.689799085831424,106.64545343034298,7.8370497063430884,27.29587779084914,32.801562054665332,64.446103850374016,1.5423291432928476,322.25817506169886,null,"2027-10-01",87.077732815216038,113.67936270730338,8.3539502854142089,28.928829264433798,34.965022419956981,68.696712133765899,1.6440550295840988,343.3456646556744,null,"2027-10-01",76.301865356446797,99.611544153382567,7.3201491272719679,25.662926317264485,30.638101689373684,60.195495566982132,1.4406032570015967,301.17068546772327]
[null,"2027-11-01",85.264836391474148,111.31263928166416,8.1800269860021402,28.315563642098219,34.237075537879704,67.26649547878695,1.6098269739468136,336.18646429185219,null,"2027-11-01",90.888565340071423,118.65437754524281,8.7195489801601802,30.015769532425278,36.495216654033158,71.703125558717147,1.7160047482646059,358.19260835891458,null,"2027-11-01",79.641107442876901,103.97090101808548,7.640504991844101,26.615357751771167,31.97893442172624,62.829865398856754,1.5036491996290211,314.18032022478968]
[null,"2027-12-01",82.60015012908076,107.83391026185149,7.9243857808102351,27.555531606770458,33.167102630977659,65.164291170334266,1.5595168577975105,325.80488843762237,null,"2027-12-01",88.048126986816698,114.94620541709853,8.4470466994424704,29.205608811700053,35.354672596520651,69.462268228389974,1.662376377268755,347.12630511723711,null,"2027-12-01",77.152173271344836,100.72161510660442,7.4017248621780007,25.905454401840863,30.979532665434668,60.866314112278545,1.456657338326266,304.48347175800762]
[null,"2028-01-01",81.579313811970863,106.11606832274134,7.8044878066716104,27.310014048247339,32.775945906522054,64.34225932760846,1.528613020210486,321.45670224397219,null,"2028-01-01",86.928727158366456,113.07443418324704,8.3162527294683048,28.934971958693257,34.925168231157009,68.561384553124228,1.6288490054093236,342.36978781946567,null,"2028-01-01",76.229900465575284,99.157702462235662,7.2927228838749141,25.685056137801411,30.626723581887099,60.123134102092671,1.4283770350116487,300.54361666847865]
[null,"2028-02-01",89.670923404078806,116.64140564411359,8.5785917485545671,29.622461786385273,36.02689453424523,70.724176733204175,1.6802316009387448,352.94468545152034,null,"2028-02-01",95.550929155867891,124.28995112628218,9.1411171125061195,31.399054200913312,38.389291831369803,75.361784445883004,1.7904096954960738,375.92253756831838,null,"2028-02-01",83.790917652289721,108.99286016194503,8.0160663846030147,27.845869371857237,33.664497237120656,66.086569020525346,1.5700535063814158,329.96683333472248]
[null,"2028-03-01",83.129135346329818,108.1320324212768,7.9527553355613501,27.752927322899311,33.398614379708675,65.564616006227681,1.5576531930891657,327.48773400509282,null,"2028-03-01",88.58017538720263,115.22259141691252,8.4742426286602512,29.40692845609383,35.58866704337445,69.863895021045138,1.6597934341724903,348.79629338746133,null,"2028-03-01",77.67809530545702,101.0414734256411,7.4312680424624471,26.098926189704784,31.208561716042901,61.265336991410187,1.4555129520058414,306.1791746227243]
[null,"2028-04-01",86.362630679537375,111.93510667104523,8.2391597342393652,28.72468769467752,34.717716469159271,68.099009966164118,1.6061064985444011,339.68441771336728,null,"2028-04-01",91.993018330538774,119.23268477114712,8.7763094581103989,30.433051952362419,36.981128323810402,72.538705952054926,1.7108161643390092,361.66571495236303,null,"2028-04-01",80.732243028535947,104.63752857094332,7.7020100103683324,27.016323436992622,32.454304614508125,63.659313980273296,1.5013968327497933,317.70312047437142]
[null,"2028-05-01",82.847353736014227,107.3789358300757,7.9037956071871509,27.718139086643035,33.304577623393122,65.327129608569479,1.5407320524587338,326.02066354434146,null,"2028-05-01",88.248563885856541,114.37947564131353,8.41908136021007,29.360881688199385,35.475860284621753,69.586113626649066,1.641179649450718,347.11115613630108,null,"2028-05-01",77.4461435861719,100.37839601883786,7.3885098541642291,26.075396485086696,31.133294962164499,61.068145590489898,1.44028445546675,304.93017095238179]
[null,"2028-06-01",86.75817430386914,112.44777305735438,8.2768953506406557,28.837945879134828,34.87672472646549,68.410905620609526,1.6134625179303135,341.22188145600433,null,"2028-06-01",92.414349311280915,119.7787742997094,8.8165052375117874,30.553693972607565,37.150503080160249,72.870935556813961,1.7186517573597806,363.30341321544364,null,"2028-06-01",81.10199929645735,105.11677181499932,7.7372854637695285,27.122197785662092,32.602946372770731,63.950875684405105,1.5082732785008468,319.14034969656495]
[null,"2028-07-01",84.575220876532171,109.22851159815998,8.0464801129288901,28.258961667274789,34.018864144078726,66.675714213759861,1.5611519208323248,332.3649045335668,null,"2028-07-01",90.057439685959721,116.30877215915096,8.568057995523862,29.927886396527544,36.223988233063267,70.997675786030726,1.6623467665100591,353.74616702276614,null,"2028-07-01",79.093002067104592,102.14825103716903,7.524902230333919,26.590036938022031,31.813740055094186,62.353752641489024,1.4599570751545907,310.9836420443674]
[null,"2028-08-01",83.297595328583256,107.57846403652287,7.9249269149969734,27.892436113173439,33.504962205754161,65.668485441261595,1.5375685644116934,327.40443860470396,null,"2028-08-01",88.696997649472209,114.55176748069989,8.4386256431405329,29.537602426355793,35.676774849101491,69.925157813400787,1.6372347221496424,348.46416058432033,null,"2028-08-01",77.898193007694303,100.60516059234587,7.4112281868534131,26.247269799991077,31.333149562406838,61.411813069122402,1.4379024066737445,306.34471662508764]
[null,"2028-09-01",87.109774836028308,112.50187646427298,8.2876173848019796,28.986075175528818,35.038342969204223,68.673854965995375,1.6079365906364627,342.20547838646814,null,"2028-09-01",92.756285021183331,119.79431858687433,8.8248259364489012,30.702131857973374,37.309550314407218,73.125337273799175,1.7121640479247242,364.22461303861104,null,"2028-09-01",81.463264650873299,105.20943434167167,7.750408833155058,27.270018493084258,32.767135624001227,64.222372658191588,1.5037091333482011,320.18634373432531]
[null,"2028-10-01",84.479413630450253,108.72001146246203,8.0155325193959932,28.276886400338412,34.000076743242637,66.587945196724689,1.5478501267106708,331.62771607932467,null,"2028-10-01",89.924179455543069,115.72710321979808,8.5321400058357018,29.937993314617554,36.191408902719338,70.879591561083416,1.6476103062633627,352.84002676586056,null,"2028-10-01",79.034647805357437,101.71291970512596,7.4989250329562847,26.61577948605926,31.808744583765929,62.296298832365949,1.4480899471579793,310.41540539278884]
[null,"2028-11-01",87.853964102895731,113.06285843876594,8.3357148915009081,29.246792240737413,35.358217976786143,69.247816664414259,1.6096793718710984,344.71504368697151,null,"2028-11-01",93.516222406899402,120.34985015970288,8.8729583880940499,30.970410362734729,37.637083425809514,73.710893873804281,1.7134244957619864,366.77084311280686,null,"2028-11-01",82.191705798892073,105.77586671782898,7.7984713949077662,27.523174118740094,33.079352527762765,64.784739455024251,1.5059342479802109,322.65924426113617]
[null,"2028-12-01",84.461630196633848,108.6971252343826,8.0138452007234768,28.271775125085092,33.992919518913865,66.573928026558747,1.547524294781883,331.55874759707956,null,"2028-12-01",89.905249865183492,115.70274195600101,8.5303439381242274,29.932552613583137,36.183790389553998,70.864670973081061,1.6472634742059715,352.7666132097329,null,"2028-12-01",79.018010528084218,101.69150851276422,7.4973464633227263,26.610997636587044,31.802048648273733,62.283185080036439,1.447785115357795,310.35088198442617]
[null,"2029-01-01",83.927194062038154,107.63177568881808,7.9417409839942481,28.162684354683854,33.79751060653102,66.142081722915876,1.5264373614223692,329.12942478040361,null,"2029-01-01",89.305682583815567,114.52937636033484,8.4506888071964443,29.807594787983891,35.963429828464122,70.380808292163564,1.6242593596361277,350.06184001959463,null,"2029-01-01",78.548705540260713,100.73417501730135,7.4327931607920537,26.517773921383807,31.631591384597918,61.903355153668187,1.4286153632086109,308.19700954121265]
[null,"2029-02-01",95.546385876898285,122.5327176430785,9.0412250411969151,31.508409708479057,38.47656324245942,75.299036666561847,1.7377630073462071,374.14210118602023,null,"2029-02-01",101.66949228453474,130.38524771692244,9.6206334874144659,33.367731520754852,40.942340349269877,80.124588252530899,1.8491278455614839,397.95916145698874,null,"2029-02-01",89.423279469261828,114.68018756923455,8.461816594979366,29.649087896203255,36.010786135648978,70.473485080592795,1.6263981691309304,350.32504091505172]
[null,"2029-03-01",85.521619984465829,109.67653478213796,8.0926160112795262,28.621796427056402,34.439586487022687,67.3986309360874,1.5554362017293013,335.30622082977914,null,"2029-03-01",91.002287562965478,116.70517418831193,8.6112326862948407,30.296129135687604,36.646653251083571,71.717883675614246,1.6551165955617719,356.63447709551946,null,"2029-03-01",80.040952405966181,102.64789537596398,7.5739993362642135,26.947463718425197,32.232519722961797,63.079378196560555,1.4557558078968309,313.97796456403876]
[null,"2029-04-01",88.829583263433065,113.52414354598208,8.3832975566713248,29.620811541381713,35.792581926013426,69.995983511772835,1.6038150280726506,347.75021637332713,null,"2029-04-01",94.490129886751873,120.7583180608917,8.9175120034053919,31.349902804298505,38.073416433142761,74.456384130094179,1.7060159999567754,369.75167931854116,null,"2029-04-01",83.169036640114243,106.28996903107249,7.849083109937256,27.891720278464923,33.511747418884084,65.535582893451476,1.5016140561885263,325.74875342811299]
[null,"2029-05-01",85.213892269634954,108.90329305543587,8.0420664897181595,28.577787394424043,34.335692099896889,67.146889348682919,1.5385338532693973,333.75815451106217,null,"2029-05-01",90.644033810615255,115.84301004076828,8.5545364421874623,30.240413335809468,36.523688247520305,71.425735244445576,1.6365748694268021,354.86799199077313,null,"2029-05-01",79.783750728654667,101.96357607010347,7.5295965372488585,26.915161453038614,32.147695952273459,62.86804345292024,1.4404928371119925,312.64831703135133]
[null,"2029-06-01",89.236425609890503,114.04408777225238,8.4216933289321521,29.738174001859633,35.956513101659766,70.316567366028593,1.6111605524501513,349.32462173307317,null,"2029-06-01",94.922897718682236,121.31139503895707,8.9583544950026859,31.474744030914422,38.247793904141069,74.797396762545574,1.7138296080703919,371.42641155831348,null,"2029-06-01",83.549953501098756,106.77678050554769,7.88503216286162,28.001603972804855,33.665232299178463,65.835737969511641,1.5084914968299112,327.22283190783293]
[null,"2029-07-01",86.973049133502371,110.76990289505032,8.1865114756653803,29.130174571902153,35.064984800210397,68.52517812644335,1.558919813421622,340.20872081619552,null,"2029-07-01",92.484203908645796,117.78897472666068,8.7052598955537714,30.819016966284781,37.286920909698495,72.867360749814537,1.6577026945485851,361.60943985120662,null,"2029-07-01",81.461894358358947,103.75083106343995,7.66776305577699,27.441332177519527,32.843048690722306,64.182995503072164,1.4601369322946589,318.80800178118449]
[null,"2029-08-01",85.659201077247275,109.09657048851558,8.0628429105527228,28.750488143337584,34.535279764209484,67.490010646598364,1.5353701760669785,335.12976320652797,null,"2029-08-01",91.087102246116316,116.00960954359856,8.5737549189326501,30.415271237802735,36.723650459265663,71.766598602926607,1.632660805310709,356.20864781395323,null,"2029-08-01",80.231299908378219,102.18353143343256,7.5519309021727921,27.085705048872441,32.346909069153313,63.213422690270107,1.4380795468232479,314.0508785991027]
[null,"2029-09-01",89.579461316245343,114.08946024371527,8.4318452136097264,29.883396627010718,36.115813815422662,70.578743695005159,1.6056375913321626,350.28435850234104,null,"2029-09-01",95.255774621416464,121.31887993038789,8.9661395090865472,31.619967868054601,38.404337004503162,75.051053039262925,1.7073808022093289,372.32353277492092,null,"2029-09-01",83.903148011074208,106.86004055704262,7.8975509181329064,28.146825385966828,33.827290626342155,66.106434350747392,1.5038943804549969,328.24518422976115]
[null,"2029-10-01",86.856692077759874,110.2454319197694,8.1543004952144891,29.140819187832932,35.038513781218576,68.427063271781279,1.5456329569146037,339.40845369049117,null,"2029-10-01",92.329773211821077,117.19230243858135,8.6681255918675966,30.821448355609917,37.246387741809265,72.738842365517826,1.643027577574335,360.63990728278139,null,"2029-10-01",81.383610943698699,103.29856140095748,7.6404753985613816,27.460190020055958,32.83063982062788,64.115284178044746,1.4482383362548723,318.17700009820101]
[null,"2029-11-01",90.326203508890472,114.64921218270102,8.4800259874505066,30.145235030975961,36.438135631713756,71.160398752800958,1.6073736366948839,352.80658473122759,null,"2029-11-01",96.017908183681598,121.87357711327371,9.0143759510285921,31.889155227577032,38.734203648070547,75.644412898280365,1.7086587088745402,374.88229173078645,null,"2029-11-01",84.634498834099332,107.42484725212836,7.9456760238724202,28.401314834374904,34.142067615356957,66.676384607321523,1.5060885645152278,330.73087773166873]
[null,"2029-12-01",86.838408212274814,110.22222458134395,8.1525839650334202,29.135526049438198,35.031137959535215,68.412658956000072,1.5453075917136332,339.33784731533933,null,"2029-12-01",92.310337229246926,117.16763274137764,8.6663008983576546,30.815821681880188,37.238547149138917,72.723530393837393,1.6426817102093918,360.56485180404809,null,"2029-12-01",81.366479195302716,103.27681642131026,7.6388670317091858,27.455230416996208,32.823728769931506,64.101787518162752,1.4479334732178746,318.11084282663052]
[null,"2030-01-01",86.271408371853155,109.13352587625243,8.0785212630329468,29.014775330736519,34.822696541528764,67.960965895657338,1.5242474701138917,336.80614074917503,null,"2030-01-01",91.677453803948978,115.9721855224338,8.5847475296062985,30.67871704995693,37.004799316067562,72.219619790090633,1.6197617456856492,357.75728475778988,null,"2030-01-01",80.865362939757347,102.29486623007109,7.5722949964595978,27.350833611516123,32.640593766989973,63.702312001224051,1.4287331945421344,315.8549967405603]
[null,"2030-02-01",98.215141904392382,124.2423756925689,9.1969416890300462,32.478467317458225,39.64367971806157,77.369733905715066,1.7352699393683406,382.8816101665945,null,"2030-02-01",104.36962030314905,132.02780472707019,9.7732517962318433,34.359455177415022,42.127880888483389,82.217971629627328,1.8440075652656829,406.71999208724253,null,"2030-02-01",92.060663505635787,116.45694665806762,8.6206315818282562,30.597479457501436,37.159478547639758,72.521496181802803,1.626532313470999,359.04322824594669]
[null,"2030-03-01",87.910369037817389,111.2068148096869,8.2319948047212552,29.490075194869164,35.484248624559271,69.252069773825397,1.55320470746354,343.12877695294287,null,"2030-03-01",93.419117045295195,118.17539344501583,8.7478382197178188,31.183800740595508,37.707806391940487,73.591628412421969,1.6505335371692167,364.476117792156,null,"2030-03-01",82.401621030339612,104.23823617435799,7.7161513897246952,27.796349649142829,33.260690857178062,64.912511135228812,1.4558758777578633,321.78143611372991]
[null,"2030-04-01",91.292392366756218,115.09954152848344,8.5269415277517009,30.516183369295092,36.870812339670664,71.912411795857395,1.6015112264907865,355.81979415430533,null,"2030-04-01",96.981510573211978,122.27226293810286,9.0583196309350384,32.265040568322277,39.168511023321535,76.393817098222286,1.7013134820814706,377.84077531419734,null,"2030-04-01",85.603274160300444,107.92682011886404,7.9955634245683624,28.767326170267911,34.573113656019792,67.431006493492504,1.5017089709001019,333.79881299441314]
[null,"2030-05-01",87.576455977593355,110.41456654148332,8.1798636224653158,29.436714293346981,35.370034567076445,68.98531194780918,1.5363238248915156,341.49927077466612,null,"2030-05-01",93.034006133113522,117.29533178910124,8.68961268100613,31.118301624490634,37.574208457165014,73.284307559662878,1.6320637613375761,362.627832005877,null,"2030-05-01",82.118905822073174,103.53380129386541,7.6701145639245008,27.755126962203313,33.165860676987883,64.686316335955453,1.4405838884454545,320.37070954345523]
[null,"2030-06-01",91.710514458065106,115.62670112814915,8.5659951940170007,30.637646661523405,37.039681845267438,72.241772953251044,1.6088461993829948,357.43115843965614,null,"2030-06-01",97.425689008762902,122.83227383236623,9.0998070259921793,32.394073155311276,39.347904062740774,76.743703235939591,1.7091055525120729,379.55255587362507,null,"2030-06-01",85.995339907367295,108.42112842393207,8.0321833620418239,28.881220167735535,34.731459627794088,67.739842670562496,1.5085868462539165,335.30976100568722]
[null,"2030-07-01",89.366676689475284,112.29903060861771,8.326069138857596,30.000552344893251,36.114003868456862,70.393042706975777,1.5566783507187116,348.0560537079952,null,"2030-07-01",94.905235353565971,119.25883701506535,8.8420827590918254,31.708385960262397,38.352193050713915,74.755697904853818,1.6531545170702227,369.47558656062353,null,"2030-07-01",83.828118025384597,105.33922420217007,7.8100555186233693,28.2927187295241,33.875814686199824,66.030387509097721,1.4602021843672004,326.63652085536683]
[null,"2030-08-01",88.01666958230561,110.60259861555298,8.200292362450206,29.607717657682528,35.568451950260588,69.32965855227657,1.5331625737546688,342.85855129428313,null,"2030-08-01",93.471560666522223,117.45726753159268,8.7085108841027417,31.29120508450573,37.772830192968705,73.626409816591874,1.6281813343362463,363.95596551062022,null,"2030-08-01",82.561778498089012,103.74792969951328,7.6920738407976676,27.924230230859322,33.364073707552478,65.032907287961237,1.4381438131730913,321.7611370779461]
[null,"2030-09-01",92.044821208671834,115.66441292422724,8.5755851470243076,30.779857919594534,37.196269933498321,72.502584523891727,1.6033289563758448,358.36686061328379,null,"2030-09-01",97.749359643746104,122.83279111685491,9.1070626862499839,32.535989511375334,39.501533268151292,76.995979965674536,1.7026963247471554,380.42541251679933,null,"2030-09-01",86.340282773597565,108.49603473159956,8.0441076077986313,29.023726327813733,34.891006598845358,68.009189082108875,1.5039615880045341,336.30830870976826]
[null,"2030-10-01",89.229619694304461,111.75950316516941,8.2926052325000086,30.003818873697419,36.079468319296012,70.283919609984878,1.5434090717250701,347.19234396667724,null,"2030-10-01",94.729510270324681,118.64807940638418,8.8037406774916445,31.703060129639525,38.303316504202954,74.616044619965066,1.638540946517389,368.44229255452541,null,"2030-10-01",83.729729118284268,104.87092692395463,7.7814697875083736,28.304577617755331,33.855620134389071,65.951794600004675,1.4482771969327513,325.94239537882908]
[null,"2030-11-01",92.793918289140009,116.2237633677326,8.623855340692641,31.042707446615708,37.520671348889209,73.091427663517393,1.6050609178771977,360.90140437446479,null,"2030-11-01",98.513503315489814,123.38750544178514,9.155408213827485,32.805983195714944,39.833351683790148,77.59660044775265,1.7039928582621753,382.9963451566224,null,"2030-11-01",87.074333262790233,109.06002129368008,8.092302467557797,29.279431697516483,35.207991013988277,68.586254879282151,1.5061289774922204,338.80646359230724]
[null,"2030-12-01",89.210836313027244,111.73597710547649,8.290859588324933,29.998344068584871,36.071873370308865,70.269124414575387,1.5430841746655486,347.12009903496335,null,"2030-12-01",94.709569128406699,118.62310325921541,8.8018874361758392,31.697247871233468,38.295253421556794,74.600337485716423,1.638196023615754,368.36559462592032,null,"2030-12-01",83.712103497647803,104.84885095173759,7.7798317404740303,28.299440265936283,33.848493319060935,65.937911343434351,1.447972325715343,325.87460344400637]
[null,"2031-01-01",88.59714123655111,110.60727696912309,8.2135494834382996,29.861755994877441,35.844360735598336,69.785801738058012,1.522053465809678,344.43193962345595,null,"2031-01-01",94.02841258038076,117.38783586116996,8.7170647810867656,31.543589018175453,38.04172790325174,74.063881367897395,1.6153599230751214,365.39787143503725,null,"2031-01-01",83.165869892721446,103.82671807707625,7.7100341857898336,28.17992297157944,33.646993567944946,65.50772210821863,1.4287470085442349,323.46600781187476]
[null,"2031-02-01",100.86285784700756,125.92015834906796,9.3506637167387794,33.442707124003647,40.80678688986842,79.447206785734465,1.7327721889763639,391.56315290139719,null,"2031-02-01",107.04605452621612,133.63944294568697,9.9238875384297547,35.34406322648713,43.308365712563784,84.317559615862251,1.8389963380179777,415.41836990326402,null,"2031-02-01",94.679661167798983,118.200873752449,8.7774398950478041,31.541351021520175,38.305208067173062,74.57685395560668,1.6265480399347503,367.70793589953041]
[null,"2031-03-01",90.280285540602605,112.70856382351677,8.3695882543979998,30.353146566459486,36.525322116094884,71.111573349418094,1.5509690220644718,350.89944867255429,null,"2031-03-01",95.814738694799217,119.61793792244445,8.8826691982220787,32.065103310374347,38.764434265364237,75.470926768239195,1.6460480899343393,372.26185824937784,null,"2031-03-01",84.745832386405993,105.79918972458914,7.8565073105739183,28.641189822544629,34.286209966825545,66.752219930597008,1.4558899541946047,329.53703909573085]
[null,"2031-04-01",93.71321984971506,116.61834719457951,8.6666800201157219,31.399535775848122,37.935943104185291,73.816931217594416,1.5992057015930035,363.74986286363111,null,"2031-04-01",99.427114465725055,123.72881621092201,9.1951059602876093,33.166572071033762,40.248978355816597,78.317706738177222,1.6967126794012419,385.78100648136348,null,"2031-04-01",87.999325233705065,109.50787817823702,8.1382540799438328,29.632499480662489,35.622907852553986,69.31615569701161,1.5016987237847652,341.7187192458988]
[null,"2031-05-01",89.898746871657991,111.87155122670248,8.3139142438547626,30.284111005598795,36.391810589049371,70.812310419118361,1.534112143343016,349.10655649932477,null,"2031-05-01",95.380064945669005,118.69259798258219,8.8208313032847183,31.983137476775475,38.610696792352272,75.129887810012576,1.6276502282606036,370.24486653893683,null,"2031-05-01",84.417428797646963,105.05050447082277,7.8069971844248078,28.585084534422119,34.17292438574647,66.494733028224161,1.4405740584254283,327.96824645971276]
[null,"2031-06-01",94.1424294087048,117.15246297301255,8.7063736931674462,31.525044850490666,38.109690942918377,74.155015135153619,1.606530115107077,365.3975471185546,null,"2031-06-01",99.882493845708922,124.29549816599062,9.2372198411296935,33.299733701281703,40.433319970346446,78.67640435228212,1.704483678007692,387.52915355474727,null,"2031-06-01",88.402364971700663,110.00942778003449,8.1755275452051972,29.750355999699639,35.786061915490315,69.633625918025118,1.508576552206462,343.26594068236193]
[null,"2031-07-01",91.697484258854857,113.74670585415751,8.4598255611286817,30.852742203487288,37.14112611103981,72.231618933986482,1.5544376648444787,355.68394058749914,null,"2031-07-01",97.25846017275002,120.64485247892499,8.9728700198881732,32.577648408503357,39.393542405639415,76.612091270388291,1.6487062315747252,377.10817098766904,null,"2031-07-01",86.13650834495968,106.84855922939003,7.9467811023691883,29.127835998471213,34.888709816440205,67.851146597584687,1.4601690981142317,334.25971018732929]
[null,"2031-08-01",90.312267083450905,112.02840472661502,8.3320282091848057,30.447034011203108,36.580058092449228,71.140460545473459,1.5309557365359661,350.37120840491252,null,"2031-08-01",95.789236773945348,118.82234531715687,8.8373224226484375,32.147336122621653,38.798448527313887,75.454759795821587,1.6238002463382513,371.473249205846,null,"2031-08-01",84.835297392956477,105.23446413607317,7.8267339957211739,28.74673189978456,34.361667657584569,66.826161295125317,1.4381112267336806,329.26916760397893]
[null,"2031-09-01",94.445478522368575,117.15547216554759,8.7133499876732774,31.657586241558299,38.254173020870617,74.396259284582982,1.6010211215282404,366.22334034412955,null,"2031-09-01",100.17310600838086,124.26034275343088,9.2417693854618346,33.431302055107579,40.574089826597998,78.908005809684781,1.6981147328352073,388.28673057149911,null,"2031-09-01",88.717851036356294,110.05060157766434,8.1849305898847184,29.883870428009018,35.934256215143222,69.884512759481169,1.503927510221273,344.15995011676]
[null,"2031-10-01",91.518414138260795,113.16666544961812,8.4231735152969485,30.842313122338822,37.089618551904422,72.094140655869708,1.541188356692079,354.67551378998093,null,"2031-10-01",97.038893906399579,119.99298879585238,8.9312675356377031,32.557893197005946,39.326900423009008,76.442929351998259,1.6341543376055603,375.92502754750842,null,"2031-10-01",85.997934370122053,106.34034210338389,7.9150794949561956,29.126733047671706,34.852336680799844,67.745351959741171,1.4482223757785975,333.42600003245343]
[null,"2031-11-01",95.174139177010503,117.68713508768434,8.7596392049130767,31.914695549455402,38.571172275213385,74.973958423959957,1.6027514958487186,368.68349121408539,null,"2031-11-01",100.91513583570428,124.78613755991098,9.2880291629587024,33.6949627753188,40.89782290813438,79.496460529289976,1.6994310252035432,390.7779797965207,null,"2031-11-01",89.433142518316728,110.58813261545772,8.2312492468674527,30.134428323592015,36.244521642292391,70.451456318629951,1.5060719664938937,346.58900263165015]
[null,"2031-12-01",91.499148951739386,113.14284317364861,8.4214003856989077,30.836661809053034,37.081810960108406,72.078964397846519,1.5408639271066686,354.60169360520155,null,"2031-12-01",97.018466625086404,119.96772953702256,8.9293874491374439,32.551900991005269,39.318621869680783,76.426837647327929,1.6338103381119591,375.84675445737236,null,"2031-12-01",85.97983127839241,106.31795681027471,7.9134133222603733,29.121422627100802,34.845000050536029,67.73109114836511,1.4479175161013775,333.35663275303079]
[]
[]
[null,null,"PETROQUIMICA MEDIO",null,null,null,null,null,null,null,null,null,"PETROQUIMICA ALTO",null,null,null,null,null,null,null,null,null,"PETROQUIMICA BAJO"]
[null,null,"CENTRO","COSTA","CQR","NORESTE","NOROESTE","SUROESTE","TOLIMA GRANDE","TOTAL",null,null,"CENTRO","COSTA","CQR","NORESTE","NOROESTE","SUROESTE","TOLIMA GRANDE","TOTAL",null,null,"CENTRO","COSTA","CQR","NORESTE","NOROESTE","SUROESTE","TOLIMA GRANDE","TOTAL"]
[null,"2017-01-01",null,16.206636714009779,null,null,0.71092174063930802,null,null,16.917558454649086,null,"2017-01-01",null,21.143577081984098,null,null,0.94571983617157362,null,null,22.089296918155672,null,"2017-01-01",null,11.269696346035463,null,null,0.47612364510704241,null,null,11.745819991142506]
[null,"2017-02-01",null,18.180069813646934,null,null,0.79748852923255698,null,null,18.97755834287949,null,"2017-02-01",null,23.718166467470081,null,null,1.0608772781885889,null,null,24.779043745658669,null,"2017-02-01",null,12.641973159823792,null,null,0.53409978027652516,null,null,13.176072940100317]
[null,"2017-03-01",null,16.716784099470406,null,null,0.73329991037644704,null,null,17.450084009846854,null,"2017-03-01",null,21.809127915139701,null,null,0.97548890610970096,null,null,22.784616821249401,null,"2017-03-01",null,11.62444028380111,null,null,0.49111091464319306,null,null,12.115551198444303]
[null,"2017-04-01",null,16.731541273141531,null,null,0.77533724234267354,null,null,17.506878515484203,null,"2017-04-01",null,21.966781687265989,null,null,1.0243223195908997,null,null,22.99110400685689,null,"2017-04-01",null,11.496300859017076,null,null,0.52635216509444738,null,null,12.022653024111523]
[null,"2017-05-01",null,15.675656447928722,null,null,0.72640768975410541,null,null,16.402064137682828,null,"2017-05-01",null,20.580514214132485,null,null,0.95967995486631741,null,null,21.540194168998802,null,"2017-05-01",null,10.770798681724958,null,null,0.49313542464189353,null,null,11.263934106366852]
[null,"2017-06-01",null,16.71124706399879,null,null,0.77439681157808427,null,null,17.485643875576876,null,"2017-06-01",null,21.94013749146378,null,null,1.0230798870472391,null,null,22.963217378511018,null,"2017-06-01",null,11.482356636533805,null,null,0.52571373610892957,null,null,12.008070372642734]
[null,"2017-07-01",null,15.885947015894853,null,null,0.73639115744353112,null,null,16.622338173338385,null,"2017-07-01",null,20.879684289064038,null,null,0.97389048170814896,null,null,21.853574770772187,null,"2017-07-01",null,10.892209742725671,null,null,0.49889183317891334,null,null,11.391101575904583]
[null,"2017-08-01",null,15.922339915974769,null,null,0.73807814593630161,null,null,16.66041806191107,null,"2017-08-01",null,20.927517273982836,null,null,0.97612155417453206,null,null,21.903638828157369,null,"2017-08-01",null,10.917162557966703,null,null,0.50003473769807105,null,null,11.417197295664774]
[null,"2017-09-01",null,16.542970170401382,null,null,0.76684738650750606,null,null,17.309817556908889,null,"2017-09-01",null,21.743242251518222,null,null,1.014169389587896,null,null,22.757411641106117,null,"2017-09-01",null,11.342698089284545,null,null,0.51952538342711618,null,null,11.86222347271166]
[null,"2017-10-01",null,15.564993815485893,null,null,0.72067527242434015,null,null,16.285669087910232,null,"2017-10-01",null,20.491569850971658,null,null,0.95498044615719291,null,null,21.446550297128852,null,"2017-10-01",null,10.638417780000131,null,null,0.48637009869148745,null,null,11.124787878691619]
[null,"2017-11-01",null,16.567633541045346,null,null,0.76709852616454521,null,null,17.334732067209892,null,"2017-11-01",null,21.811561507583768,null,null,1.0164967784988772,null,null,22.828058286082644,null,"2017-11-01",null,11.323705574506919,null,null,0.51770027383021322,null,null,11.841405848337132]
[null,"2017-12-01",null,15.89203824156699,null,null,0.73581776677126132,null,null,16.627856008338252,null,"2017-12-01",null,20.92212920620533,null,null,0.97504605206969996,null,null,21.897175258275031,null,"2017-12-01",null,10.861947276928651,null,null,0.49658948147282256,null,null,11.358536758401474]
[null,"2018-01-01",null,15.616561390960729,null,null,0.72513640038590033,null,null,16.341697791346629,null,"2018-01-01",null,20.573364885445116,null,null,0.96087917499635278,null,null,21.53424406044147,null,"2018-01-01",null,10.659757896476341,null,null,0.48939362577544793,null,null,11.149151522251788]
[null,"2018-02-01",null,17.73767587103675,null,null,0.82362782115276811,null,null,18.561303692189519,null,"2018-02-01",null,23.367735622377271,null,null,1.0913902830862545,null,null,24.459125905463527,null,"2018-02-01",null,12.107616119696226,null,null,0.55586535921928171,null,null,12.663481478915507]
[null,"2018-03-01",null,15.719312015844789,null,null,0.72990750308901886,null,null,16.449219518933809,null,"2018-03-01",null,20.70872926208509,null,null,0.96720136931283673,null,null,21.675930631397925,null,"2018-03-01",null,10.729894769604488,null,null,0.49261363686520099,null,null,11.222508406469689]
[null,"2018-04-01",null,16.264091198622264,null,null,0.75699326840520087,null,null,17.021084467027464,null,"2018-04-01",null,21.436950035312318,null,null,1.0030115130635684,null,null,22.439961548375887,null,"2018-04-01",null,11.091232361932207,null,null,0.51097502374683335,null,null,11.602207385679041]
[null,"2018-05-01",null,15.721912759074852,null,null,0.73175820153306026,null,null,16.453670960607912,null,"2018-05-01",null,20.722329588534084,null,null,0.96957520172223988,null,null,21.691904790256324,null,"2018-05-01",null,10.721495929615623,null,null,0.49394120134388048,null,null,11.215437130959502]
[null,"2018-06-01",null,16.325932283667054,null,null,0.75987159001063687,null,null,17.08580387367769,null,"2018-06-01",null,21.518459923202457,null,null,1.0068252718234503,null,null,22.525285195025909,null,"2018-06-01",null,11.133404644131648,null,null,0.51291790819782357,null,null,11.646322552329472]
[null,"2018-07-01",null,15.499425439406059,null,null,0.7214931146501754,null,null,16.220918554056233,null,"2018-07-01",null,20.434313693803539,null,null,0.9561936128197539,null,null,21.390507306623292,null,"2018-07-01",null,10.564537185008579,null,null,0.48679261648059691,null,null,11.051329801489176]
[null,"2018-08-01",null,15.816897016722372,null,null,0.73627131130180745,null,null,16.553168328024178,null,"2018-08-01",null,20.852865583040327,null,null,0.97577913201647748,null,null,21.828644715056804,null,"2018-08-01",null,10.780928450404417,null,null,0.49676349058713748,null,null,11.277691940991554]
[null,"2018-09-01",null,16.424000128667291,null,null,0.76453175984961763,null,null,17.188531888516909,null,"2018-09-01",null,21.653265280594677,null,null,1.0132326570025607,null,null,22.666497937597239,null,"2018-09-01",null,11.194734976739907,null,null,0.51583086269667455,null,null,11.710565839436581]
[null,"2018-10-01",null,15.67345216927923,null,null,0.73002125023017916,null,null,16.40347341950941,null,"2018-10-01",null,20.667113394701467,null,null,0.96751695770690349,null,null,21.634630352408369,null,"2018-10-01",null,10.679790943856991,null,null,0.49252554275345461,null,null,11.172316486610447]
[null,"2018-11-01",null,16.248480410060491,null,null,0.75680429909005908,null,null,17.005284709150551,null,"2018-11-01",null,21.425349278476684,null,null,1.003013258592468,null,null,22.428362537069152,null,"2018-11-01",null,11.071611541644298,null,null,0.51059533958765002,null,null,11.582206881231949]
[null,"2018-12-01",null,15.780921627436419,null,null,0.73502684742460234,null,null,16.51594847486102,null,"2018-12-01",null,20.808823303546895,null,null,0.97415101139715921,null,null,21.782974314944052,null,"2018-12-01",null,10.753019951325941,null,null,0.49590268345204541,null,null,11.248922634777987]
[null,"2019-01-01",null,15.480190729370342,null,null,0.72137049044118395,null,null,16.201561219811527,null,"2019-01-01",null,20.414143208226879,null,null,0.95602648365455845,null,null,21.370169691881436,null,"2019-01-01",null,10.546238250513804,null,null,0.48671449722780952,null,null,11.032952747741614]
[null,"2019-02-01",null,17.601188857972865,null,null,0.82020812668244425,null,null,18.42139698465531,null,"2019-02-01",null,23.211160396104528,null,null,1.0870152045414778,null,null,24.298175600646005,null,"2019-02-01",null,11.9912173198412,null,null,0.55340104882341068,null,null,12.54461836866461]
[null,"2019-03-01",null,15.782832237621914,null,null,0.73547345965209221,null,null,16.518305697274005,null,"2019-03-01",null,20.813244692065812,null,null,0.97471703482410665,null,null,21.787961726889918,null,"2019-03-01",null,10.752419783178018,null,null,0.49622988448007771,null,null,11.248649667658096]
[null,"2019-04-01",null,16.210759934389422,null,null,0.75555520666085829,null,null,16.966315141050281,null,"2019-04-01",null,21.378741559602574,null,null,1.0013414938960181,null,null,22.380083053498591,null,"2019-04-01",null,11.042778309176271,null,null,0.50976891942569869,null,null,11.55254722860197]
[null,"2019-05-01",null,15.682148829551085,null,null,0.73091756634196869,null,null,16.413066395893054,null,"2019-05-01",null,20.681609516341549,null,null,0.96868909292584837,null,null,21.650298609267399,null,"2019-05-01",null,10.682688142760618,null,null,0.49314603975808896,null,null,11.175834182518708]
[null,"2019-06-01",null,16.306152941741122,null,null,0.76000130811910738,null,null,17.066154249860229,null,"2019-06-01",null,21.504545806844487,null,null,1.0072339367472718,null,null,22.511779743591759,null,"2019-06-01",null,11.107760076637755,null,null,0.51276867949094285,null,null,11.620528756128698]
[null,"2019-07-01",null,15.544093791366794,null,null,0.72458373602448201,null,null,16.268677527391276,null,"2019-07-01",null,20.500197020321071,null,null,0.96029320640183014,null,null,21.4604902267229,null,"2019-07-01",null,10.587990562412518,null,null,0.48887426564713393,null,null,11.076864828059652]
[null,"2019-08-01",null,15.671492308077775,null,null,0.73052238349029242,null,null,16.402014691568066,null,"2019-08-01",null,20.668215479790369,null,null,0.96816371540320867,null,null,21.636379195193577,null,"2019-08-01",null,10.674769136365178,null,null,0.49288105157737622,null,null,11.167650187942554]
[null,"2019-09-01",null,16.459261030573945,null,null,0.76724400983473295,null,null,17.226505040408679,null,"2019-09-01",null,21.707157616551509,null,null,1.0168310074681262,null,null,22.723988624019636,null,"2019-09-01",null,11.211364444596381,null,null,0.51765701220133953,null,null,11.729021456797721]
[null,"2019-10-01",null,15.782632174470006,null,null,0.73578364284748876,null,null,16.518415817317496,null,"2019-10-01",null,20.815183915230204,null,null,0.97512896126844428,null,null,21.79031287649865,null,"2019-10-01",null,10.750080433709812,null,null,0.4964383244265333,null,null,11.246518758136345]
[null,"2019-11-01",null,16.196892329666909,null,null,0.75509638122394251,null,null,16.951988710890852,null,"2019-11-01",null,21.361537731491833,null,null,1.0007239995590469,null,null,22.362261731050879,null,"2019-11-01",null,11.032246927841982,null,null,0.50946876288883824,null,null,11.54171569073082]
[null,"2019-12-01",null,15.683181700045891,null,null,0.73114727854869621,null,null,16.414328978594586,null,"2019-12-01",null,20.684022022035766,null,null,0.9689844198034463,null,null,21.653006441839214,null,"2019-12-01",null,10.682341378056014,null,null,0.49331013729394624,null,null,11.17565151534996]
[null,"2020-01-01",null,15.47637819390517,null,null,0.72154832351436382,null,null,16.197926517419532,null,"2020-01-01",null,20.411502084150651,null,null,0.95626002839178692,null,null,21.367762112542437,null,"2020-01-01",null,10.541254303659688,null,null,0.48683661863694078,null,null,11.028090922296629]
[null,"2020-02-01",null,16.770460501141496,null,null,0.78188174956385736,null,null,17.552342250705355,null,"2020-02-01",null,22.118242729815346,null,null,1.0362192519487854,null,null,23.154461981764133,null,"2020-02-01",null,11.422678272467643,null,null,0.52754424717892934,null,null,11.950222519646571]
[null,"2020-03-01",null,15.973191014704396,null,null,0.74471100753880159,null,null,16.717902022243198,null,"2020-03-01",null,21.066739104086604,null,null,0.98695727784967158,null,null,22.053696381936277,null,"2020-03-01",null,10.879642925322189,null,null,0.50246473722793161,null,null,11.382107662550121]
[null,"2020-04-01",null,16.392455168312519,null,null,0.76428429345781013,null,null,17.156739461770329,null,"2020-04-01",null,21.619838168862138,null,null,1.0128956765542598,null,null,22.632733845416396,null,"2020-04-01",null,11.165072167762901,null,null,0.51567291036136031,null,null,11.680745078124261]
[null,"2020-05-01",null,15.508126485780553,null,null,0.72305322005399619,null,null,16.231179705834549,null,"2020-05-01",null,20.453506291903139,null,null,0.95825269049802508,null,null,21.411758982401164,null,"2020-05-01",null,10.562746679657966,null,null,0.48785374960996747,null,null,11.050600429267934]
[null,"2020-06-01",null,16.290514129714243,null,null,0.75953137915306046,null,null,17.050045508867303,null,"2020-06-01",null,21.485389196171287,null,null,1.0065967032644476,null,null,22.491985899435733,null,"2020-06-01",null,11.095639063257201,null,null,0.51246605504167342,null,null,11.608105118298875]
[null,"2020-07-01",null,15.815277958675651,null,null,0.73739134758130964,null,null,16.552669306256959,null,"2020-07-01",null,20.858684549751967,null,null,0.97725291655251412,null,null,21.835937466304483,null,"2020-07-01",null,10.771871367599333,null,null,0.49752977861010522,null,null,11.269401146209438]
[null,"2020-08-01",null,15.561658015060166,null,null,0.72556625336008995,null,null,16.287224268420257,null,"2020-08-01",null,20.524186578029674,null,null,0.96158130899419381,null,null,21.485767887023869,null,"2020-08-01",null,10.599129452090656,null,null,0.4895511977259861,null,null,11.088680649816641]
[null,"2020-09-01",null,16.284432827139657,null,null,0.75926581236055357,null,null,17.04369863950021,null,"2020-09-01",null,21.477450367958966,null,null,1.0062427936017349,null,null,22.483693161560701,null,"2020-09-01",null,11.091415286320345,null,null,0.5122888311193724,null,null,11.603704117439717]
[null,"2020-10-01",null,15.596359208768126,null,null,0.72719377026181264,null,null,16.323552979029937,null,"2020-10-01",null,20.569998043611882,null,null,0.96373722415120855,null,null,21.533735267763092,null,"2020-10-01",null,10.62272037392437,null,null,0.49065031637241668,null,null,11.113370690296787]
[null,"2020-11-01",null,16.396092006852804,null,null,0.76448200534646482,null,null,17.16057401219927,null,"2020-11-01",null,21.624763573939351,null,null,1.0131546719396327,null,null,22.637918245878982,null,"2020-11-01",null,11.167420439766252,null,null,0.51580933875329693,null,null,11.683229778519548]
[null,"2020-12-01",null,15.672100139438832,null,null,0.73072525682225331,null,null,16.402825396261086,null,"2020-12-01",null,20.669892562253253,null,null,0.9684174417136624,null,null,21.638310003966915,null,"2020-12-01",null,10.674307716624414,null,null,0.49303307193084411,null,null,11.167340788555258]
[null,"2021-01-01",null,15.558186431189094,null,null,0.7254195001601812,null,null,16.283605931349275,null,"2021-01-01",null,20.51967922929305,null,null,0.96138529540227602,null,null,21.481064524695327,null,"2021-01-01",null,10.596693633085138,null,null,0.48945370491808621,null,null,11.086147338003224]
[null,"2021-02-01",null,17.653679858466642,null,null,0.82312444805547658,null,null,18.476804306522119,null,"2021-02-01",null,23.283423779148073,null,null,1.0908718892611966,null,null,24.374295668409271,null,"2021-02-01",null,12.023935937785213,null,null,0.55537700684975655,null,null,12.579312944634969]
[null,"2021-03-01",null,15.631941438582965,null,null,0.72885841772519477,null,null,16.360799856308159,null,"2021-03-01",null,20.616954647605457,null,null,0.96594283042632023,null,null,21.582897478031779,null,"2021-03-01",null,10.646928229560469,null,null,0.49177400502406921,null,null,11.138702234584539]
[null,"2021-04-01",null,16.208804331579131,null,null,0.75575905211043626,null,null,16.964563383689566,null,"2021-04-01",null,21.377796328076709,null,null,1.0015933920332287,null,null,22.379389720109938,null,"2021-04-01",null,11.039812335081553,null,null,0.50992471218764368,null,null,11.549737047269197]
[null,"2021-05-01",null,15.756249556233955,null,null,0.73465802818255954,null,null,16.490907584416515,null,"2021-05-01",null,20.780921714951862,null,null,0.97362859813194713,null,null,21.754550313083808,null,"2021-05-01",null,10.731577397516052,null,null,0.49568745823317206,null,null,11.227264855749224]
[null,"2021-06-01",null,16.216137793645782,null,null,0.75610098543425219,null,null,16.972238779080033,null,"2021-06-01",null,21.387468433139702,null,null,1.0020465498970925,null,null,22.389514983036793,null,"2021-06-01",null,11.044807154151862,null,null,0.51015542097141198,null,null,11.554962575123273]
[null,"2021-07-01",null,15.551708859337021,null,null,0.72512304192944654,null,null,16.276831901266469,null,"2021-07-01",null,20.511163117959612,null,null,0.96099188538516833,null,null,21.472155003344781,null,"2021-07-01",null,10.592254600714435,null,null,0.48925419847372481,null,null,11.08150879918816]
[null,"2021-08-01",null,15.606818330300301,null,null,0.72769260824434223,null,null,16.334510938544643,null,"2021-08-01",null,20.583847049898935,null,null,0.96439728313808382,null,null,21.548244333037019,null,"2021-08-01",null,10.629789610701666,null,null,0.49098793335060054,null,null,11.120777544052267]
[null,"2021-09-01",null,16.509155237374774,null,null,0.76976549482041856,null,null,17.278920732195193,null,"2021-09-01",null,21.773940026546178,null,null,1.0201556858593064,null,null,22.794095712405486,null,"2021-09-01",null,11.24437044820337,null,null,0.51937530378153085,null,null,11.763745751984901]
[null,"2021-10-01",null,15.676544632066504,null,null,0.73094442224391487,null,null,16.407489054310417,null,"2021-10-01",null,20.675812554797588,null,null,0.96870678107800279,null,null,21.644519335875589,null,"2021-10-01",null,10.677276709335422,null,null,0.4931820634098269,null,null,11.170458772745249]
[null,"2021-11-01",null,16.22931775302413,null,null,0.75671836918269741,null,null,16.986036122206826,null,"2021-11-01",null,21.404865653072328,null,null,1.0028645041756035,null,null,22.407730157247933,null,"2021-11-01",null,11.053769852975933,null,null,0.51057223418979136,null,null,11.564342087165723]
[null,"2021-12-01",null,15.752760768232724,null,null,0.73449812370831313,null,null,16.487258891941035,null,"2021-12-01",null,20.77633410351951,null,null,0.97341643423592883,null,null,21.749750537755439,null,"2021-12-01",null,10.729187432945935,null,null,0.49557981318069744,null,null,11.224767246126632]
[null,"2022-01-01",null,15.501270301925809,null,null,0.72277257190619004,null,null,16.224042873831998,null,"2022-01-01",null,20.444646424437888,null,null,0.95787674828937719,null,null,21.402523172727264,null,"2022-01-01",null,10.557894179413733,null,null,0.48766839552300273,null,null,11.045562574936735]
[null,"2022-02-01",null,17.40923453365108,null,null,0.81173458521278774,null,null,18.220969118863866,null,"2022-02-01",null,22.961063037291304,null,null,1.0757764131904139,null,null,24.036839450481718,null,"2022-02-01",null,11.857406030010855,null,null,0.54769275723516164,null,null,12.405098787246017]
[null,"2022-03-01",null,15.909324312840955,null,null,0.74179877048225984,null,null,16.651123083323213,null,"2022-03-01",null,20.982829412847387,null,null,0.98309180753863612,null,null,21.965921220386022,null,"2022-03-01",null,10.835819212834524,null,null,0.50050573342588367,null,null,11.336324946260408]
[null,"2022-04-01",null,16.231985771098735,null,null,0.75684402797510408,null,null,16.988829799073841,null,"2022-04-01",null,21.408391590348728,null,null,1.0030309651206974,null,null,22.411422555469425,null,"2022-04-01",null,11.05557995184874,null,null,0.51065709082951083,null,null,11.566237042678251]
[null,"2022-05-01",null,15.544892995777902,null,null,0.72480715516116179,null,null,16.269700150939062,null,"2022-05-01",null,20.502183847168073,null,null,0.96057310819079555,null,null,21.46275695535887,null,"2022-05-01",null,10.587602144387732,null,null,0.48904120213152802,null,null,11.07664334651926]
[null,"2022-06-01",null,16.411158133264092,null,null,0.76519824502502842,null,null,17.176356378289121,null,"2022-06-01",null,21.644702300910922,null,null,1.0141026497488135,null,null,22.658804950659736,null,"2022-06-01",null,11.177613965617264,null,null,0.51629384030124348,null,null,11.693907805918506]
[null,"2022-07-01",null,15.610570467938876,null,null,0.72786947934493729,null,null,16.338439947283813,null,"2022-07-01",null,20.588805968608682,null,null,0.96463154806483742,null,null,21.553437516673519,null,"2022-07-01",null,10.632334967269069,null,null,0.49110741062503688,null,null,11.123442377894106]
[null,"2022-08-01",null,15.654759095260053,null,null,0.72992984947857775,null,null,16.384688944738631,null,"2022-08-01",null,20.647086418756444,null,null,0.96736211733309274,null,null,21.614448536089537,null,"2022-08-01",null,10.662431771763659,null,null,0.49249758162406276,null,null,11.154929353387722]
[null,"2022-09-01",null,16.398692784694436,null,null,0.76461702688236788,null,null,17.163309811576806,null,"2022-09-01",null,21.628261733056029,null,null,1.0133323724221386,null,null,22.641594105478166,null,"2022-09-01",null,11.169123836332842,null,null,0.51590168134259717,null,null,11.68502551767544]
[null,"2022-10-01",null,15.734945911477478,null,null,0.73366869658159539,null,null,16.468614608059074,null,"2022-10-01",null,20.752844936917697,null,null,0.97231714013774095,null,null,21.725162077055437,null,"2022-10-01",null,10.717046886037256,null,null,0.49502025302544972,null,null,11.212067139062706]
[null,"2022-11-01",null,16.266664392142964,null,null,0.7584609778422281,null,null,17.025125369985194,null,"2022-11-01",null,21.454129278244565,null,null,1.0051738779611572,null,null,22.459303156205721,null,"2022-11-01",null,11.079199506041364,null,null,0.51174807772329911,null,null,11.590947583764663]
[null,"2022-12-01",null,15.658153063868038,null,null,0.73008809905495808,null,null,16.388241162922995,null,"2022-12-01",null,20.651562729297236,null,null,0.96757184248049399,null,null,21.619134571777732,null,"2022-12-01",null,10.664743398438841,null,null,0.4926043556294224,null,null,11.157347754068264]
[null,"2023-01-01",null,15.514851950271852,null,null,0.72340644016510347,null,null,16.238258390436958,null,"2023-01-01",null,20.462562664951285,null,null,0.958716767303606,null,null,21.421279432254892,null,"2023-01-01",null,10.567141235592418,null,null,0.48809611302660094,null,null,11.055237348619018]
[null,"2023-02-01",null,17.542067369955806,null,null,0.81792881749115198,null,null,18.359996187446956,null,"2023-02-01",null,23.136260273771303,null,null,1.0839854724138323,null,null,24.220245746185135,null,"2023-02-01",null,11.947874466140309,null,null,0.55187216256847171,null,null,12.499746628708781]
[null,"2023-03-01",null,15.775732360735807,null,null,0.73557043435901759,null,null,16.511302795094824,null,"2023-03-01",null,20.806638249061734,null,null,0.97483747696777134,null,null,21.781475726029505,null,"2023-03-01",null,10.744826472409883,null,null,0.49630339175026356,null,null,11.241129864160147]
[null,"2023-04-01",null,16.342972918026835,null,null,0.76201951454970762,null,null,17.104992432576541,null,"2023-04-01",null,21.554776280009509,null,null,1.0098899388352451,null,null,22.564666218844753,null,"2023-04-01",null,11.131169556044153,null,null,0.51414909026416988,null,null,11.645318646308322]
[null,"2023-05-01",null,15.480247307411267,null,null,0.72179343363478876,null,null,16.202040741046055,null,"2023-05-01",null,20.416925925540571,null,null,0.95657908049226104,null,null,21.373505006032833,null,"2023-05-01",null,10.543568689281962,null,null,0.48700778677731649,null,null,11.030576476059279]
[null,"2023-06-01",null,16.366938197648192,null,null,0.76313693736101096,null,null,17.130075135009204,null,"2023-06-01",null,21.586384130265234,null,null,1.0113708379894186,null,null,22.597754968254652,null,"2023-06-01",null,11.147492265031154,null,null,0.51490303673260329,null,null,11.662395301763757]
[null,"2023-07-01",null,15.656919489246896,null,null,0.73003108114923376,null,null,16.386950570396131,null,"2023-07-01",null,20.649939182887874,null,null,0.9674962777367766,null,null,21.617435460624652,null,"2023-07-01",null,10.66389979560592,null,null,0.49256588456169081,null,null,11.15646568016761]
[null,"2023-08-01",null,15.69995364403597,null,null,0.73203762340478951,null,null,16.431991267440761,null,"2023-08-01",null,20.7066970067875,null,null,0.97015550994414479,null,null,21.676852516731646,null,"2023-08-01",null,10.693210281284438,null,null,0.49391973686543439,null,null,11.187130018149873]
[null,"2023-09-01",null,16.304064428941032,null,null,0.76020533862750928,null,null,17.064269767568543,null,"2023-09-01",null,21.503459804002105,null,null,1.0074856460630479,null,null,22.510945450065154,null,"2023-09-01",null,11.104669053879961,null,null,0.51292503119197075,null,null,11.617594085071932]
[null,"2023-10-01",null,15.508007530380658,null,null,0.72308780227487834,null,null,16.231095332655535,null,"2023-10-01",null,20.453538933381292,null,null,0.95829448258080563,null,null,21.411833415962096,null,"2023-10-01",null,10.562476127380023,null,null,0.48788112196895095,null,null,11.050357249348973]
[null,"2023-11-01",null,16.382903938839583,null,null,0.76388136779071991,null,null,17.146785306630303,null,"2023-11-01",null,21.607441374944706,null,null,1.0123574174493555,null,null,22.619798792394061,null,"2023-11-01",null,11.158366502734456,null,null,0.51540531813208423,null,null,11.67377182086654]
[null,"2023-12-01",null,15.77256930300039,null,null,0.73542345470184445,null,null,16.507992757702233,null,"2023-12-01",null,20.802469929575437,null,null,0.97464268762949535,null,null,21.777112617204931,null,"2023-12-01",null,10.742668676425341,null,null,0.49620422177419343,null,null,11.238872898199535]
[null,"2024-01-01",null,15.576418069496086,null,null,0.726277562550949,null,null,16.302695632047033,null,"2024-01-01",null,20.543765716061777,null,null,0.96252181107908397,null,null,21.506287527140863,null,"2024-01-01",null,10.609070422930392,null,null,0.49003331402281414,null,null,11.099103736953206]
[null,"2024-02-01",null,16.826116722318645,null,null,0.78454693407434295,null,null,17.610663656392987,null,"2024-02-01",null,22.19199550963301,null,null,1.0397450985673335,null,null,23.231740608200344,null,"2024-02-01",null,11.460237935004283,null,null,0.52934876958135235,null,null,11.989586704585635]
[null,"2024-03-01",null,15.818021125754212,null,null,0.73754272492789141,null,null,16.555563850682105,null,"2024-03-01",null,20.862416420087985,null,null,0.97745131606760383,null,null,21.83986773615559,null,"2024-03-01",null,10.773625831420437,null,null,0.49763413378817883,null,null,11.271259965208616]
[null,"2024-04-01",null,16.214777207158878,null,null,0.75604216674077851,null,null,16.970819373899658,null,"2024-04-01",null,21.385698727126364,null,null,1.0019682737100111,null,null,22.387667000836377,null,"2024-04-01",null,11.043855687191392,null,null,0.51011605977154617,null,null,11.553971746962938]
[null,"2024-05-01",null,15.685913508444928,null,null,0.73138297768268257,null,null,16.417296486127611,null,"2024-05-01",null,20.688179446786407,null,null,0.96928792044593093,null,null,21.657467367232339,null,"2024-05-01",null,10.683647570103455,null,null,0.49347803491943432,null,null,11.177125605022889]
[null,"2024-06-01",null,16.282612167448029,null,null,0.75920508965378297,null,null,17.041817257101812,null,"2024-06-01",null,21.475166377861019,null,null,1.0061600351625273,null,null,22.481326413023545,null,"2024-06-01",null,11.090057957035038,null,null,0.51225014414503867,null,null,11.602308101180077]
[null,"2024-07-01",null,15.527344492546101,null,null,0.72398931547588008,null,null,16.251333808021982,null,"2024-07-01",null,20.479042487447114,null,null,0.95948927540971729,null,null,21.438531762856829,null,"2024-07-01",null,10.575646497645089,null,null,0.48848935554204276,null,null,11.064135853187132]
[null,"2024-08-01",null,15.76812323102971,null,null,0.73521604095618198,null,null,16.503339271985894,null,"2024-08-01",null,20.796605997282736,null,null,0.97436784124772047,null,null,21.770973838530455,null,"2024-08-01",null,10.739640464776686,null,null,0.4960642406646435,null,null,11.23570470544133]
[null,"2024-09-01",null,16.367516685638329,null,null,0.76316379835353587,null,null,17.130680483991863,null,"2024-09-01",null,21.587147099112489,null,null,1.011406472787314,null,null,22.598553571899803,null,"2024-09-01",null,11.147886272164165,null,null,0.51492112391975775,null,null,11.662807396083922]
[null,"2024-10-01",null,15.657720111453527,null,null,0.7300683043933246,null,null,16.387788415846853,null,"2024-10-01",null,20.650995124951493,null,null,0.96754564384906194,null,null,21.618540768800553,null,"2024-10-01",null,10.664445097955561,null,null,0.49259096493758725,null,null,11.157036062893148]
[null,"2024-11-01",null,16.23399495177906,null,null,0.75693811638039954,null,null,16.99093306815946,null,"2024-11-01",null,21.411045044958019,null,null,1.0031556948301703,null,null,22.414200739788189,null,"2024-11-01",null,11.056944858600106,null,null,0.51072053793062866,null,null,11.567665396530735]
[null,"2024-12-01",null,15.766962193276408,null,null,0.73516190556112737,null,null,16.502124098837534,null,"2024-12-01",null,20.795074702508487,null,null,0.97429609663786965,null,null,21.769370799146355,null,"2024-12-01",null,10.738849684044331,null,null,0.49602771448438499,null,null,11.234877398528715]
[null,"2025-01-01",null,15.521179165718626,null,null,0.72370184644009927,null,null,16.244881012158725,null,"2025-01-01",null,20.47091102684163,null,null,0.959108298161921,null,null,21.430019325003553,null,"2025-01-01",null,10.571447304595619,null,null,0.48829539471827765,null,null,11.059742699313897]
[null,"2025-02-01",null,17.375046143806895,null,null,0.81014160341810526,null,null,18.185187747225001,null,"2025-02-01",null,22.915979507712276,null,null,1.0736652647034832,null,null,23.989644772415758,null,"2025-02-01",null,11.834112779901513,null,null,0.54661794213272719,null,null,12.38073072203424]
[null,"2025-03-01",null,15.9202307689074,null,null,0.74230831821451526,null,null,16.662539087121914,null,"2025-03-01",null,20.997220901676307,null,null,0.98376710146073909,null,null,21.980988003137046,null,"2025-03-01",null,10.843240636138495,null,null,0.50084953496829143,null,null,11.344090171106785]
[null,"2025-04-01",null,16.338379335854569,null,null,0.76180521898184395,null,null,17.100184554836414,null,"2025-04-01",null,21.548717796247491,null,null,1.0096059733751448,null,null,22.558323769622636,null,"2025-04-01",null,11.128040875461645,null,null,0.51400446458854332,null,null,11.642045340050188]
[null,"2025-05-01",null,15.558819126906689,null,null,0.72545687478690801,null,null,16.284276001693598,null,"2025-05-01",null,20.520554439130596,null,null,0.96143420386357648,null,null,21.481988642994171,null,"2025-05-01",null,10.597083814682783,null,null,0.48947954571023961,null,null,11.086563360393022]
[null,"2025-06-01",null,16.290340899675179,null,null,0.75956534373835061,null,null,17.049906243413531,null,"2025-06-01",null,21.485359816650885,null,null,1.0066375092991591,null,null,22.491997325950045,null,"2025-06-01",null,11.095321982699472,null,null,0.51249317817754236,null,null,11.607815160877015]
[null,"2025-07-01",null,15.776240427566403,null,null,0.73559451929592679,null,null,16.511834946862329,null,"2025-07-01",null,20.807311782346869,null,null,0.97486943139580351,null,null,21.782181213742671,null,"2025-07-01",null,10.745169072785941,null,null,0.49631960719605012,null,null,11.241488679981991]
[null,"2025-08-01",null,15.598306378499327,null,null,0.72729803624657052,null,null,16.325604414745897,null,"2025-08-01",null,20.57263424604583,null,null,0.96387426014214561,null,null,21.536508506187975,null,"2025-08-01",null,10.623978510952824,null,null,0.49072181235099549,null,null,11.11470032330382]
[null,"2025-09-01",null,16.285801633732074,null,null,0.75935369260608598,null,null,17.045155326338161,null,"2025-09-01",null,21.479372970660879,null,null,1.0063570120774523,null,null,22.485729982738331,null,"2025-09-01",null,11.092230296803272,null,null,0.51235037313471965,null,null,11.604580669937992]
[null,"2025-10-01",null,15.611192664593394,null,null,0.72789888164243011,null,null,16.339091546235824,null,"2025-10-01",null,20.589629991876837,null,null,0.96467054912208383,null,null,21.55430054099892,null,"2025-10-01",null,10.632755337309952,null,null,0.49112721416277622,null,null,11.123882551472729]
[null,"2025-11-01",null,16.356989551284336,null,null,0.76267295249135192,null,null,17.11966250377569,null,"2025-11-01",null,21.573262842740771,null,null,1.0107559640980592,null,null,22.584018806838831,null,"2025-11-01",null,11.140716259827895,null,null,0.5145899408846446,null,null,11.655306200712539]
[null,"2025-12-01",null,15.694462608357247,null,null,0.7317814869143261,null,null,16.426244095271574,null,"2025-12-01",null,20.699454869986926,null,null,0.96981609207334263,null,null,21.669270962060271,null,"2025-12-01",null,10.689470346727566,null,null,0.49374688175530967,null,null,11.183217228482876]
[null,"2026-01-01",null,15.573272722966713,null,null,0.72613079872301234,null,null,16.299403521689726,null,"2026-01-01",null,20.539617312885454,null,null,0.96232734244354146,null,null,21.501944655328995,null,"2026-01-01",null,10.606928133047973,null,null,0.48993425500248311,null,null,11.096862388050456]
[null,"2026-02-01",null,17.450536481180777,null,null,0.81366147107523079,null,null,18.264197952256009,null,"2026-02-01",null,23.015543849007951,null,null,1.0783300783902068,null,null,24.093873927398157,null,"2026-02-01",null,11.885529113353599,null,null,0.54899286376025469,null,null,12.434521977113853]
[null,"2026-03-01",null,15.799952390805483,null,null,0.73670013062839212,null,null,16.536652521433876,null,"2026-03-01",null,20.838585533171869,null,null,0.97633467707498123,null,null,21.81492021024685,null,"2026-03-01",null,10.761319248439097,null,null,0.49706558418180291,null,null,11.2583848326209]
[null,"2026-04-01",null,16.29263019423524,null,null,0.7596720860600823,null,null,17.052302280295322,null,"2026-04-01",null,21.488379171350221,null,null,1.0067789728687788,null,null,22.495158144219001,null,"2026-04-01",null,11.096881217120261,null,null,0.51256519925138577,null,null,11.609446416371647]
[null,"2026-05-01",null,15.543359619697167,null,null,0.72473604850218254,null,null,16.268095668199351,null,"2026-05-01",null,20.500164867357338,null,null,0.96047890649268508,null,null,21.460643773850023,null,"2026-05-01",null,10.586554372036991,null,null,0.48899319051167989,null,null,11.075547562548671]
[null,"2026-06-01",null,16.35206486541102,null,null,0.76244333048766255,null,null,17.114508195898683,null,"2026-06-01",null,21.566767665713861,null,null,1.010451650422113,null,null,22.577219316135974,null,"2026-06-01",null,11.13736206510818,null,null,0.51443501055321184,null,null,11.651797075661392]
[null,"2026-07-01",null,15.559881317794048,null,null,0.72550640127572996,null,null,16.285387719069778,null,"2026-07-01",null,20.521955364596145,null,null,0.96149984037762093,null,null,21.483455204973765,null,"2026-07-01",null,10.597807270991948,null,null,0.48951296217383883,null,null,11.087320233165787]
[null,"2026-08-01",null,15.785601484009598,null,null,0.73603099475698797,null,null,16.521632478766588,null,"2026-08-01",null,20.819658096471578,null,null,0.97544788402613336,null,null,21.795105980497713,null,"2026-08-01",null,10.751544871547621,null,null,0.49661410548784268,null,null,11.248158977035464]
[null,"2026-09-01",null,16.315834438136235,null,null,0.76075402409952497,null,null,17.076588462235762,null,"2026-09-01",null,21.518983290230029,null,null,1.0082128447827874,null,null,22.527196135012815,null,"2026-09-01",null,11.112685586042447,null,null,0.51329520341626267,null,null,11.62598078945871]
[null,"2026-10-01",null,15.619690574467494,null,null,0.7282951114005628,null,null,16.347985685868057,null,"2026-10-01",null,20.600837900444187,null,null,0.96519566488746866,null,null,21.566033565331654,null,"2026-10-01",null,10.638543248490803,null,null,0.49139455791365683,null,null,11.12993780640446]
[null,"2026-11-01",null,16.202065833801594,null,null,0.75544936598400336,null,null,16.957515199785597,null,"2026-11-01",null,21.36893367401747,null,null,1.0011826822337551,null,null,22.370116356251224,null,"2026-11-01",null,11.035197993585717,null,null,0.50971604973425177,null,null,11.544914043319968]
[null,"2026-12-01",null,15.83589087669225,null,null,0.73837582474395003,null,null,16.574266701436201,null,"2026-12-01",null,20.885984866635678,null,null,0.97855544262825211,null,null,21.86454030926393,null,"2026-12-01",null,10.785796886748823,null,null,0.49819620685964788,null,null,11.283993093608471]
[null,"2027-01-01",null,15.581235690303266,null,null,0.72650208585932297,null,null,16.30773777616259,null,"2027-01-01",null,20.550119684781031,null,null,0.96281940222643125,null,null,21.51293908700746,null,"2027-01-01",null,10.612351695825502,null,null,0.49018476949221457,null,null,11.102536465317717]
[null,"2027-02-01",null,17.455994229539364,null,null,0.81391594804005052,null,null,18.269910177579415,null,"2027-02-01",null,23.022742083102326,null,null,1.0786673318735995,null,null,24.101409414975926,null,"2027-02-01",null,11.8892463759764,null,null,0.5491645642065015,null,null,12.438410940182901]
[null,"2027-03-01",null,15.787059844306343,null,null,0.73609899333030904,null,null,16.523158837636654,null,"2027-03-01",null,20.821581530481389,null,null,0.97553800124257573,null,null,21.797119531723965,null,"2027-03-01",null,10.752538158131298,null,null,0.49665998541804235,null,null,11.249198143549339]
[null,"2027-04-01",null,16.210730228954308,null,null,0.75585335840644474,null,null,16.966583587360752,null,"2027-04-01",null,21.380361160317243,null,null,1.0017180857105652,null,null,22.382079246027807,null,"2027-04-01",null,11.041099297591369,null,null,0.50998863110232429,null,null,11.551087928693693]
[null,"2027-05-01",null,15.734124239285446,null,null,0.73363077911236729,null,null,16.467755018397813,null,"2027-05-01",null,20.751764666120451,null,null,0.97226692386490443,null,null,21.724031589985355,null,"2027-05-01",null,10.716483812450443,null,null,0.49499463435983021,null,null,11.211478446810274]
[null,"2027-06-01",null,16.236841390450728,null,null,0.75707083651077556,null,null,16.993912226961502,null,"2027-06-01",null,21.414799218024957,null,null,1.0033315862957,null,null,22.418130804320658,null,"2027-06-01",null,11.058883562876504,null,null,0.51081008672585126,null,null,11.569693649602355]
[null,"2027-07-01",null,15.582511775150317,null,null,0.72656158552427541,null,null,16.309073360674592,null,"2027-07-01",null,20.551802715373473,null,null,0.96289825600119294,null,null,21.514700971374666,null,"2027-07-01",null,10.613220834927164,null,null,0.49022491504735782,null,null,11.103445749974522]
[null,"2027-08-01",null,15.636404917791181,null,null,0.72907444659128728,null,null,16.365479364382466,null,"2027-08-01",null,20.622882477817981,null,null,0.96622850299911678,null,null,21.589110980817097,null,"2027-08-01",null,10.649927357764378,null,null,0.49192039018345773,null,null,11.141847747947836]
[null,"2027-09-01",null,16.446619417293782,null,null,0.76685210014725191,null,null,17.213471517441032,null,"2027-09-01",null,21.691475833702157,null,null,1.0162945090330131,null,null,22.70777034273517,null,"2027-09-01",null,11.201763000885405,null,null,0.51740969126149072,null,null,11.719172692146897]
[null,"2027-10-01",null,15.672261082181702,null,null,0.7307463023245806,null,null,16.403007384506282,null,"2027-10-01",null,20.670173237312817,null,null,0.96844418161734735,null,null,21.638617418930163,null,"2027-10-01",null,10.674348927050588,null,null,0.49304842303181395,null,null,11.167397350082402]
[null,"2027-11-01",null,16.231001147652055,null,null,0.75679852508057222,null,null,16.987799672732628,null,"2027-11-01",null,21.407096511327847,null,null,1.0029706971344008,null,null,22.410067208462248,null,"2027-11-01",null,11.054905783976265,null,null,0.51062635302674364,null,null,11.565532137003009]
[null,"2027-12-01",null,15.755318452348565,null,null,0.73461899598454306,null,null,16.489937448333109,null,"2027-12-01",null,20.779717751724753,null,null,0.97357658889774856,null,null,21.753294340622503,null,"2027-12-01",null,10.73091915297238,null,null,0.49566140307133749,null,null,11.226580556043718]
[null,"2028-01-01",null,15.54698858643625,null,null,0.72490525535829187,null,null,16.27189384179454,null,"2028-01-01",null,20.504951118095249,null,null,0.96070315312214816,null,null,21.465654271217396,null,"2028-01-01",null,10.58902605477725,null,null,0.48910735759443569,null,null,11.078133412371686]
[null,"2028-02-01",null,16.805001285395846,null,null,0.7835622751221637,null,null,17.588563560518011,null,"2028-02-01",null,22.164146322021399,null,null,1.0384401862355959,null,null,23.202586508256996,null,"2028-02-01",null,11.445856248770292,null,null,0.52868436400873153,null,null,11.974540612779023]
[null,"2028-03-01",null,15.867203759483766,null,null,0.73983584210807107,null,null,16.607039601591836,null,"2028-03-01",null,20.927283483884736,null,null,0.98049037588326182,null,null,21.907773859767996,null,"2028-03-01",null,10.807124035082799,null,null,0.4991813083328801,null,null,11.306305343415678]
[null,"2028-04-01",null,16.218500805737101,null,null,0.75621567500014997,null,null,16.97471648073725,null,"2028-04-01",null,21.390609787966561,null,null,1.002198257003887,null,null,22.392808044970447,null,"2028-04-01",null,11.046391823507639,null,null,0.51023309299641306,null,null,11.556624916504052]
[null,"2028-05-01",null,15.592094300361444,null,null,0.72700838735001339,null,null,16.319102687711457,null,"2028-05-01",null,20.564441125053239,null,null,0.96349039396630543,null,null,21.527931519019546,null,"2028-05-01",null,10.619747475669648,null,null,0.49052638073372129,null,null,11.110273856403369]
[null,"2028-06-01",null,16.375835083889406,null,null,0.76355165807150271,null,null,17.139386741960909,null,"2028-06-01",null,21.598118249478421,null,null,1.0119204958975971,null,null,22.61003874537602,null,"2028-06-01",null,11.153551918300389,null,null,0.51518282024540829,null,null,11.668734738545798]
[null,"2028-07-01",null,15.625143225085454,null,null,0.7285493506744013,null,null,16.353692575759855,null,"2028-07-01",null,20.608029411119304,null,null,0.96553260336352287,null,null,21.573562014482828,null,"2028-07-01",null,10.642257039051602,null,null,0.49156609798527956,null,null,11.133823137036881]
[null,"2028-08-01",null,15.670649546353999,null,null,0.73067116167697521,null,null,16.401320708030976,null,"2028-08-01",null,20.668047779820622,null,null,0.96834459914563997,null,null,21.636392378966264,null,"2028-08-01",null,10.673251312887377,null,null,0.49299772420831034,null,null,11.166249037095687]
[null,"2028-09-01",null,16.367180802845898,null,null,0.76314813723691088,null,null,17.130328940082808,null,"2028-09-01",null,21.586704102695407,null,null,1.0113857174071981,null,null,22.598089820102604,null,"2028-09-01",null,11.147657502996385,null,null,0.51491055706662381,null,null,11.662568060063009]
[null,"2028-10-01",null,15.715184080236655,null,null,0.73274766141047565,null,null,16.447931741647132,null,"2028-10-01",null,20.72678445639654,null,null,0.97109654476430607,null,null,21.697881001160848,null,"2028-10-01",null,10.70358370407677,null,null,0.49439877805664528,null,null,11.197982482133416]
[null,"2028-11-01",null,16.258041647634688,null,null,0.75805933520054791,null,null,17.016100982835237,null,"2028-11-01",null,21.442760275231066,null,null,1.004641624816047,null,null,22.447401900047112,null,"2028-11-01",null,11.073323020038307,null,null,0.51147704558504881,null,null,11.584800065623355]
[null,"2028-12-01",null,15.686227228503972,null,null,0.73139749807286525,null,null,16.417624726576836,null,"2028-12-01",null,20.688593212734688,null,null,0.96930719896210016,null,null,21.657900411696787,null,"2028-12-01",null,10.683861244273254,null,null,0.49348779718363017,null,null,11.177349041456884]
[null,"2029-01-01",null,15.54698858643625,null,null,0.72490525535829187,null,null,16.27189384179454,null,"2029-01-01",null,20.504951118095249,null,null,0.96070315312214816,null,null,21.465654271217396,null,"2029-01-01",null,10.58902605477725,null,null,0.48910735759443569,null,null,11.078133412371686]
[null,"2029-02-01",null,17.405179902731412,null,null,0.8115466420908124,null,null,18.216726544822222,null,"2029-02-01",null,22.955722976379302,null,null,1.07552733574401,null,null,24.031250312123312,null,"2029-02-01",null,11.854636829083518,null,null,0.54756594843761486,null,null,12.402202777521133]
[null,"2029-03-01",null,15.867203759483766,null,null,0.73983584210807107,null,null,16.607039601591836,null,"2029-03-01",null,20.927283483884736,null,null,0.98049037588326182,null,null,21.907773859767996,null,"2029-03-01",null,10.807124035082799,null,null,0.4991813083328801,null,null,11.306305343415678]
[null,"2029-04-01",null,16.218500805737101,null,null,0.75621567500014997,null,null,16.97471648073725,null,"2029-04-01",null,21.390609787966561,null,null,1.002198257003887,null,null,22.392808044970447,null,"2029-04-01",null,11.046391823507639,null,null,0.51023309299641306,null,null,11.556624916504052]
[null,"2029-05-01",null,15.592094300361444,null,null,0.72700838735001339,null,null,16.319102687711457,null,"2029-05-01",null,20.564441125053239,null,null,0.96349039396630543,null,null,21.527931519019546,null,"2029-05-01",null,10.619747475669648,null,null,0.49052638073372129,null,null,11.110273856403369]
[null,"2029-06-01",null,16.375835083889406,null,null,0.76355165807150271,null,null,17.139386741960909,null,"2029-06-01",null,21.598118249478421,null,null,1.0119204958975971,null,null,22.61003874537602,null,"2029-06-01",null,11.153551918300389,null,null,0.51518282024540829,null,null,11.668734738545798]
[null,"2029-07-01",null,15.625143225085454,null,null,0.7285493506744013,null,null,16.353692575759855,null,"2029-07-01",null,20.608029411119304,null,null,0.96553260336352287,null,null,21.573562014482828,null,"2029-07-01",null,10.642257039051602,null,null,0.49156609798527956,null,null,11.133823137036881]
[null,"2029-08-01",null,15.670649546353999,null,null,0.73067116167697521,null,null,16.401320708030976,null,"2029-08-01",null,20.668047779820622,null,null,0.96834459914563997,null,null,21.636392378966264,null,"2029-08-01",null,10.673251312887377,null,null,0.49299772420831034,null,null,11.166249037095687]
[null,"2029-09-01",null,16.367180802845898,null,null,0.76314813723691088,null,null,17.130328940082808,null,"2029-09-01",null,21.586704102695407,null,null,1.0113857174071981,null,null,22.598089820102604,null,"2029-09-01",null,11.147657502996385,null,null,0.51491055706662381,null,null,11.662568060063009]
[null,"2029-10-01",null,15.715184080236655,null,null,0.73274766141047565,null,null,16.447931741647132,null,"2029-10-01",null,20.72678445639654,null,null,0.97109654476430607,null,null,21.697881001160848,null,"2029-10-01",null,10.70358370407677,null,null,0.49439877805664528,null,null,11.197982482133416]
[null,"2029-11-01",null,16.258041647634688,null,null,0.75805933520054791,null,null,17.016100982835237,null,"2029-11-01",null,21.442760275231066,null,null,1.004641624816047,null,null,22.447401900047112,null,"2029-11-01",null,11.073323020038307,null,null,0.51147704558504881,null,null,11.584800065623355]
[null,"2029-12-01",null,15.686227228503972,null,null,0.73139749807286525,null,null,16.417624726576836,null,"2029-12-01",null,20.688593212734688,null,null,0.96930719896210016,null,null,21.657900411696787,null,"2029-12-01",null,10.683861244273254,null,null,0.49348779718363017,null,null,11.177349041456884]
[null,"2030-01-01",null,15.54698858643625,null,null,0.72490525535829187,null,null,16.27189384179454,null,"2030-01-01",null,20.504951118095249,null,null,0.96070315312214816,null,null,21.465654271217396,null,"2030-01-01",null,10.58902605477725,null,null,0.48910735759443569,null,null,11.078133412371686]
[null,"2030-02-01",null,17.405179902731412,null,null,0.8115466420908124,null,null,18.216726544822222,null,"2030-02-01",null,22.955722976379302,null,null,1.07552733574401,null,null,24.031250312123312,null,"2030-02-01",null,11.854636829083518,null,null,0.54756594843761486,null,null,12.402202777521133]
[null,"2030-03-01",null,15.867203759483766,null,null,0.73983584210807107,null,null,16.607039601591836,null,"2030-03-01",null,20.927283483884736,null,null,0.98049037588326182,null,null,21.907773859767996,null,"2030-03-01",null,10.807124035082799,null,null,0.4991813083328801,null,null,11.306305343415678]
[null,"2030-04-01",null,16.218500805737101,null,null,0.75621567500014997,null,null,16.97471648073725,null,"2030-04-01",null,21.390609787966561,null,null,1.002198257003887,null,null,22.392808044970447,null,"2030-04-01",null,11.046391823507639,null,null,0.51023309299641306,null,null,11.556624916504052]
[null,"2030-05-01",null,15.592094300361444,null,null,0.72700838735001339,null,null,16.319102687711457,null,"2030-05-01",null,20.564441125053239,null,null,0.96349039396630543,null,null,21.527931519019546,null,"2030-05-01",null,10.619747475669648,null,null,0.49052638073372129,null,null,11.110273856403369]
[null,"2030-06-01",null,16.375835083889406,null,null,0.76355165807150271,null,null,17.139386741960909,null,"2030-06-01",null,21.598118249478421,null,null,1.0119204958975971,null,null,22.61003874537602,null,"2030-06-01",null,11.153551918300389,null,null,0.51518282024540829,null,null,11.668734738545798]
[null,"2030-07-01",null,15.625143225085454,null,null,0.7285493506744013,null,null,16.353692575759855,null,"2030-07-01",null,20.608029411119304,null,null,0.96553260336352287,null,null,21.573562014482828,null,"2030-07-01",null,10.642257039051602,null,null,0.49156609798527956,null,null,11.133823137036881]
[null,"2030-08-01",null,15.670649546353999,null,null,0.73067116167697521,null,null,16.401320708030976,null,"2030-08-01",null,20.668047779820622,null,null,0.96834459914563997,null,null,21.636392378966264,null,"2030-08-01",null,10.673251312887377,null,null,0.49299772420831034,null,null,11.166249037095687]
[null,"2030-09-01",null,16.367180802845898,null,null,0.76314813723691088,null,null,17.130328940082808,null,"2030-09-01",null,21.586704102695407,null,null,1.0113857174071981,null,null,22.598089820102604,null,"2030-09-01",null,11.147657502996385,null,null,0.51491055706662381,null,null,11.662568060063009]
[null,"2030-10-01",null,15.715184080236655,null,null,0.73274766141047565,null,null,16.447931741647132,null,"2030-10-01",null,20.72678445639654,null,null,0.97109654476430607,null,null,21.697881001160848,null,"2030-10-01",null,10.70358370407677,null,null,0.49439877805664528,null,null,11.197982482133416]
[null,"2030-11-01",null,16.258041647634688,null,null,0.75805933520054791,null,null,17.016100982835237,null,"2030-11-01",null,21.442760275231066,null,null,1.004641624816047,null,null,22.447401900047112,null,"2030-11-01",null,11.073323020038307,null,null,0.51147704558504881,null,null,11.584800065623355]
[null,"2030-12-01",null,15.686227228503972,null,null,0.73139749807286525,null,null,16.417624726576836,null,"2030-12-01",null,20.688593212734688,null,null,0.96930719896210016,null,null,21.657900411696787,null,"2030-12-01",null,10.683861244273254,null,null,0.49348779718363017,null,null,11.177349041456884]
[null,"2031-01-01",null,15.54698858643625,null,null,0.72490525535829187,null,null,16.27189384179454,null,"2031-01-01",null,20.504951118095249,null,null,0.96070315312214816,null,null,21.465654271217396,null,"2031-01-01",null,10.58902605477725,null,null,0.48910735759443569,null,null,11.078133412371686]
[null,"2031-02-01",null,17.405179902731412,null,null,0.8115466420908124,null,null,18.216726544822222,null,"2031-02-01",null,22.955722976379302,null,null,1.07552733574401,null,null,24.031250312123312,null,"2031-02-01",null,11.854636829083518,null,null,0.54756594843761486,null,null,12.402202777521133]
[null,"2031-03-01",null,15.867203759483766,null,null,0.73983584210807107,null,null,16.607039601591836,null,"2031-03-01",null,20.927283483884736,null,null,0.98049037588326182,null,null,21.907773859767996,null,"2031-03-01",null,10.807124035082799,null,null,0.4991813083328801,null,null,11.306305343415678]
[null,"2031-04-01",null,16.218500805737101,null,null,0.75621567500014997,null,null,16.97471648073725,null,"2031-04-01",null,21.390609787966561,null,null,1.002198257003887,null,null,22.392808044970447,null,"2031-04-01",null,11.046391823507639,null,null,0.51023309299641306,null,null,11.556624916504052]
[null,"2031-05-01",null,15.592094300361444,null,null,0.72700838735001339,null,null,16.319102687711457,null,"2031-05-01",null,20.564441125053239,null,null,0.96349039396630543,null,null,21.527931519019546,null,"2031-05-01",null,10.619747475669648,null,null,0.49052638073372129,null,null,11.110273856403369]
[null,"2031-06-01",null,16.375835083889406,null,null,0.76355165807150271,null,null,17.139386741960909,null,"2031-06-01",null,21.598118249478421,null,null,1.0119204958975971,null,null,22.61003874537602,null,"2031-06-01",null,11.153551918300389,null,null,0.51518282024540829,null,null,11.668734738545798]
[null,"2031-07-01",null,15.625143225085454,null,null,0.7285493506744013,null,null,16.353692575759855,null,"2031-07-01",null,20.608029411119304,null,null,0.96553260336352287,null,null,21.573562014482828,null,"2031-07-01",null,10.642257039051602,null,null,0.49156609798527956,null,null,11.133823137036881]
[null,"2031-08-01",null,15.670649546353999,null,null,0.73067116167697521,null,null,16.401320708030976,null,"2031-08-01",null,20.668047779820622,null,null,0.96834459914563997,null,null,21.636392378966264,null,"2031-08-01",null,10.673251312887377,null,null,0.49299772420831034,null,null,11.166249037095687]
[null,"2031-09-01",null,16.367180802845898,null,null,0.76314813723691088,null,null,17.130328940082808,null,"2031-09-01",null,21.586704102695407,null,null,1.0113857174071981,null,null,22.598089820102604,null,"2031-09-01",null,11.147657502996385,null,null,0.51491055706662381,null,null,11.662568060063009]
[null,"2031-10-01",null,15.715184080236655,null,null,0.73274766141047565,null,null,16.447931741647132,null,"2031-10-01",null,20.72678445639654,null,null,0.97109654476430607,null,null,21.697881001160848,null,"2031-10-01",null,10.70358370407677,null,null,0.49439877805664528,null,null,11.197982482133416]
[null,"2031-11-01",null,16.258041647634688,null,null,0.75805933520054791,null,null,17.016100982835237,null,"2031-11-01",null,21.442760275231066,null,null,1.004641624816047,null,null,22.447401900047112,null,"2031-11-01",null,11.073323020038307,null,null,0.51147704558504881,null,null,11.584800065623355]
[null,"2031-12-01",null,15.686227228503972,null,null,0.73139749807286525,null,null,16.417624726576836,null,"2031-12-01",null,20.688593212734688,null,null,0.96930719896210016,null,null,21.657900411696787,null,"2031-12-01",null,10.683861244273254,null,null,0.49348779718363017,null,null,11.177349041456884]
[]
[]
[null,null,"ECOPETROL MEDIO",null,null,null,null,null,null,null,null,null,"ECOPETROL ALTO",null,null,null,null,null,null,null,null,null,"Proyección Escenario Bajo - Revisión Marzo de 2015"]
[null,null,"CENTRO","COSTA","CQR","NORESTE","NOROESTE","SUROESTE","TOLIMA GRANDE","TOTAL",null,null,"CENTRO","COSTA","CQR","NORESTE","NOROESTE","SUROESTE","TOLIMA GRANDE","TOTAL",null,null,"CENTRO","COSTA","CQR","NORESTE","NOROESTE","SUROESTE","TOLIMA GRANDE","TOTAL"]
[null,"2017-01-01",56.134999999999991,70.3,null,103.2,null,null,null,229.63499999999999,null,"2017-01-01",62.834168925145718,76.999168925145725,null,109.89916892514573,null,null,null,249.03499999999997,null,"2017-01-01",49.435831074854264,63.60083107485427,null,96.500831074854275,null,null,null,209.53749322456281]
[null,"2017-02-01",56.134999999999991,59.4,null,103.2,null,null,null,218.73500000000001,null,"2017-02-01",62.834168925145718,66.099168925145733,null,109.89916892514573,null,null,null,249.03499999999997,null,"2017-02-01",49.435831074854264,52.700831074854264,null,96.500831074854275,null,null,null,198.6374932245628]
[null,"2017-03-01",56.134999999999991,70,null,103.2,null,null,null,229.33499999999998,null,"2017-03-01",62.834168925145718,76.699168925145727,null,109.89916892514573,null,null,null,247.53499999999997,null,"2017-03-01",49.435831074854264,63.300831074854273,null,96.500831074854275,null,null,null,209.2374932245628]
[null,"2017-04-01",56.134999999999991,70,null,103.2,null,null,null,229.33499999999998,null,"2017-04-01",62.834168925145718,76.699168925145727,null,109.89916892514573,null,null,null,247.53499999999997,null,"2017-04-01",49.435831074854264,63.300831074854273,null,96.500831074854275,null,null,null,209.2374932245628]
[null,"2017-05-01",56.134999999999991,70.8,null,103.2,null,null,null,230.13499999999999,null,"2017-05-01",62.834168925145718,77.499168925145725,null,109.89916892514573,null,null,null,247.53499999999997,null,"2017-05-01",49.435831074854264,64.10083107485427,null,96.500831074854275,null,null,null,210.03749322456281]
[null,"2017-06-01",56.134999999999991,68.2,null,103.2,null,null,null,227.535,null,"2017-06-01",62.834168925145718,74.89916892514573,null,109.89916892514573,null,null,null,247.53499999999997,null,"2017-06-01",49.435831074854264,61.500831074854275,null,96.500831074854275,null,null,null,207.43749322456281]
[null,"2017-07-01",56.134999999999991,70.599999999999994,null,103.2,null,null,null,229.935,null,"2017-07-01",62.834168925145718,77.299168925145722,null,109.89916892514573,null,null,null,255.815,null,"2017-07-01",49.435831074854264,63.900831074854267,null,96.500831074854275,null,null,null,209.83749322456282]
[null,"2017-08-01",56.134999999999991,69.900000000000006,null,103.2,null,null,null,229.23500000000001,null,"2017-08-01",62.834168925145718,76.599168925145733,null,109.89916892514573,null,null,null,255.815,null,"2017-08-01",49.435831074854264,63.200831074854278,null,96.500831074854275,null,null,null,209.13749322456283]
[null,"2017-09-01",56.134999999999991,64.400000000000006,null,103.2,null,null,null,223.73500000000001,null,"2017-09-01",62.834168925145718,71.099168925145733,null,109.89916892514573,null,null,null,254.32499999999999,null,"2017-09-01",49.435831074854264,57.700831074854278,null,96.500831074854275,null,null,null,203.63749322456283]
[null,"2017-10-01",56.134999999999991,64.900000000000006,null,103.2,null,null,null,224.23500000000001,null,"2017-10-01",62.834168925145718,71.599168925145733,null,109.89916892514573,null,null,null,254.32499999999999,null,"2017-10-01",49.435831074854264,58.200831074854278,null,96.500831074854275,null,null,null,204.13749322456283]
[null,"2017-11-01",56.134999999999991,71.900000000000006,null,103.2,null,null,null,231.23500000000001,null,"2017-11-01",62.834168925145718,78.599168925145733,null,109.89916892514573,null,null,null,254.67000000000002,null,"2017-11-01",49.435831074854264,65.200831074854278,null,96.500831074854275,null,null,null,211.13749322456283]
[null,"2017-12-01",72.16,68.900000000000006,null,103.2,null,null,null,244.26,null,"2017-12-01",78.859168925145724,75.599168925145733,null,109.89916892514573,null,null,null,254.67000000000002,null,"2017-12-01",65.460831074854269,62.200831074854278,null,96.500831074854275,null,null,null,224.16249322456281]
[null,"2018-01-01",72.16,72.5,null,103.2,null,null,null,247.86,null,"2018-01-01",78.859168925145724,79.199168925145727,null,109.89916892514573,null,null,null,300.01499999999999,null,"2018-01-01",65.460831074854269,65.800831074854273,null,96.500831074854275,null,null,null,227.76249322456283]
[null,"2018-02-01",72.16,70.7,null,103.2,null,null,null,246.06,null,"2018-02-01",78.859168925145724,77.39916892514573,null,109.89916892514573,null,null,null,300.01499999999999,null,"2018-02-01",65.460831074854269,64.000831074854275,null,96.500831074854275,null,null,null,225.96249322456282]
[null,"2018-03-01",70.66,64.599999999999994,null,103.2,null,null,null,238.45999999999998,null,"2018-03-01",77.359168925145724,71.299168925145722,null,109.89916892514573,null,null,null,300.01499999999999,null,"2018-03-01",63.960831074854269,57.900831074854267,null,96.500831074854275,null,null,null,218.3624932245628]
[null,"2018-04-01",70.66,66.3,null,103.2,null,null,null,240.15999999999997,null,"2018-04-01",77.359168925145724,72.999168925145725,null,109.89916892514573,null,null,null,300.01499999999999,null,"2018-04-01",63.960831074854269,59.60083107485427,null,96.500831074854275,null,null,null,220.06249322456281]
[null,"2018-05-01",70.66,70.7,null,103.2,null,null,null,244.56,null,"2018-05-01",77.359168925145724,77.39916892514573,null,109.89916892514573,null,null,null,300.01499999999999,null,"2018-05-01",63.960831074854269,64.000831074854275,null,96.500831074854275,null,null,null,224.46249322456282]
[null,"2018-06-01",70.66,56.7,null,103.2,null,null,null,230.56,null,"2018-06-01",77.359168925145724,63.39916892514573,null,109.89916892514573,null,null,null,300.01499999999999,null,"2018-06-01",63.960831074854269,50.000831074854275,null,96.500831074854275,null,null,null,210.46249322456282]
[null,"2018-07-01",72.14,63.800000000000004,null,103.2,null,null,null,239.14,null,"2018-07-01",78.839168925145728,70.499168925145739,null,109.89916892514573,null,null,null,308.61500000000001,null,"2018-07-01",65.440831074854273,57.10083107485427,null,96.500831074854275,null,null,null,219.0424932245628]
[null,"2018-08-01",72.14,80.8,null,103.2,null,null,null,256.14,null,"2018-08-01",78.839168925145728,87.499168925145725,null,109.89916892514573,null,null,null,308.61500000000001,null,"2018-08-01",65.440831074854273,74.10083107485427,null,96.500831074854275,null,null,null,236.0424932245628]
[null,"2018-09-01",70.650000000000006,73.599999999999994,null,103.2,null,null,null,247.45,null,"2018-09-01",77.349168925145733,80.299168925145722,null,109.89916892514573,null,null,null,308.61500000000001,null,"2018-09-01",63.950831074854278,66.900831074854267,null,96.500831074854275,null,null,null,227.35249322456281]
[null,"2018-10-01",70.650000000000006,74.699999999999989,null,103.2,null,null,null,248.55,null,"2018-10-01",77.349168925145733,81.399168925145716,null,109.89916892514573,null,null,null,308.61500000000001,null,"2018-10-01",63.950831074854278,68.000831074854261,null,96.500831074854275,null,null,null,228.45249322456283]
[null,"2018-11-01",70.995000000000005,78.899999999999991,null,103.2,null,null,null,253.09499999999997,null,"2018-11-01",77.694168925145732,85.599168925145719,null,109.89916892514573,null,null,null,308.61500000000001,null,"2018-11-01",64.295831074854277,72.200831074854264,null,96.500831074854275,null,null,null,232.99749322456279]
[null,"2018-12-01",70.995000000000005,78.3,null,103.2,null,null,null,252.495,null,"2018-12-01",77.694168925145732,84.999168925145725,null,109.89916892514573,null,null,null,308.61500000000001,null,"2018-12-01",64.295831074854277,71.60083107485427,null,96.500831074854275,null,null,null,232.39749322456282]
[null,"2019-01-01",115.99499999999998,80.5,null,103.2,null,null,null,299.69499999999999,null,"2019-01-01",122.6941689251457,87.199168925145727,null,109.89916892514573,null,null,null,306.69370963404737,null,"2019-01-01",109.29583107485425,73.800831074854273,null,96.500831074854275,null,null,null,279.59749322456281]
[null,"2019-02-01",115.99499999999999,74.599999999999994,null,103.2,null,null,null,293.79499999999996,null,"2019-02-01",122.69416892514572,81.299168925145722,null,109.89916892514573,null,null,null,311.00745668744958,null,"2019-02-01",109.29583107485426,67.900831074854267,null,96.500831074854275,null,null,null,273.69749322456278]
[null,"2019-03-01",115.99499999999999,73,null,103.2,null,null,null,292.19499999999999,null,"2019-03-01",122.69416892514572,79.699168925145727,null,109.89916892514573,null,null,null,315.31026903117436,null,"2019-03-01",109.29583107485426,66.300831074854273,null,96.500831074854275,null,null,null,272.09749322456281]
[null,"2019-04-01",115.99499999999998,74.899999999999991,null,103.2,null,null,null,294.09499999999997,null,"2019-04-01",122.6941689251457,81.599168925145719,null,109.89916892514573,null,null,null,319.61384169489918,null,"2019-04-01",109.29583107485425,68.200831074854264,null,96.500831074854275,null,null,null,273.99749322456279]
[null,"2019-05-01",115.99499999999999,78.599999999999994,null,103.2,null,null,null,297.79499999999996,null,"2019-05-01",122.69416892514572,85.299168925145722,null,109.89916892514573,null,null,null,323.91815947222392,null,"2019-05-01",109.29583107485426,71.900831074854267,null,96.500831074854275,null,null,null,277.69749322456278]
[null,"2019-06-01",116.33999999999997,78.599999999999994,null,103.2,null,null,null,298.14,null,"2019-06-01",123.0391689251457,85.299168925145722,null,109.89916892514573,null,null,null,328.22320746087672,null,"2019-06-01",109.64083107485425,71.900831074854267,null,96.500831074854275,null,null,null,278.0424932245628]
[null,"2019-07-01",116.33999999999999,78.599999999999994,null,103.2,null,null,null,298.14,null,"2019-07-01",123.03916892514572,85.299168925145722,null,109.89916892514573,null,null,null,329.30329463277269,null,"2019-07-01",109.64083107485426,71.900831074854267,null,96.500831074854275,null,null,null,278.0424932245628]
[null,"2019-08-01",116.33999999999999,78.599999999999994,null,103.2,null,null,null,298.14,null,"2019-08-01",123.03916892514572,85.299168925145722,null,109.89916892514573,null,null,null,330.38408309962807,null,"2019-08-01",109.64083107485426,71.900831074854267,null,96.500831074854275,null,null,null,278.0424932245628]
[null,"2019-09-01",116.33999999999999,73.3,null,103.2,null,null,null,292.83999999999997,null,"2019-09-01",123.03916892514572,79.999168925145725,null,109.89916892514573,null,null,null,331.46555883554373,null,"2019-09-01",109.64083107485426,66.60083107485427,null,96.500831074854275,null,null,null,272.74249322456279]
[null,"2019-10-01",116.34,74.899999999999991,null,103.2,null,null,null,294.44,null,"2019-10-01",123.03916892514573,81.599168925145719,null,109.89916892514573,null,null,null,332.54770809513832,null,"2019-10-01",109.64083107485428,68.200831074854264,null,96.500831074854275,null,null,null,274.34249322456282]
[null,"2019-11-01",116.33999999999997,78.599999999999994,null,103.2,null,null,null,298.14,null,"2019-11-01",123.0391689251457,85.299168925145722,null,109.89916892514573,null,null,null,333.63051740793838,null,"2019-11-01",109.64083107485425,71.900831074854267,null,96.500831074854275,null,null,null,278.0424932245628]
[null,"2019-12-01",116.34,78.599999999999994,null,103.2,null,null,null,298.14,null,"2019-12-01",123.03916892514573,85.299168925145722,null,109.89916892514573,null,null,null,334.71397357287981,null,"2019-12-01",109.64083107485428,71.900831074854267,null,96.500831074854275,null,null,null,278.0424932245628]
[null,"2020-01-01",113.80370963404737,79.599999999999994,null,103.9,null,null,null,297.30370963404732,null,"2020-01-01",120.50287855919309,86.299168925145722,null,110.59916892514573,null,null,null,340.83889199664446,null,"2020-01-01",107.10454070890164,72.900831074854267,null,97.200831074854278,null,null,null,277.20620285861014]
[null,"2020-02-01",118.11745668744958,77.599999999999994,null,103.9,null,null,null,299.61745668744959,null,"2020-02-01",124.8166256125953,84.299168925145722,null,110.59916892514573,null,null,null,346.26443165720571,null,"2020-02-01",111.41828776230385,70.900831074854267,null,97.200831074854278,null,null,null,279.51994991201241]
[null,"2020-03-01",122.42026903117437,56.6,null,103.9,null,null,null,282.92026903117437,null,"2020-03-01",129.1194379563201,63.299168925145736,null,110.59916892514573,null,null,null,351.69058012982754,null,"2020-03-01",115.72110010602864,49.900831074854267,null,97.200831074854278,null,null,null,262.82276225573719]
[null,"2020-04-01",126.72384169489916,72.899999999999991,null,103.9,null,null,null,303.52384169489915,null,"2020-04-01",133.42301062004489,79.599168925145719,null,110.59916892514573,null,null,null,357.11732523826868,null,"2020-04-01",120.02467276975344,66.200831074854264,null,97.200831074854278,null,null,null,283.42633491946197]
[null,"2020-05-01",131.02815947222393,78.599999999999994,null,103.9,null,null,null,313.52815947222393,null,"2020-05-01",137.72732839736966,85.299168925145722,null,110.59916892514573,null,null,null,362.54465504981295,null,"2020-05-01",124.32899054707821,71.900831074854267,null,97.200831074854278,null,null,null,293.43065269678675]
[null,"2020-06-01",135.33320746087674,63.6,null,103.9,null,null,null,302.83320746087674,null,"2020-06-01",142.03237638602246,70.299168925145736,null,110.59916892514573,null,null,null,367.97255787039808,null,"2020-06-01",128.63403853573101,56.900831074854267,null,97.200831074854278,null,null,null,282.73570068543955]
[null,"2020-07-01",136.4132946327727,63.6,null,103.9,null,null,null,303.9132946327727,null,"2020-07-01",143.11246355791843,70.299168925145736,null,110.59916892514573,null,null,null,369.01116496330246,null,"2020-07-01",129.71412570762698,56.900831074854267,null,97.200831074854278,null,null,null,283.81578785733552]
[null,"2020-08-01",137.49408309962809,78.599999999999994,null,103.9,null,null,null,319.99408309962809,null,"2020-08-01",144.19325202477381,85.299168925145722,null,110.59916892514573,null,null,null,370.05032237408989,null,"2020-08-01",130.79491417448236,71.900831074854267,null,97.200831074854278,null,null,null,299.8965763241909]
[null,"2020-09-01",138.57555883554369,74.599999999999994,null,103.9,null,null,null,317.07555883554369,null,"2020-09-01",145.27472776068942,81.299168925145722,null,110.59916892514573,null,null,null,371.09001909640256,null,"2020-09-01",131.87638991039796,67.900831074854267,null,97.200831074854278,null,null,null,296.97805206010651]
[null,"2020-10-01",139.65770809513833,74.599999999999994,null,103.9,null,null,null,318.15770809513833,null,"2020-10-01",146.35687702028406,81.299168925145722,null,110.59916892514573,null,null,null,372.13024434400995,null,"2020-10-01",132.9585391699926,67.900831074854267,null,97.200831074854278,null,null,null,298.06020131970115]
[null,"2020-11-01",140.7405174079384,79.599999999999994,null,103.9,null,null,null,324.2405174079384,null,"2020-11-01",147.43968633308413,86.299168925145722,null,110.59916892514573,null,null,null,373.1709875464062,null,"2020-11-01",134.04134848279267,72.900831074854267,null,97.200831074854278,null,null,null,304.14301063250122]
[null,"2020-12-01",141.82397357287979,79.599999999999994,null,103.9,null,null,null,325.32397357287982,null,"2020-12-01",148.52314249802552,86.299168925145722,null,110.59916892514573,null,null,null,374.21223834449552,null,"2020-12-01",135.12480464773407,72.900831074854267,null,97.200831074854278,null,null,null,305.22646679744264]
[null,"2021-01-01",145.49889199664443,79.599999999999994,null,103.9,null,null,null,328.99889199664443,null,"2021-01-01",152.19806092179016,86.299168925145722,null,110.59916892514573,null,null,null,377.84481493008889,null,"2021-01-01",138.7997230714987,72.900831074854267,null,97.200831074854278,null,null,null,308.90138522120725]
[null,"2021-02-01",150.92443165720567,79.599999999999994,null,103.9,null,null,null,334.42443165720567,null,"2021-02-01",157.6236005823514,86.299168925145722,null,110.59916892514573,null,null,null,383.22787901058587,null,"2021-02-01",144.22526273205995,72.900831074854267,null,97.200831074854278,null,null,null,314.32692488176849]
[null,"2021-03-01",156.35058012982751,74.599999999999994,null,103.9,null,null,null,334.85058012982751,null,"2021-03-01",163.04974905497323,81.299168925145722,null,110.59916892514573,null,null,null,388.61142083608843,null,"2021-03-01",149.65141120468178,67.900831074854267,null,97.200831074854278,null,null,null,314.75307335439032]
[null,"2021-04-01",161.7773252382687,74.599999999999994,null,103.9,null,null,null,340.2773252382687,null,"2021-04-01",168.47649416341443,81.299168925145722,null,110.59916892514573,null,null,null,393.99543085169648,null,"2021-04-01",155.07815631312297,67.900831074854267,null,97.200831074854278,null,null,null,320.17981846283152]
[null,"2021-05-01",167.20465504981294,79.599999999999994,null,103.9,null,null,null,350.70465504981291,null,"2021-05-01",173.90382397495867,86.299168925145722,null,110.59916892514573,null,null,null,399.37989969360785,null,"2021-05-01",160.50548612466721,72.900831074854267,null,97.200831074854278,null,null,null,330.60714827437573]
[null,"2021-06-01",172.63255787039807,79.599999999999994,null,103.9,null,null,null,356.13255787039805,null,"2021-06-01",179.3317267955438,86.299168925145722,null,110.59916892514573,null,null,null,404.76481818529646,null,"2021-06-01",165.93338894525235,72.900831074854267,null,97.200831074854278,null,null,null,336.03505109496086]
[null,"2021-07-01",173.67116496330249,79.599999999999994,null,103.9,null,null,null,357.17116496330249,null,"2021-07-01",180.37033388844822,86.299168925145722,null,110.59916892514573,null,null,null,405.08141046514061,null,"2021-07-01",166.97199603815676,72.900831074854267,null,97.200831074854278,null,null,null,337.07365818786531]
[null,"2021-08-01",174.71032237408991,79.599999999999994,null,103.9,null,null,null,358.21032237408991,null,"2021-08-01",181.40949129923564,86.299168925145722,null,110.59916892514573,null,null,null,405.39843458863095,null,"2021-08-01",168.01115344894419,72.900831074854267,null,97.200831074854278,null,null,null,338.11281559865273]
[null,"2021-09-01",175.75001909640258,74.599999999999994,null,103.9,null,null,null,354.25001909640258,null,"2021-09-01",182.44918802154831,81.299168925145722,null,110.59916892514573,null,null,null,405.71588191889441,null,"2021-09-01",169.05085017125685,67.900831074854267,null,97.200831074854278,null,null,null,334.1525123209654]
[null,"2021-10-01",176.79024434400998,74.599999999999994,null,103.9,null,null,null,355.29024434400998,null,"2021-10-01",183.4894132691557,81.299168925145722,null,110.59916892514573,null,null,null,406.03374399179563,null,"2021-10-01",170.09107541886425,67.900831074854267,null,97.200831074854278,null,null,null,335.1927375685728]
[null,"2021-11-01",177.83098754640622,79.599999999999994,null,103.9,null,null,null,361.33098754640616,null,"2021-11-01",184.53015647155195,86.299168925145722,null,110.59916892514573,null,null,null,406.35201251248168,null,"2021-11-01",171.13181862126049,72.900831074854267,null,97.200831074854278,null,null,null,341.23348077096904]
[null,"2021-12-01",178.87223834449554,79.599999999999994,null,103.9,null,null,null,362.37223834449549,null,"2021-12-01",185.57140726964127,86.299168925145722,null,110.59916892514573,null,null,null,406.67067935199714,null,"2021-12-01",172.17306941934982,72.900831074854267,null,97.200831074854278,null,null,null,342.27473156905836]
[null,"2022-01-01",184.25481493008888,79.599999999999994,null,103.9,null,null,null,367.75481493008886,null,"2022-01-01",190.95398385523461,86.299168925145722,null,110.59916892514573,null,null,null,411.33056488769,null,"2022-01-01",177.55564600494316,72.900831074854267,null,97.200831074854278,null,null,null,347.65730815465167]
[null,"2022-02-01",189.63787901058583,72.599999999999994,null,103.9,null,null,null,366.13787901058583,null,"2022-02-01",196.33704793573156,79.299168925145722,null,110.59916892514573,null,null,null,415.99083296878655,null,"2022-02-01",182.93871008544011,65.900831074854267,null,97.200831074854278,null,null,null,346.04037223514865]
[null,"2022-03-01",195.02142083608845,72.599999999999994,null,103.9,null,null,null,371.5214208360884,null,"2022-03-01",201.72058976123418,79.299168925145722,null,110.59916892514573,null,null,null,420.6514759443786,null,"2022-03-01",188.32225191094273,65.900831074854267,null,97.200831074854278,null,null,null,351.42391406065127]
[null,"2022-04-01",200.40543085169651,74.599999999999994,null,103.9,null,null,null,378.90543085169645,null,"2022-04-01",207.10459977684224,81.299168925145722,null,110.59916892514573,null,null,null,425.31248631657627,null,"2022-04-01",193.70626192655078,67.900831074854267,null,97.200831074854278,null,null,null,358.80792407625927]
[null,"2022-05-01",205.78989969360782,78.599999999999994,null,103.9,null,null,null,388.28989969360782,null,"2022-05-01",212.48906861875355,85.299168925145722,null,110.59916892514573,null,null,null,429.97385673744748,null,"2022-05-01",199.09073076846209,71.900831074854267,null,97.200831074854278,null,null,null,368.19239291817064]
[null,"2022-06-01",211.17481818529643,63.6,null,103.9,null,null,null,378.67481818529643,null,"2022-06-01",217.87398711044216,70.299168925145736,null,110.59916892514573,null,null,null,434.6355800060187,null,"2022-06-01",204.4756492601507,56.900831074854267,null,97.200831074854278,null,null,null,358.57731140985925]
[null,"2022-07-01",211.4914104651406,63.6,null,103.9,null,null,null,378.99141046514058,null,"2022-07-01",218.19057939028633,70.299168925145736,null,110.59916892514573,null,null,null,434.6445077398223,null,"2022-07-01",204.79224153999488,56.900831074854267,null,97.200831074854278,null,null,null,358.89390368970339]
[null,"2022-08-01",211.80843458863094,79.599999999999994,null,103.9,null,null,null,395.30843458863092,null,"2022-08-01",218.50760351377667,86.299168925145722,null,110.59916892514573,null,null,null,434.65377434855714,null,"2022-08-01",205.10926566348522,72.900831074854267,null,97.200831074854278,null,null,null,375.21092781319373]
[null,"2022-09-01",212.12588191889441,74.599999999999994,null,103.9,null,null,null,390.62588191889438,null,"2022-09-01",218.82505084404013,81.299168925145722,null,110.59916892514573,null,null,null,434.66337305472439,null,"2022-09-01",205.42671299374868,67.900831074854267,null,97.200831074854278,null,null,null,370.5283751434572]
[null,"2022-10-01",212.4437439917956,74.599999999999994,null,103.9,null,null,null,390.9437439917956,null,"2022-10-01",219.14291291694133,81.299168925145722,null,110.59916892514573,null,null,null,434.67329721637554,null,"2022-10-01",205.74457506664987,67.900831074854267,null,97.200831074854278,null,null,null,370.84623721635842]
[null,"2022-11-01",212.76201251248173,79.599999999999994,null,103.9,null,null,null,396.26201251248176,null,"2022-11-01",219.46118143762746,86.299168925145722,null,110.59916892514573,null,null,null,434.68354032440084,null,"2022-11-01",206.062843587336,72.900831074854267,null,97.200831074854278,null,null,null,376.16450573704458]
[null,"2022-12-01",213.08067935199716,79.599999999999994,null,103.9,null,null,null,396.58067935199711,null,"2022-12-01",219.77984827714289,86.299168925145722,null,110.59916892514573,null,null,null,434.69409599987284,null,"2022-12-01",206.38151042685143,72.900831074854267,null,97.200831074854278,null,null,null,376.48317257655992]
[null,"2023-01-01",217.74056488769003,79.599999999999994,null,133.33333333333334,null,null,null,430.67389822102336,null,"2023-01-01",224.43973381283575,86.299168925145722,null,140.03250225847907,null,null,null,468.47911966850086,null,"2023-01-01",211.0413959625443,72.900831074854267,null,126.63416440818762,null,null,null,410.57639144558618]
[null,"2023-02-01",222.40083296878655,79.599999999999994,null,133.33333333333334,null,null,null,435.33416630211991,null,"2023-02-01",229.10000189393227,86.299168925145722,null,140.03250225847907,null,null,null,472.83111019357125,null,"2023-02-01",215.70166404364082,72.900831074854267,null,126.63416440818762,null,null,null,415.23665952668273]
[null,"2023-03-01",227.06147594437857,74.599999999999994,null,133.33333333333334,null,null,null,434.99480927771197,null,"2023-03-01",233.7606448695243,81.299168925145722,null,140.03250225847907,null,null,null,477.18339490462199,null,"2023-03-01",220.36230701923284,67.900831074854267,null,126.63416440818762,null,null,null,414.89730250227478]
[null,"2023-04-01",231.72248631657627,74.599999999999994,null,133.33333333333334,null,null,null,439.65581964990963,null,"2023-04-01",238.42165524172199,81.299168925145722,null,140.03250225847907,null,null,null,481.53596791793336,null,"2023-04-01",225.02331739143054,67.900831074854267,null,126.63416440818762,null,null,null,419.55831287447245]
[null,"2023-05-01",236.38385673744747,79.599999999999994,null,133.33333333333334,null,null,null,449.31719007078084,null,"2023-05-01",243.0830256625932,86.299168925145722,null,140.03250225847907,null,null,null,485.88882346746016,null,"2023-05-01",229.68468781230175,72.900831074854267,null,126.63416440818762,null,null,null,429.21968329534366]
[null,"2023-06-01",241.04558000601867,79.599999999999994,null,133.33333333333334,null,null,null,453.97891333935206,null,"2023-06-01",247.74474893116439,86.299168925145722,null,140.03250225847907,null,null,null,490.24195590247814,null,"2023-06-01",234.34641108087294,72.900831074854267,null,126.63416440818762,null,null,null,433.88140656391488]
[null,"2023-07-01",241.0545077398223,79.599999999999994,null,133.33333333333334,null,null,null,453.98784107315566,null,"2023-07-01",247.75367666496803,86.299168925145722,null,140.03250225847907,null,null,null,490.24318225048819,null,"2023-07-01",234.35533881467657,72.900831074854267,null,126.63416440818762,null,null,null,433.89033429771848]
[null,"2023-08-01",241.0637743485571,79.599999999999994,null,133.33333333333334,null,null,null,453.9971076818905,null,"2023-08-01",247.76294327370283,86.299168925145722,null,140.03250225847907,null,null,null,490.24467451932412,null,"2023-08-01",234.36460542341138,72.900831074854267,null,126.63416440818762,null,null,null,433.89960090645332]
[null,"2023-09-01",241.07337305472439,74.599999999999994,null,133.33333333333334,null,null,null,449.00670638805775,null,"2023-09-01",247.77254197987011,81.299168925145722,null,140.03250225847907,null,null,null,490.24642739056912,null,"2023-09-01",234.37420412957866,67.900831074854267,null,126.63416440818762,null,null,null,428.90919961262057]
[null,"2023-10-01",241.08329721637554,74.599999999999994,null,133.33333333333331,null,null,null,449.01663054970885,null,"2023-10-01",247.78246614152127,81.299168925145722,null,140.03250225847904,null,null,null,490.24843565217509,null,"2023-10-01",234.38412829122981,67.900831074854267,null,126.63416440818759,null,null,null,428.91912377427167]
[null,"2023-11-01",241.09354032440089,79.599999999999994,null,133.33333333333334,null,null,null,454.0268736577342,null,"2023-11-01",247.79270924954662,86.299168925145722,null,140.03250225847907,null,null,null,490.25069419633496,null,"2023-11-01",234.39437139925516,72.900831074854267,null,126.63416440818762,null,null,null,433.92936688229702]
[null,"2023-12-01",241.1040959998729,79.599999999999994,null,133.33333333333334,null,null,null,454.03742933320621,null,"2023-12-01",247.80326492501862,86.299168925145722,null,140.03250225847907,null,null,null,490.25319801739749,null,"2023-12-01",234.40492707472717,72.900831074854267,null,126.63416440818762,null,null,null,433.93992255776902]
[null,"2024-01-01",245.45578633516752,79.599999999999994,null,133.33333333333334,null,null,null,458.38911966850083,null,"2024-01-01",252.15495526031324,86.299168925145722,null,140.03250225847907,null,null,null,468.47655678742683,null,"2024-01-01",238.75661741002179,72.900831074854267,null,126.63416440818762,null,null,null,438.29161289306364]
[null,"2024-02-01",249.80777686023788,77.599999999999994,null,133.33333333333334,null,null,null,460.74111019357122,null,"2024-02-01",256.50694578538361,84.299168925145722,null,140.03250225847907,null,null,null,471.70015112139379,null,"2024-02-01",243.10860793509215,70.900831074854267,null,126.63416440818762,null,null,null,440.64360341813403]
[null,"2024-03-01",254.16006157128859,56.6,null,133.33333333333334,null,null,null,444.09339490462196,null,"2024-03-01",260.85923049643435,63.299168925145736,null,140.03250225847907,null,null,null,474.92397630801918,null,"2024-03-01",247.46089264614287,49.900831074854267,null,126.63416440818762,null,null,null,423.99588812918478]
[null,"2024-04-01",258.51263458459994,76.599999999999994,null,133.33333333333334,null,null,null,468.44596791793333,null,"2024-04-01",265.21180350974566,83.299168925145722,null,140.03250225847907,null,null,null,478.14802773025008,null,"2024-04-01",251.81346565945421,69.900831074854267,null,126.63416440818762,null,null,null,448.34846114249615]
[null,"2024-05-01",262.86549013412679,79.599999999999994,null,133.33333333333334,null,null,null,475.79882346746012,null,"2024-05-01",269.56465905927251,86.299168925145722,null,140.03250225847907,null,null,null,481.37230086337433,null,"2024-05-01",256.16632120898106,72.900831074854267,null,126.63416440818762,null,null,null,455.70131669202294]
[null,"2024-06-01",267.21862256914477,64.599999999999994,null,133.33333333333334,null,null,null,465.15195590247811,null,"2024-06-01",273.9177914942905,71.299168925145722,null,140.03250225847907,null,null,null,484.59679127317406,null,"2024-06-01",260.51945364399904,57.900831074854267,null,126.63416440818762,null,null,null,445.05444912704093]
[null,"2024-07-01",267.21984891715488,63.6,null,133.33333333333334,null,null,null,464.15318225048827,null,"2024-07-01",273.9190178423006,70.299168925145736,null,140.03250225847907,null,null,null,484.23126102902131,null,"2024-07-01",260.52067999200915,56.900831074854267,null,126.63416440818762,null,null,null,444.05567547505109]
[null,"2024-08-01",267.2213411859907,79.599999999999994,null,133.33333333333334,null,null,null,480.15467451932409,null,"2024-08-01",273.92051011113642,86.299168925145722,null,140.03250225847907,null,null,null,483.86593945738764,null,"2024-08-01",260.52217226084497,72.900831074854267,null,126.63416440818762,null,null,null,460.05716774388691]
[null,"2024-09-01",267.2230940572357,74.599999999999994,null,133.33333333333334,null,null,null,475.15642739056909,null,"2024-09-01",273.92226298238143,81.299168925145722,null,140.03250225847907,null,null,null,483.50082238482275,null,"2024-09-01",260.52392513208997,67.900831074854267,null,126.63416440818762,null,null,null,455.05892061513191]
[null,"2024-10-01",267.22510231884166,74.599999999999994,null,133.33333333333334,null,null,null,475.15843565217506,null,"2024-10-01",273.92427124398739,81.299168925145722,null,140.03250225847907,null,null,null,483.1359057213449,null,"2024-10-01",260.52593339369594,67.900831074854267,null,126.63416440818762,null,null,null,455.06092887673788]
[null,"2024-11-01",267.22736086300154,79.599999999999994,null,133.33333333333334,null,null,null,480.16069419633493,null,"2024-11-01",273.92652978814726,86.299168925145722,null,140.03250225847907,null,null,null,482.77118545877329,null,"2024-11-01",260.52819193785581,72.900831074854267,null,126.63416440818762,null,null,null,460.06318742089775]
[null,"2024-12-01",267.22986468406407,79.599999999999994,null,133.33333333333334,null,null,null,480.16319801739746,null,"2024-12-01",273.9290336092098,86.299168925145722,null,140.03250225847907,null,null,null,482.40665766908887,null,"2024-12-01",260.53069575891834,72.900831074854267,null,126.63416440818762,null,null,null,460.06569124196028]
[null,"2025-01-01",245.45322345409352,79.599999999999994,null,133.33333333333334,null,null,null,458.38655678742691,null,"2025-01-01",252.15239237923925,86.299168925145722,null,140.03250225847907,null,null,null,472.69301381615173,null,"2025-01-01",238.75405452894779,72.900831074854267,null,126.63416440818762,null,null,null,438.28905001198973]
[null,"2025-02-01",248.67681778806042,73.599999999999994,null,133.33333333333334,null,null,null,455.61015112139376,null,"2025-02-01",255.37598671320615,80.299168925145722,null,140.03250225847907,null,null,null,472.32885950085824,null,"2025-02-01",241.97764886291469,66.900831074854267,null,126.63416440818762,null,null,null,435.51264434595657]
[null,"2025-03-01",251.90064297468578,73.599999999999994,null,133.33333333333334,null,null,null,458.83397630801915,null,"2025-03-01",258.59981189983154,80.299168925145722,null,140.03250225847907,null,null,null,471.96488633950673,null,"2025-03-01",245.20147404954005,66.900831074854267,null,126.63416440818762,null,null,null,438.73646953258196]
[null,"2025-04-01",255.12469439691674,73.599999999999994,null,133.33333333333334,null,null,null,462.05802773025005,null,"2025-04-01",261.82386332206249,80.299168925145722,null,140.03250225847907,null,null,null,471.60109070901819,null,"2025-04-01",248.42552547177101,66.900831074854267,null,126.63416440818762,null,null,null,441.96052095481286]
[null,"2025-05-01",258.34896753004091,79.599999999999994,null,133.33333333333334,null,null,null,471.2823008633743,null,"2025-05-01",265.04813645518664,86.299168925145722,null,140.03250225847907,null,null,null,471.23746905877567,null,"2025-05-01",251.64979860489518,72.900831074854267,null,126.63416440818762,null,null,null,451.18479408793712]
[null,"2025-06-01",261.57345793984064,79.599999999999994,null,133.33333333333334,null,null,null,474.50679127317403,null,"2025-06-01",268.27262686498636,86.299168925145722,null,140.03250225847907,null,null,null,470.87401790917397,null,"2025-06-01",254.87428901469491,72.900831074854267,null,126.63416440818762,null,null,null,454.40928449773685]
[null,"2025-07-01",261.20792769568789,79.599999999999994,null,133.33333333333334,null,null,null,474.14126102902128,null,"2025-07-01",267.90709662083361,86.299168925145722,null,140.03250225847907,null,null,null,469.62904167880254,null,"2025-07-01",254.50875877054216,72.900831074854267,null,126.63416440818762,null,null,null,454.0437542535841]
[null,"2025-08-01",260.84260612405421,79.599999999999994,null,133.33333333333334,null,null,null,473.77593945738761,null,"2025-08-01",267.54177504919994,86.299168925145722,null,140.03250225847907,null,null,null,468.38422919724667,null,"2025-08-01",254.14343719890849,72.900831074854267,null,126.63416440818762,null,null,null,453.67843268195043]
[null,"2025-09-01",260.47748905148933,74.599999999999994,null,133.33333333333334,null,null,null,468.41082238482272,null,"2025-09-01",267.17665797663506,81.299168925145722,null,140.03250225847907,null,null,null,467.13957718952997,null,"2025-09-01",253.7783201263436,67.900831074854267,null,126.63416440818762,null,null,null,448.31331560938554]
[null,"2025-10-01",260.11257238801147,74.599999999999994,null,133.33333333333334,null,null,null,468.04590572134487,null,"2025-10-01",266.8117413131572,81.299168925145722,null,140.03250225847907,null,null,null,465.89508244617571,null,"2025-10-01",253.41340346286574,67.900831074854267,null,126.63416440818762,null,null,null,447.94839894590768]
[null,"2025-11-01",259.74785212543986,79.599999999999994,null,133.33333333333334,null,null,null,472.68118545877326,null,"2025-11-01",266.44702105058559,86.299168925145722,null,140.03250225847907,null,null,null,464.65074182189664,null,"2025-11-01",253.04868320029414,72.900831074854267,null,126.63416440818762,null,null,null,452.58367868333607]
[null,"2025-12-01",259.38332433575545,79.599999999999994,null,133.33333333333334,null,null,null,472.31665766908884,null,"2025-12-01",266.08249326090117,86.299168925145722,null,140.03250225847907,null,null,null,463.40655223431133,null,"2025-12-01",252.68415541060972,72.900831074854267,null,126.63416440818762,null,null,null,452.21915089365166]
[null,"2026-01-01",248.91968048281836,79.599999999999994,null,133.33333333333334,null,null,null,461.8530138161517,null,"2026-01-01",255.61884940796409,86.299168925145722,null,140.03250225847907,null,null,null,458.26064391946966,null,"2026-01-01",242.22051155767264,72.900831074854267,null,126.63416440818762,null,null,null,441.75550704071452]
[null,"2026-02-01",248.5555261675249,78.599999999999994,null,133.33333333333334,null,null,null,460.48885950085821,null,"2026-02-01",255.25469509267063,85.299168925145722,null,140.03250225847907,null,null,null,457.01674740348483,null,"2026-02-01",241.85635724237918,71.900831074854267,null,126.63416440818762,null,null,null,440.39135272542103]
[null,"2026-03-01",248.19155300617339,74.599999999999994,null,133.33333333333334,null,null,null,456.1248863395067,null,"2026-03-01",254.89072193131912,81.299168925145722,null,140.03250225847907,null,null,null,455.77299304202768,null,"2026-03-01",241.49238408102767,67.900831074854267,null,126.63416440818762,null,null,null,436.02737956406952]
[null,"2026-04-01",247.82775737568488,74.599999999999994,null,133.33333333333334,null,null,null,455.76109070901828,null,"2026-04-01",254.52692630083061,81.299168925145722,null,140.03250225847907,null,null,null,454.52937799200788,null,"2026-04-01",241.12858845053916,67.900831074854267,null,126.63416440818762,null,null,null,435.66358393358109]
[null,"2026-05-01",247.46413572544228,78.599999999999994,null,133.33333333333334,null,null,null,459.39746905877564,null,"2026-05-01",254.163304650588,85.299168925145722,null,140.03250225847907,null,null,null,453.2858994671966,null,"2026-05-01",240.76496680029655,71.900831074854267,null,126.63416440818762,null,null,null,439.29996228333846]
[null,"2026-06-01",247.10068457584063,63.6,null,133.33333333333334,null,null,null,444.03401790917394,null,"2026-06-01",253.79985350098636,70.299168925145736,null,140.03250225847907,null,null,null,452.04255473708963,null,"2026-06-01",240.4015156506949,56.900831074854267,null,126.63416440818762,null,null,null,423.93651113373676]
[null,"2026-07-01",245.8557083454692,63.6,null,133.33333333333334,null,null,null,442.7890416788025,null,"2026-07-01",252.55487727061492,70.299168925145736,null,140.03250225847907,null,null,null,451.01474393218257,null,"2026-07-01",239.15653942032347,56.900831074854267,null,126.63416440818762,null,null,null,422.69153490336532]
[null,"2026-08-01",244.61089586391327,79.599999999999994,null,133.33333333333334,null,null,null,457.54422919724664,null,"2026-08-01",251.310064789059,86.299168925145722,null,140.03250225847907,null,null,null,449.98706162370956,null,"2026-08-01",237.91172693876754,72.900831074854267,null,126.63416440818762,null,null,null,437.44672242180945]
[null,"2026-09-01",243.36624385619658,74.599999999999994,null,133.33333333333334,null,null,null,451.29957718952994,null,"2026-09-01",250.0654127813423,81.299168925145722,null,140.03250225847907,null,null,null,448.95950524174191,null,"2026-09-01",236.66707493105085,67.900831074854267,null,126.63416440818762,null,null,null,431.20207041409276]
[null,"2026-10-01",242.12174911284234,74.599999999999994,null,133.33333333333334,null,null,null,450.05508244617567,null,"2026-10-01",248.82091803798806,81.299168925145722,null,140.03250225847907,null,null,null,447.93207226774962,null,"2026-10-01",235.42258018769661,67.900831074854267,null,126.63416440818762,null,null,null,429.95757567073849]
[null,"2026-11-01",240.87740848856333,79.599999999999994,null,133.33333333333334,null,null,null,453.81074182189673,null,"2026-11-01",247.57657741370906,86.299168925145722,null,140.03250225847907,null,null,null,446.90476023357292,null,"2026-11-01",234.17823956341761,72.900831074854267,null,126.63416440818762,null,null,null,433.71323504645954]
[null,"2026-12-01",239.63321890097802,79.599999999999994,null,133.33333333333334,null,null,null,452.56655223431142,null,"2026-12-01",246.33238782612375,86.299168925145722,null,140.03250225847907,null,null,null,445.87756672041576,null,"2026-12-01",232.93404997583229,72.900831074854267,null,126.63416440818762,null,null,null,432.46904545887423]
[null,"2027-01-01",234.48731058613629,79.599999999999994,null,133.33333333333334,null,null,null,447.42064391946963,null,"2027-01-01",241.18647951128202,86.299168925145722,null,140.03250225847907,null,null,null,441.38593298004264,null,"2027-01-01",227.78814166099056,72.900831074854267,null,126.63416440818762,null,null,null,427.32313714403244]
[null,"2027-02-01",233.24341407015149,79.599999999999994,null,133.33333333333334,null,null,null,446.1767474034848,null,"2027-02-01",239.94258299529722,86.299168925145722,null,140.03250225847907,null,null,null,440.35896944507158,null,"2027-02-01",226.54424514500576,72.900831074854267,null,126.63416440818762,null,null,null,426.07924062804761]
[null,"2027-03-01",231.99965970869434,74.599999999999994,null,133.33333333333334,null,null,null,439.93299304202765,null,"2027-03-01",238.69882863384007,81.299168925145722,null,140.03250225847907,null,null,null,439.33211746113591,null,"2027-03-01",225.30049078354861,67.900831074854267,null,126.63416440818762,null,null,null,419.83548626659046]
[null,"2027-04-01",230.75604465867454,74.599999999999994,null,133.33333333333334,null,null,null,438.68937799200785,null,"2027-04-01",237.45521358382027,81.299168925145722,null,140.03250225847907,null,null,null,438.30537479721465,null,"2027-04-01",224.05687573352881,67.900831074854267,null,126.63416440818762,null,null,null,418.59187121657067]
[null,"2027-05-01",229.51256613386323,79.599999999999994,null,133.33333333333334,null,null,null,442.44589946719657,null,"2027-05-01",236.21173505900896,86.299168925145722,null,140.03250225847907,null,null,null,437.27873926690802,null,"2027-05-01",222.8133972087175,72.900831074854267,null,126.63416440818762,null,null,null,422.34839269175939]
[null,"2027-06-01",228.26922140375626,79.599999999999994,null,133.33333333333334,null,null,null,441.2025547370896,null,"2027-06-01",234.96839032890199,86.299168925145722,null,140.03250225847907,null,null,null,436.25220872754323,null,"2027-06-01",221.57005247861053,72.900831074854267,null,126.63416440818762,null,null,null,421.10504796165242]
[null,"2027-07-01",227.24141059884917,79.599999999999994,null,133.33333333333334,null,null,null,440.17474393218254,null,"2027-07-01",233.9405795239949,86.299168925145722,null,140.03250225847907,null,null,null,435.80441930720656,null,"2027-07-01",220.54224167370344,72.900831074854267,null,126.63416440818762,null,null,null,420.07723715674535]
[null,"2027-08-01",226.21372829037622,79.599999999999994,null,133.33333333333334,null,null,null,439.14706162370953,null,"2027-08-01",232.91289721552195,86.299168925145722,null,140.03250225847907,null,null,null,435.35673072017073,null,"2027-08-01",219.5145593652305,72.900831074854267,null,126.63416440818762,null,null,null,419.04955484827235]
[null,"2027-09-01",225.1861719084086,74.599999999999994,null,133.33333333333334,null,null,null,433.11950524174199,null,"2027-09-01",231.88534083355432,81.299168925145722,null,140.03250225847907,null,null,null,434.90914094976949,null,"2027-09-01",218.48700298326287,67.900831074854267,null,126.63416440818762,null,null,null,413.02199846630481]
[null,"2027-10-01",224.15873893441622,74.599999999999994,null,133.33333333333334,null,null,null,432.09207226774959,null,"2027-10-01",230.85790785956195,81.299168925145722,null,140.03250225847907,null,null,null,434.46164801967029,null,"2027-10-01",217.45957000927049,67.900831074854267,null,126.63416440818762,null,null,null,411.9945654923124]
[null,"2027-11-01",223.1314269002396,79.599999999999994,null,133.33333333333334,null,null,null,436.064760233573,null,"2027-11-01",229.83059582538533,86.299168925145722,null,140.03250225847907,null,null,null,434.01424999306721,null,"2027-11-01",216.43225797509388,72.900831074854267,null,126.63416440818762,null,null,null,415.96725345813581]
[null,"2027-12-01",222.10423338708245,79.599999999999994,null,133.33333333333334,null,null,null,435.03756672041584,null,"2027-12-01",228.80340231222817,86.299168925145722,null,140.03250225847907,null,null,null,433.56694497189017,null,"2027-12-01",215.40506446193672,72.900831074854267,null,126.63416440818762,null,null,null,414.94005994497866]
[null,"2028-01-01",217.61259964670927,79.599999999999994,null,133.33333333333334,null,null,null,430.54593298004261,null,"2028-01-01",224.311768571855,86.299168925145722,null,140.03250225847907,null,null,null,430.04252228331029,null,"2028-01-01",210.91343072156354,72.900831074854267,null,126.63416440818762,null,null,null,410.44842620460543]
[null,"2028-02-01",216.58563611173818,72.599999999999994,null,133.33333333333334,null,null,null,422.51896944507155,null,"2028-02-01",223.28480503688391,79.299168925145722,null,140.03250225847907,null,null,null,429.59539772986193,null,"2028-02-01",209.88646718659245,65.900831074854267,null,126.63416440818762,null,null,null,402.42146266963437]
[null,"2028-03-01",215.55878412780251,55.6,null,133.33333333333334,null,null,null,404.49211746113588,null,"2028-03-01",222.25795305294824,62.299168925145736,null,140.03250225847907,null,null,null,429.14836071237664,null,"2028-03-01",208.85961520265678,48.900831074854267,null,126.63416440818762,null,null,null,384.39461068569869]
[null,"2028-04-01",214.53204146388137,73.599999999999994,null,133.33333333333334,null,null,null,421.46537479721474,null,"2028-04-01",221.2312103890271,80.299168925145722,null,140.03250225847907,null,null,null,428.70140948013488,null,"2028-04-01",207.83287253873564,66.900831074854267,null,126.63416440818762,null,null,null,401.36786802177755]
[null,"2028-05-01",213.50540593357462,79.599999999999994,null,133.33333333333334,null,null,null,426.43873926690799,null,"2028-05-01",220.20457485872035,86.299168925145722,null,140.03250225847907,null,null,null,428.25454231743208,null,"2028-05-01",206.80623700842889,72.900831074854267,null,126.63416440818762,null,null,null,406.34123249147081]
[null,"2028-06-01",212.47887539420984,63.6,null,133.33333333333334,null,null,null,409.4122087275432,null,"2028-06-01",219.17804431935556,70.299168925145736,null,140.03250225847907,null,null,null,427.80775754287731,null,"2028-06-01",205.77970646906411,56.900831074854267,null,126.63416440818762,null,null,null,389.31470195210602]
[null,"2028-07-01",212.03108597387322,63.6,null,133.33333333333334,null,null,null,408.96441930720653,null,"2028-07-01",218.73025489901895,70.299168925145736,null,140.03250225847907,null,null,null,427.56111426617747,null,"2028-07-01",205.33191704872749,56.900831074854267,null,126.63416440818762,null,null,null,388.86691253176934]
[null,"2028-08-01",211.58339738683733,79.599999999999994,null,133.33333333333334,null,null,null,424.5167307201707,null,"2028-08-01",218.28256631198306,86.299168925145722,null,140.03250225847907,null,null,null,427.314550115055,null,"2028-08-01",204.88422846169161,72.900831074854267,null,126.63416440818762,null,null,null,404.41922394473352]
[null,"2028-09-01",211.13580761643615,74.599999999999994,null,133.33333333333334,null,null,null,419.06914094976946,null,"2028-09-01",217.83497654158188,81.299168925145722,null,140.03250225847907,null,null,null,427.06806350699833,null,"2028-09-01",204.43663869129043,67.900831074854267,null,126.63416440818762,null,null,null,398.97163417433228]
[null,"2028-10-01",210.68831468633695,74.599999999999994,null,133.33333333333334,null,null,null,418.62164801967026,null,"2028-10-01",217.38748361148268,81.299168925145722,null,140.03250225847907,null,null,null,426.82165289114619,null,"2028-10-01",203.98914576119122,67.900831074854267,null,126.63416440818762,null,null,null,398.52414124423308]
[null,"2028-11-01",210.24091665973384,79.599999999999994,null,133.33333333333334,null,null,null,423.17424999306718,null,"2028-11-01",216.94008558487957,86.299168925145722,null,140.03250225847907,null,null,null,426.5753167476546,null,"2028-11-01",203.54174773458811,72.900831074854267,null,126.63416440818762,null,null,null,403.07674321763]
[null,"2028-12-01",209.79361163855674,79.599999999999994,null,133.33333333333334,null,null,null,422.72694497189013,null,"2028-12-01",216.49278056370247,86.299168925145722,null,140.03250225847907,null,null,null,426.32905358707615,null,"2028-12-01",203.09444271341101,72.900831074854267,null,126.63416440818762,null,null,null,402.62943819645295]
[null,"2029-01-01",206.26918894997695,79.599999999999994,null,133.33333333333334,null,null,null,419.20252228331026,null,"2029-01-01",212.96835787512268,86.299168925145722,null,140.03250225847907,null,null,null,422.95350563370903,null,"2029-01-01",199.57002002483122,72.900831074854267,null,126.63416440818762,null,null,null,399.10501550787308]
[null,"2029-02-01",205.82206439652859,79.599999999999994,null,133.33333333333334,null,null,null,418.7553977298619,null,"2029-02-01",212.52123332167432,86.299168925145722,null,140.03250225847907,null,null,null,422.70738408917543,null,"2029-02-01",199.12289547138286,72.900831074854267,null,126.63416440818762,null,null,null,398.65789095442472]
[null,"2029-03-01",205.37502737904325,74.599999999999994,null,133.33333333333334,null,null,null,413.30836071237661,null,"2029-03-01",212.07419630418897,81.299168925145722,null,140.03250225847907,null,null,null,422.46133123557593,null,"2029-03-01",198.67585845389752,67.900831074854267,null,126.63416440818762,null,null,null,393.21085393693943]
[null,"2029-04-01",204.92807614680154,76.599999999999994,null,133.33333333333334,null,null,null,414.86140948013485,null,"2029-04-01",211.62724507194727,83.299168925145722,null,140.03250225847907,null,null,null,422.21534569909181,null,"2029-04-01",198.22890722165582,69.900831074854267,null,126.63416440818762,null,null,null,394.76390270469767]
[null,"2029-05-01",204.48120898409871,79.599999999999994,null,133.33333333333334,null,null,null,417.41454231743205,null,"2029-05-01",211.18037790924444,86.299168925145722,null,140.03250225847907,null,null,null,421.96942613338081,null,"2029-05-01",197.78204005895299,72.900831074854267,null,126.63416440818762,null,null,null,397.31703554199487]
[null,"2029-06-01",204.03442420954391,79.599999999999994,null,133.33333333333334,null,null,null,416.96775754287728,null,"2029-06-01",210.73359313468964,86.299168925145722,null,140.03250225847907,null,null,null,421.72357121902746,null,"2029-06-01",197.33525528439819,72.900831074854267,null,126.63416440818762,null,null,null,396.8702507674401]
[null,"2029-07-01",203.78778093284407,79.599999999999994,null,133.33333333333334,null,null,null,416.72111426617744,null,"2029-07-01",210.4869498579898,86.299168925145722,null,140.03250225847907,null,null,null,421.50620238611054,null,"2029-07-01",197.08861200769834,72.900831074854267,null,126.63416440818762,null,null,null,396.62360749074026]
[null,"2029-08-01",203.5412167817216,79.599999999999994,null,133.33333333333334,null,null,null,416.47455011505497,null,"2029-08-01",210.24038570686733,86.299168925145722,null,140.03250225847907,null,null,null,421.28889564435747,null,"2029-08-01",196.84204785657587,72.900831074854267,null,126.63416440818762,null,null,null,396.37704333961779]
[null,"2029-09-01",203.29473017366499,74.599999999999994,null,133.33333333333334,null,null,null,411.2280635069983,null,"2029-09-01",209.99389909881072,81.299168925145722,null,140.03250225847907,null,null,null,421.07164975194507,null,"2029-09-01",196.59556124851926,67.900831074854267,null,126.63416440818762,null,null,null,391.13055673156111]
[null,"2029-10-01",203.04831955781287,74.599999999999994,null,133.33333333333334,null,null,null,410.98165289114627,null,"2029-10-01",209.7474884829586,81.299168925145722,null,140.03250225847907,null,null,null,420.85446349188635,null,"2029-10-01",196.34915063266715,67.900831074854267,null,126.63416440818762,null,null,null,390.88414611570909]
[null,"2029-11-01",202.80198341432123,79.599999999999994,null,133.33333333333334,null,null,null,415.73531674765457,null,"2029-11-01",209.50115233946696,86.299168925145722,null,140.03250225847907,null,null,null,420.6373356715344,null,"2029-11-01",196.1028144891755,72.900831074854267,null,126.63416440818762,null,null,null,395.63780997221738]
[null,"2029-12-01",202.55572025374283,79.599999999999994,null,133.33333333333334,null,null,null,415.48905358707623,null,"2029-12-01",209.25488917888856,86.299168925145722,null,140.03250225847907,null,null,null,420.42026512209497,null,"2029-12-01",195.85655132859711,72.900831074854267,null,126.63416440818762,null,null,null,395.39154681163905]
[null,"2030-01-01",199.18017230037569,79.599999999999994,null,133.33333333333334,null,null,null,412.113505633709,null,"2030-01-01",205.87934122552142,86.299168925145722,null,140.03250225847907,null,null,null,415.68931731643465,null,"2030-01-01",192.48100337522996,72.900831074854267,null,126.63416440818762,null,null,null,392.01599885827181]
[null,"2030-02-01",198.93405075584209,79.599999999999994,null,133.33333333333334,null,null,null,411.8673840891754,null,"2030-02-01",205.63321968098782,86.299168925145722,null,140.03250225847907,null,null,null,415.47235789547392,null,"2030-02-01",192.23488183069637,72.900831074854267,null,126.63416440818762,null,null,null,391.76987731373822]
[null,"2030-03-01",198.68799790224261,79.599999999999994,null,133.33333333333334,null,null,null,411.62133123557601,null,"2030-03-01",205.38716682738834,86.299168925145722,null,140.03250225847907,null,null,null,415.25545237743802,null,"2030-03-01",191.98882897709689,72.900831074854267,null,126.63416440818762,null,null,null,391.52382446013883]
[null,"2030-04-01",198.44201236575847,79.599999999999994,null,133.33333333333334,null,null,null,411.37534569909178,null,"2030-04-01",205.1411812909042,86.299168925145722,null,140.03250225847907,null,null,null,415.03859968426821,null,"2030-04-01",191.74284344061275,72.900831074854267,null,126.63416440818762,null,null,null,391.2778389236546]
[null,"2030-05-01",198.19609280004747,79.599999999999994,null,133.33333333333334,null,null,null,411.12942613338078,null,"2030-05-01",204.89526172519319,86.299168925145722,null,140.03250225847907,null,null,null,414.82179875946747,null,"2030-05-01",191.49692387490174,72.900831074854267,null,126.63416440818762,null,null,null,391.03191935794359]
[null,"2030-06-01",197.95023788569407,79.599999999999994,null,133.33333333333334,null,null,null,410.88357121902743,null,"2030-06-01",204.64940681083979,86.299168925145722,null,140.03250225847907,null,null,null,414.60504856766818,null,"2030-06-01",191.25106896054834,72.900831074854267,null,126.63416440818762,null,null,null,390.78606444359025]
[null,"2030-07-01",197.7328690527772,79.599999999999994,null,133.33333333333334,null,null,null,410.66620238611051,null,"2030-07-01",204.43203797792293,86.299168925145722,null,140.03250225847907,null,null,null,414.34359688530969,null,"2030-07-01",191.03370012763148,72.900831074854267,null,126.63416440818762,null,null,null,390.56869561067333]
[null,"2030-08-01",197.5155623110241,79.599999999999994,null,133.33333333333334,null,null,null,410.44889564435744,null,"2030-08-01",204.21473123616983,86.299168925145722,null,140.03250225847907,null,null,null,414.08219392692592,null,"2030-08-01",190.81639338587837,72.900831074854267,null,126.63416440818762,null,null,null,390.35138886892025]
[null,"2030-09-01",197.29831641861168,79.599999999999994,null,133.33333333333334,null,null,null,410.23164975194504,null,"2030-09-01",203.9974853437574,86.299168925145722,null,140.03250225847907,null,null,null,413.82083871803729,null,"2030-09-01",190.59914749346595,72.900831074854267,null,126.63416440818762,null,null,null,390.13414297650786]
[null,"2030-10-01",197.08113015855295,79.599999999999994,null,133.33333333333334,null,null,null,410.01446349188632,null,"2030-10-01",203.78029908369868,86.299168925145722,null,140.03250225847907,null,null,null,413.5595303036539,null,"2030-10-01",190.38196123340722,72.900831074854267,null,126.63416440818762,null,null,null,389.91695671644914]
[null,"2030-11-01",196.864002338201,79.599999999999994,null,133.33333333333334,null,null,null,409.79733567153437,null,"2030-11-01",203.56317126334673,86.299168925145722,null,140.03250225847907,null,null,null,413.2982677478858,null,"2030-11-01",190.16483341305528,72.900831074854267,null,126.63416440818762,null,null,null,389.69982889609719]
[null,"2030-12-01",196.64693178876158,79.599999999999994,null,133.33333333333334,null,null,null,409.58026512209494,null,"2030-12-01",203.3461007139073,86.299168925145722,null,140.03250225847907,null,null,null,413.03705013356046,null,"2030-12-01",189.94776286361585,72.900831074854267,null,126.63416440818762,null,null,null,389.48275834665776]
[null,"2031-01-01",191.91598398310126,79.599999999999994,null,133.33333333333334,null,null,null,404.84931731643462,null,"2031-01-01",198.61515290824698,86.299168925145722,null,140.03250225847907,null,null,null,402.98181545991986,null,"2031-01-01",185.21681505795553,72.900831074854267,null,126.63416440818762,null,null,null,384.75181054099744]
[null,"2031-02-01",191.69902456214055,79.599999999999994,null,133.33333333333334,null,null,null,404.63235789547389,null,"2031-02-01",198.39819348728628,86.299168925145722,null,140.03250225847907,null,null,null,402.72068504997037,null,"2031-02-01",184.99985563699482,72.900831074854267,null,126.63416440818762,null,null,null,384.53485112003671]
[null,"2031-03-01",191.48211904410462,79.599999999999994,null,133.33333333333334,null,null,null,404.41545237743799,null,"2031-03-01",198.18128796925035,86.299168925145722,null,140.03250225847907,null,null,null,402.45959693854718,null,"2031-03-01",184.78295011895889,72.900831074854267,null,126.63416440818762,null,null,null,384.3179456020008]
[null,"2031-04-01",191.26526635093487,79.599999999999994,null,133.33333333333334,null,null,null,404.19859968426817,null,"2031-04-01",197.96443527608059,86.299168925145722,null,140.03250225847907,null,null,null,402.19855027968015,null,"2031-04-01",184.56609742578914,72.900831074854267,null,126.63416440818762,null,null,null,384.10109290883099]
[null,"2031-05-01",191.04846542613407,79.599999999999994,null,133.33333333333334,null,null,null,403.98179875946744,null,"2031-05-01",197.7476343512798,86.299168925145722,null,140.03250225847907,null,null,null,401.93754424431791,null,"2031-05-01",184.34929650098834,72.900831074854267,null,126.63416440818762,null,null,null,383.88429198403026]
[null,"2031-06-01",190.83171523433481,79.599999999999994,null,133.33333333333334,null,null,null,403.76504856766815,null,"2031-06-01",197.53088415948054,86.299168925145722,null,140.03250225847907,null,null,null,401.67657801999042,null,"2031-06-01",184.13254630918908,72.900831074854267,null,126.63416440818762,null,null,null,383.66754179223096]
[null,"2031-07-01",190.57026355197635,79.599999999999994,null,133.33333333333334,null,null,null,403.50359688530966,null,"2031-07-01",197.26943247712208,86.299168925145722,null,140.03250225847907,null,null,null,401.23474602854787,null,"2031-07-01",183.87109462683063,72.900831074854267,null,126.63416440818762,null,null,null,383.40609010987248]
[null,"2031-08-01",190.30886059359256,79.599999999999994,null,133.33333333333334,null,null,null,403.24219392692589,null,"2031-08-01",197.00802951873828,86.299168925145722,null,140.03250225847907,null,null,null,400.79295227162299,null,"2031-08-01",183.60969166844683,72.900831074854267,null,126.63416440818762,null,null,null,383.14468715148871]
[null,"2031-09-01",190.04750538470392,79.599999999999994,null,133.33333333333334,null,null,null,402.98083871803726,null,"2031-09-01",196.74667430984965,86.299168925145722,null,140.03250225847907,null,null,null,400.35119598452559,null,"2031-09-01",183.3483364595582,72.900831074854267,null,126.63416440818762,null,null,null,382.88333194260008]
[null,"2031-10-01",189.78619697032056,79.599999999999994,null,133.33333333333334,null,null,null,402.71953030365387,null,"2031-10-01",196.48536589546629,86.299168925145722,null,140.03250225847907,null,null,null,399.90947641785908,null,"2031-10-01",183.08702804517483,72.900831074854267,null,126.63416440818762,null,null,null,382.62202352821669]
[null,"2031-11-01",189.5249344145524,79.599999999999994,null,133.33333333333334,null,null,null,402.45826774788577,null,"2031-11-01",196.22410333969813,86.299168925145722,null,140.03250225847907,null,null,null,399.4677928372148,null,"2031-11-01",182.82576548940668,72.900831074854267,null,126.63416440818762,null,null,null,382.36076097244859]
[null,"2031-12-01",189.26371680022714,79.599999999999994,null,133.33333333333334,null,null,null,402.19705013356054,null,"2031-12-01",195.96288572537287,86.299168925145722,null,140.03250225847907,null,null,null,399.02614452287241,null,"2031-12-01",182.56454787508142,72.900831074854267,null,126.63416440818762,null,null,null,382.0995433581233]
[]
[]
[null,null,"TRANSPORTE MEDIO",null,null,null,null,null,null,null,null,null,"TRANSPORTE ALTO",null,null,null,null,null,null,null,null,null,"TRANSPORTE BAJO"]
[null,null,"CENTRO","COSTA","CQR","NORESTE","NOROESTE","SUROESTE","TOLIMA GRANDE","TOTAL",null,null,"CENTRO","COSTA","CQR","NORESTE","NOROESTE","SUROESTE","TOLIMA GRANDE","TOTAL",null,null,"CENTRO","COSTA","CQR","NORESTE","NOROESTE","SUROESTE","TOLIMA GRANDE","TOTAL"]
[null,"2017-01-01",28.08517205079788,13.967624596604891,5.7925705561858214,1.9968735871395773,6.6997886312460899,12.102527272898877,3.1773495595252443,71.821906254398385,null,"2017-01-01",29.376444328995486,14.609814233230404,6.0588956392288482,2.5584371170152966,7.0078248901539562,12.658965308434457,3.323434596744796,75.593816113803243,null,"2017-01-01",27.116717842149683,13.485982369135758,5.5928267439035526,1.4353100572638584,6.4687614370651909,11.685198746247192,3.0677857816105814,68.852582977375803]
[null,"2017-02-01",31.858723489861621,17.32758392761027,6.4422064277000297,2.0227012217130409,7.7930986341734725,14.150792403341688,3.6896097227741529,83.284715827174267,null,"2017-02-01",33.323492385947212,18.124254453017638,6.738399826674744,2.5915280344188925,8.1514020196527124,14.801403548322918,3.8592469514074468,87.589727219441556,null,"2017-02-01",30.76014681779743,16.730081033554747,6.2200613784689951,1.4538744090071902,7.5243710950640432,13.662834044605772,3.5623818012991824,79.913750579797352]
[null,"2017-03-01",28.291428027466701,15.204595960998491,5.6916445162684415,2.0292757227615894,6.6477706682688966,12.152205511348019,3.4338976523420279,73.450818059454164,null,"2017-03-01",29.592183339074367,15.90365784426279,5.9533293216141177,2.5999514256724949,6.9534152966950531,12.710927603823791,3.5917780041738454,77.305242835316463,null,"2017-03-01",27.315861543760956,14.68029954855027,5.4953809122591863,1.4586000198506839,6.4185371969492797,11.733163941991192,3.3154873884681653,70.417330551829735]
[null,"2017-04-01",29.670374368724353,16.473524035977832,6.0122887576047521,2.0532695804545451,7.0445963046399669,12.923790973903637,3.6539017019354119,86.050821294544306,null,"2017-04-01",31.034529512113973,17.230927439930834,6.2887158269199128,2.6306928689453133,7.3684857899107685,13.517988260060125,3.8218971824841659,101.74575461885563,null,"2017-04-01",28.647258011182135,15.905471483013081,5.8049684556183818,1.4758462919637771,6.8016791906868654,12.478143009286272,3.5279050915238463,70.35588797023297]
[null,"2017-05-01",28.50105080020311,15.794860327507656,5.8146859415055943,2.0888548604473454,6.6645620646330697,12.318264038898899,3.6161070335780567,81.880219477413846,null,"2017-05-01",29.811443940442338,16.521060802335594,6.082027823873668,2.6762854902005109,6.9709787112828661,12.884621006204597,3.7823648282253233,96.814470725047997,null,"2017-05-01",27.518255945023697,15.250209971386703,5.6141795297295394,1.5014242306941803,6.4347495796457217,11.893496313419627,3.4914136875926065,66.945968229779751]
[null,"2017-06-01",29.876643616099237,17.094708640381423,6.1947320778719437,2.0009608574478341,7.0679847536728326,13.106970160334294,3.8419825578796889,88.447992213945213,null,"2017-06-01",31.250282403046331,17.88067225603114,6.4795473458200785,2.563673815087355,7.392949569933652,13.709589478050813,4.0186254341040426,104.58014899738185,null,"2017-06-01",28.846414525888921,16.505235928644129,5.9811206269108412,1.438247899808313,6.8242611414772183,12.655005672046904,3.7095004007114238,72.315835430508557]
[null,"2017-07-01",29.034522312262059,16.80099159274382,6.1023100193143867,2.0199810871148971,6.8315895911632687,12.767410717121171,3.8106853020582085,77.367490621777804,null,"2017-07-01",30.369442878343072,17.573450976318252,6.3828759972138993,2.5880429398370466,7.1456856643202009,13.3544181064141,3.9858892239919195,81.399805786438492,null,"2017-07-01",28.033331887701298,16.221647055063002,5.8918855358897533,1.4519192343927469,6.5960175362955704,12.327155175151477,3.6792823606079263,74.201238785101779]
[null,"2017-08-01",28.871142080135787,16.508779997589315,6.0579753191114625,2.1307679295614634,6.6931090870191987,12.462256281690657,3.8668189676220104,76.590849662729894,null,"2017-08-01",30.198550911406397,17.26780436529457,6.3365029199901501,2.7299854101154168,7.0008382404453684,13.035233581998272,4.0446037477425625,80.613519176992739,null,"2017-08-01",27.875585456682835,15.939511721810376,5.8490796184524472,1.53155044900751,6.4623122219495714,12.032523306459945,3.7334803825315968,73.424043156894285]
[null,"2017-09-01",29.999115364235188,17.313845033643545,6.3025487576088786,2.1120924726049197,7.023816832897757,13.125884505246956,4.0423880138762165,79.919690980113472,null,"2017-09-01",31.378385036154043,18.10988388576509,6.5923211142805513,2.7060580155309228,7.346750940157424,13.729373448016931,4.228244934054433,84.091017373959389,null,"2017-09-01",28.964663110296041,16.71681589455239,6.085219490105124,1.5181269296789166,6.7816162524530066,12.673267798169473,3.9029953237425534,76.642704798997499]
[null,"2017-10-01",28.710240071194967,16.307921200626115,6.0077864451325507,2.0520707554026507,6.6128238675473279,12.379116378233128,3.9371935605600146,76.007152278696765,null,"2017-10-01",30.030251108951052,17.057710681114674,6.2840065115754262,2.6291569086675439,6.9168617465150213,12.948271154243848,4.1182139541489811,79.984472065216551,null,"2017-10-01",27.720231792877904,15.745579090259699,5.8006213953003947,1.4749846021377582,6.3847954583215589,11.952250296225092,3.8014282653682905,72.879890900490693]
[null,"2017-11-01",30.331837093229684,17.983884161382221,6.4560972920060014,2.0061893660815011,7.2069471644650607,13.569175896786566,4.142474957186252,81.696605931137285,null,"2017-11-01",31.726404315906912,18.810729410181406,6.752929351408576,2.570372692092469,7.5383010570841442,14.193046052960662,4.3329335759074592,85.924716455541628,null,"2017-11-01",29.285911676221762,17.363750224782834,6.2334732474540697,1.442006040070533,6.9584317450007482,13.101273279655997,3.9996309931453466,78.384477206331283]
[null,"2017-12-01",28.782446658359913,16.506240978215015,6.0946499552777853,2.0904049829558007,6.5909471246455933,12.495933810276187,4.026458380955952,76.587081890686264,null,"2017-12-01",30.105777539204048,17.265148609397315,6.3748637463250404,2.6782715402875539,6.8939791763534375,13.070459502702681,4.2115829042182948,80.600083018488363,null,"2017-12-01",27.789948497726819,15.937060254828292,5.8844896119923451,1.5025384256240475,6.3636730858647121,12.06503954095632,3.887614988509196,73.430364405501734]
[null,"2018-01-01",28.409634701952925,15.564057905269047,5.8123788392521805,1.5251605255331502,6.3794343978354151,11.911994533211102,3.9661487390382191,73.568809642092049,null,"2018-01-01",29.672285133150829,16.255793812169891,6.0707067876633882,1.5952828485461685,6.6629648155169887,12.441416512464926,4.1424220163288057,76.840871925841,null,"2018-01-01",27.462646878554501,15.045255975093413,5.6186328779437753,1.4725687832733867,6.1667865845742345,11.514928048770733,3.8339437810702788,71.114762929280317]
[null,"2018-02-01",32.055951940195392,18.480434904391878,6.675056193303047,1.7535097023371209,7.5523273337773213,13.983816351538227,4.4333978415821687,84.934494267125146,null,"2018-02-01",33.480660915315191,19.301787566809299,6.9717253574498486,1.8341308380767587,7.8879863263896466,14.605319300495482,4.630437745652487,88.712048050188713,null,"2018-02-01",30.987420208855546,17.864420407578816,6.4525543201929443,1.6930438505323928,7.300583089318077,13.517689139820286,4.2856179135294292,82.101328929827503]
[null,"2018-03-01",28.707972528672911,16.392941939937426,6.0121124939216442,1.6288682053213832,6.564226234800457,12.474164291399767,4.0198272990298891,75.800112993083474,null,"2018-03-01",29.983882418836153,17.121517137267983,6.2793174936514955,1.7037586975200676,6.8559696230138103,13.028571593239757,4.1984862900978843,79.171503253627151,null,"2018-03-01",27.751040111050482,15.846510541939514,5.8117087441242568,1.5727003361723704,6.3454186936404433,12.058358815019778,3.8858330557288929,73.271570297675737]
[null,"2018-04-01",30.099439708841889,17.571499952701156,6.3549030816729148,1.7259389974839328,7.0058880563825037,13.314703070364908,4.1865424798732951,80.258915347320595,null,"2018-04-01",31.437192584790413,18.352455506154538,6.637343218636155,1.8052925146096306,7.3172608588883925,13.906467651270015,4.3726110345343301,83.828623368883484,null,"2018-04-01",29.096125051880492,16.985783287611117,6.1430729789504843,1.6664238596396594,6.7723584545030873,12.870879634686078,4.0469910638775186,77.581634331148422]
[null,"2018-05-01",28.781397558336231,16.513307422848676,6.0694696385125502,1.7064891752378377,6.5995303297744856,12.541152107812525,4.0587001860437697,76.270046418566068,null,"2018-05-01",30.060570783151174,17.247232197197508,6.3392238446686635,1.7849484476625661,6.8928427888755746,13.098536645937527,4.2390868609790493,79.662441568472062,null,"2018-05-01",27.822017639725026,15.962863842087058,5.8671539838954665,1.6476447209192917,6.3795459854486696,12.123113704218776,3.9234101798423118,73.725750056136604]
[null,"2018-06-01",30.41097149610836,18.031498436313036,6.4818421081112714,1.8065626195994817,7.1491461424055824,13.582458374353472,4.2428380980348077,81.705317274926017,null,"2018-06-01",31.762570229268729,18.832898366815837,6.7699239795828836,1.8896229699258944,7.4668859709569411,14.186123190991403,4.4314086801696879,85.339433387711381,null,"2018-06-01",29.397272446238087,17.430448488435939,6.2657807045075629,1.7442673568546718,6.9108412709920639,13.129709761875025,4.1014101614336482,78.979730190336994]
[null,"2018-07-01",29.448105683027961,17.662509505225852,6.3847886602129611,1.7864905743654249,6.9123639223936033,13.224318513683137,4.1702921073447303,79.588868966253685,null,"2018-07-01",30.756910380051426,18.447509927680333,6.6685570451113154,1.8686280720373987,7.2195800967222086,13.812066003180165,4.3556384232267185,83.128889948009558,null,"2018-07-01",28.466502160260365,17.07375918838499,6.1719623715391956,1.7248874511114451,6.6819517916471503,12.783507896560366,4.0312823704332397,76.933853229936759]
[null,"2018-08-01",29.302914342534528,17.252106947246531,6.3014474416017574,1.8130559296471505,6.7737008507961578,13.014368428433832,4.1780943678138147,78.635688308073767,null,"2018-08-01",30.605266091091618,18.018867256013046,6.5815117723396135,1.8964148229642606,7.0747542219426531,13.59278480303089,4.3637874508277612,82.133386418209838,null,"2018-08-01",28.326150531116713,16.677036715671647,6.0913991935483667,1.750536759659318,6.5479108224362861,12.580556147486037,4.0388245555533535,76.012414725471714]
[null,"2018-09-01",30.471902926890099,18.071641768918425,6.552643268853207,1.8939757137710389,7.1541313857156998,13.552487472457102,4.3441904298632235,82.040972966468786,null,"2018-09-01",31.826209723640773,18.874825847537021,6.8438718585800169,1.9810550569329259,7.4720927806363981,14.154820249010752,4.5372655600793665,85.690141076417248,null,"2018-09-01",29.456172829327102,17.469253709954479,6.3342218265581023,1.8286662063996237,6.9156603395251777,13.100737890041868,4.1993840822011173,79.304096884007464]
[null,"2018-10-01",29.279431545663094,17.096206135146893,6.259808363225007,1.8490555232959383,6.7791702592664889,12.763524775838695,4.2112991511258304,78.238495753561935,null,"2018-10-01",30.580739614359228,17.856037518931199,6.538022068257229,1.9340695703440274,7.0804667152338876,13.330792543653747,4.398468002286978,81.718596033066291,null,"2018-10-01",28.303450494140989,16.526332597308663,6.0511480844508396,1.7852949880098719,6.5531979172909391,12.338073949977405,4.0709225127549695,75.628420543933686]
[null,"2018-11-01",30.990045749799183,18.859433658412819,6.7353502902118176,1.9391814078092009,7.4137604711716838,13.961862954108682,4.4164192707388077,84.316053802252199,null,"2018-11-01",32.367381116456926,19.697630709897837,7.0346991919990103,2.0283391736854863,7.7432609365570926,14.582390196513513,4.6127045716605322,88.066405896770391,null,"2018-11-01",29.957044224805877,18.230785869799057,6.5108386138714254,1.8723130834019872,7.1666351221326288,13.496467522305062,4.2692052950475139,81.503289731363552]
[null,"2018-12-01",29.481597546038746,17.442032143114769,6.3884042228171749,1.8897858826350922,6.8312670415116443,12.968078758910721,4.2847260492003416,79.285891644228485,null,"2018-12-01",30.791890770307138,18.217233571697651,6.6723332993868274,1.9766725898826827,7.1348789100232732,13.544437814862308,4.4751583180536914,82.812605274213567,null,"2018-12-01",28.498877627837459,16.860631071677613,6.1754574153899364,1.8246208521993996,6.6035581401279231,12.535809466947031,4.1419018475603311,76.640856421739699]
[null,"2019-01-01",29.07377320064705,16.358137640551053,6.0754309788932748,2.5972968887282426,6.582429934538955,12.32778416080005,4.2079559568221869,77.222808760980826,null,"2019-01-01",30.011636852280823,16.885819499923663,6.2714126233737009,2.7342809810582516,6.7947663840402104,12.72545461760005,4.3436964715583857,79.767067429835095,null,"2019-01-01",27.823288331802015,15.654561828054231,5.8141221195860364,2.4811316507174368,6.2993146685372787,11.797556885066713,4.0269686038405865,73.896944087604297]
[null,"2019-02-01",32.792942430250015,19.310470084426225,6.9476630718636025,2.8175555587896728,7.7904543827250796,14.422431592685436,4.6890782021417596,88.770595322881789,null,"2019-02-01",33.850779282838722,19.933388474246424,7.1717812354721042,2.9643289253446343,8.041759362812984,14.887671321481736,4.840338789307622,91.690047391504223,null,"2019-02-01",31.382493293465064,18.479912231332623,6.6488388537189298,2.6940483651101523,7.4553810759412036,13.802111954290359,4.4873974192539405,84.950183193112267]
[null,"2019-03-01",29.298026408632296,16.981489571859395,6.2126124044763564,2.6255722209701218,6.7426398897020876,12.814226329877803,4.2306052653731463,78.905172090891213,null,"2019-03-01",30.243124034717205,17.529279558048408,6.4130192562336577,2.7638129947331032,6.960144402273122,13.227588469551279,4.3670764029658278,81.504045118522598,null,"2019-03-01",28.037896240519078,16.251102923607377,5.9454032687999536,2.5084644718845865,6.4526338729407069,12.263076810313166,4.0486437485829025,75.50722133664776]
[null,"2019-04-01",30.808088199839379,18.338604890184186,6.590790861980607,2.701292064584945,7.2560195819680784,13.801883106935389,4.400427823794721,83.897106529287299,null,"2019-04-01",31.80189749660838,18.930172789867541,6.8033970188186892,2.8428981647308071,7.490084729773498,14.247105142642978,4.5423771084332589,86.657932450875137,null,"2019-04-01",29.483009137480689,17.54984769060637,6.3073159861964943,2.5816603207122486,6.943932718227515,13.208253725991931,4.2111621109433344,80.285181690158581]
[null,"2019-05-01",29.46028848949576,17.251285135549363,6.3026087426428283,2.6438230059271413,6.8281019934500637,13.051522760970467,4.2612253465743439,79.798855474609965,null,"2019-05-01",30.410620376253679,17.807778204438051,6.5059187020829174,2.7828749256882124,7.0483633480774834,13.472539624227577,4.3986842287219021,82.426779409489825,null,"2019-05-01",28.193179307151848,16.509294377031111,6.0315287967227054,2.5261068973430389,6.5344201872801673,12.490166943294316,4.0779468370442631,76.362643345867454]
[null,"2019-06-01",31.118964498566569,18.739544941946242,6.7109874720080178,2.7242407430268001,7.3723124269830302,14.083133699702818,4.4462491624574421,85.195432944690921,null,"2019-06-01",32.122802063036453,19.34404639168644,6.9274709388469846,2.8668667844367448,7.6101289568857062,14.537428335177101,4.5896765547947771,87.998420024864203,null,"2019-06-01",29.780514412606717,17.933543008959308,6.4223428495560606,2.6038440432060419,7.0552237204461248,13.477407519070438,4.2550126393409924,81.527888193185674]
[null,"2019-07-01",30.157132587284316,18.353745802057322,6.6048145423330089,2.6841740409267096,7.1441482138539891,13.715120711842953,4.3630086048431886,83.022144503141504,null,"2019-07-01",31.129943315906385,18.945802118252715,6.8178730759566522,2.825019340021095,7.3746046078492782,14.157543960612079,4.5037508179026444,85.754537236500838,null,"2019-07-01",28.860051615788212,17.564337380463456,6.320736497501481,2.5651128978426216,6.8368730218602689,13.125223046817448,4.1753523207639107,79.44768678103739]
[null,"2019-08-01",30.054951364366666,17.997537165414276,6.534607025021467,2.6872486030321521,7.0221519251779121,13.53864372151939,4.3709903587627563,82.206130163294617,null,"2019-08-01",31.02446592450752,18.578102880427632,6.7454008000221579,2.8282305493312236,7.248672955022359,13.975374164149043,4.511990047755102,84.912237321215045,null,"2019-08-01",28.762265284178852,17.223449545396452,6.2535486583538766,2.5680849745445489,6.7201238853853127,12.956336464679845,4.1829907734396263,78.666799585978509]
[null,"2019-09-01",31.290808323553616,18.891270184483243,6.809001194162664,2.762856472575026,7.4225222167853255,14.137992577820084,4.5464731740818358,85.860924143461801,null,"2019-09-01",32.300189237216628,19.500665996885925,7.0286463939743609,2.907198768631559,7.6619584173267867,14.594056854523954,4.6931335990522163,88.685849267611431,null,"2019-09-01",29.944967105336254,18.078742434612995,6.5161409277470641,2.6411725817693275,7.1032739493967085,13.529906875548251,4.3509259407879926,82.165129815198583]
[null,"2019-10-01",29.952614270940895,17.659530673176445,6.4541006524440769,2.7029070626314242,6.9678367724685151,13.187951947867123,4.3946788786473858,81.31962025817586,null,"2019-10-01",30.918827634519623,18.229192952956328,6.6622974476842067,2.8445849404682413,7.1926057006126598,13.613369752637027,4.5364427134424608,83.997321142320544,null,"2019-10-01",28.66432978616924,16.899980966803266,6.1765049254572348,2.5832214854905118,6.6681448682763209,12.620728208173912,4.205660432253949,77.818570672624432]
[null,"2019-11-01",31.757848468965399,19.509362713976714,6.9398761069839816,2.7904610559668845,7.6555935632675896,14.449258927703248,4.602028379841844,87.704429216705648,null,"2019-11-01",32.782295193770729,20.138696995072731,7.1637430781770099,2.936030222396389,7.9025481943407359,14.915364054403348,4.7504809082238371,90.58915864638476,null,"2019-11-01",30.391919502558281,18.670250339182012,6.6413868120599373,2.6678570123814573,7.3263207218367246,13.82778542543644,4.4040916753325172,83.929611488787373]
[null,"2019-12-01",30.25604759239096,18.155272576788629,6.6082866026098168,2.7304480620469227,7.0831957502252703,13.491336187435076,4.4670080205289393,82.79159479202562,null,"2019-12-01",31.232049127629374,18.740926530878582,6.8214571381778741,2.8733499843022061,7.3116859357164072,13.926540580578141,4.6111050534492266,85.517114350731816,null,"2019-12-01",28.954712212073073,17.374400638002022,6.3240592218524059,2.6098444515921604,6.7785421695704198,12.91106366324432,4.2748786433018884,79.227500999636291]
[null,"2020-01-01",29.250580169354706,15.995865182758752,6.0317476168997262,3.439222269963282,6.4870634504894396,12.188118426167614,4.3226449990165028,77.715242114650025,null,"2020-01-01",30.522344524544028,16.69133758200913,6.2939975132866683,3.5568413408217472,6.769109687467239,12.71803661860968,4.5105860859302629,81.062253352668748,null,"2020-01-01",28.296756902962695,15.474260883320964,5.8350601946095164,3.3002997338363942,6.2755287727560871,11.79067978183606,4.1816891838311809,75.154275453152906]
[null,"2020-02-01",31.852466702518761,18.206859671843294,6.5810341107483916,3.663764371507904,7.509522275763894,13.794080212103053,4.5979503767829408,86.205677721268245,null,"2020-02-01",33.237356559150001,18.998462266271261,6.8671660286070164,3.7886267359645824,7.836023244275367,14.393822830020573,4.7978612627300246,89.919318927018821,null,"2020-02-01",30.813799310045322,17.613157726022319,6.3664351723544232,3.5151841105833981,7.2646465493802896,13.34427324866491,4.448017212322628,83.365513329373286]
[null,"2020-03-01",29.378895355703744,16.569494998229867,6.0787815127918066,3.45135110750476,6.7092649641749933,12.73207350592083,4.2675783891953873,79.187439833521395,null,"2020-03-01",30.656238632038679,17.289907824239858,6.3430763611740568,3.5693614311871436,7.000972136530426,13.285641919221733,4.453125275682142,82.598323580074037,null,"2020-03-01",28.420887898452531,16.029185378722367,5.880560376505116,3.3119069009459805,6.4904845849084163,12.316897195945151,4.1284182243303196,76.578340559809874]
[null,"2020-04-01",30.813286702299177,17.775697105890149,6.413955071710677,3.5263939495175065,7.13853848567281,13.666646914874766,4.4044560126299173,83.738974242594992,null,"2020-04-01",32.152994819790443,18.548553501798413,6.6928226835241844,3.6468250100390103,7.4489097241803224,14.260848954651927,4.5959541001355655,87.346908794119884,null,"2020-04-01",29.808505614180721,17.196054808958944,6.2048043628505463,3.3837220938398991,6.9057600567921735,13.220995385041892,4.2608324470006798,80.980674768664855]
[null,"2020-05-01",29.549988728094018,16.952153993593885,6.1823249533498723,3.4622139375163035,6.8011775700353434,13.110375009790641,4.2524151930942278,80.310649385474278,null,"2020-05-01",30.834770846706789,17.689204167228397,6.4511216904520383,3.5805746750700274,7.0968809426455746,13.680391314564144,4.4373028101852805,83.770246446852255,null,"2020-05-01",28.586402139134425,16.399366363367996,5.9807274005232456,3.3223025124624037,6.579400040577668,12.68286278121051,4.1137494802759376,77.6648107175522]
[null,"2020-06-01",31.184024401597046,18.425243856100838,6.5996690010588548,3.5416146380967217,7.3032783432218418,14.169047167903885,4.4273550952493075,85.650232503228509,null,"2020-06-01",32.53985154949256,19.226341415061736,6.8866111315396727,3.662536688572394,7.6208121842314851,14.785092696943183,4.6198487950427545,89.341094460883781,null,"2020-06-01",30.167154040675403,17.824420686880156,6.3844624031982402,3.39828812914689,7.0651279624646071,13.707013021124409,4.2829848204042218,82.829451063893927]
[null,"2020-07-01",30.034183385558901,17.696445474950647,6.4112671628039832,3.495808728684592,6.9583502331193214,13.577808448800033,4.3124845265704206,82.48634796048789,null,"2020-07-01",31.340017445800587,18.465856147774584,6.69001790901285,3.615253169179228,7.2608871997766817,14.168147946573942,4.4999838538126111,86.040163671930472,null,"2020-07-01",29.054807840377627,17.119387470332686,6.2022041031473307,3.3544523663761421,6.7314475081263003,13.135053825469594,4.1718600311387757,79.769213144968461]
[null,"2020-08-01",30.032793632326751,17.631236517418941,6.3936723908987494,3.4975187516001838,6.9594593133161267,13.602448686493078,4.3158757693640739,82.433005061417902,null,"2020-08-01",31.338567268514868,18.397812018176282,6.6716581470247807,3.617018354124355,7.2620445008516086,14.193859498949298,4.5035225419451201,85.984482329586299,null,"2020-08-01",29.05346340518566,17.056304891850928,6.1851830738042244,3.3560888399190207,6.7325204226645132,13.158890577150911,4.1751406899282886,79.717591900503535]
[null,"2020-09-01",31.240257729371422,18.556841964996469,6.6890133399250873,3.5752943626762428,7.3275871455123944,14.248223908745409,4.4894814793949296,86.126699930621953,null,"2020-09-01",32.598529804561473,19.363661180865872,6.9798400068783506,3.6973028558802872,7.6461778909694527,14.867711904777813,4.6846763263251425,89.837899970258391,null,"2020-09-01",30.221553672978875,17.951727553094411,6.4708933397101394,3.4305192634219157,7.0886440864195981,13.7836079117211,4.3430853441972683,83.290031171543305]
[null,"2020-10-01",29.947914934103785,17.414851153984213,6.3641344384353653,3.5076161426869232,6.8893007261742065,13.26920541087693,4.3433598005976073,81.736382606859038,null,"2020-10-01",31.249998192108293,18.172018595461786,6.6408359357586413,3.627441467504215,7.1888355403556918,13.846127385262884,4.532201531058373,85.257458647509893,null,"2020-10-01",28.971352490600403,16.84697557287603,6.1566083154429077,3.3657519346149325,6.6646496155380905,12.836513930087467,4.2017285027520339,79.043580361911864]
[null,"2020-11-01",31.581420546845415,18.980253244849983,6.7858267540529793,3.5954080126829302,7.4930149890821509,14.308510099809666,4.535020533540802,87.279454180863922,null,"2020-11-01",32.954525788012603,19.805481646799983,7.0808626998813686,3.7180653333065448,7.818798249477025,14.930619234583997,4.7321953393469238,91.040548291408456,null,"2020-11-01",30.551591615970022,18.361331943387487,6.5645497946816862,3.4497678102025087,7.2486775437859929,13.841928248728916,4.3871394291862105,84.40498638594282]
[null,"2020-12-01",30.159456783061362,17.773161115319429,6.4756525428460554,3.5333094815471617,6.9867091422609038,13.410490803003782,4.397043831809456,82.735823699848154,null,"2020-12-01",31.470737512759673,18.545907250768092,6.7572026534045779,3.6539636237470421,7.290479104967897,13.993555620525681,4.5882196505837785,86.300065416756738,null,"2020-12-01",29.175996235787615,17.193601513732922,6.2644899599271602,3.3903401836317197,6.7588816702306564,12.973192189862353,4.2536619677287115,80.010163720901147]
[null,"2021-01-01",29.264990766231239,15.898130991787157,5.9758696297214122,4.2082653633458413,6.460359208903645,12.257772874152801,4.2690204387399309,78.334409272882027,null,"2021-01-01",30.537381669110854,16.589354078386595,6.2356900484049511,4.3500899237619013,6.7412443918994542,12.790719520855093,4.4546300230329701,81.699109655451821,null,"2021-01-01",28.310697589071527,15.379713676837575,5.7810043157087581,4.0884697742704956,6.2496953216567865,11.858062889126078,4.1298132505201499,75.79745681719136]
[null,"2021-02-01",32.853764601619169,18.513437666763526,6.71534704955282,4.3423106203464776,7.6405780602001885,14.212316547567866,4.6980971282565251,88.975851674306568,null,"2021-02-01",34.282189149515652,19.318369739231503,7.0073186604029418,4.4899632354147405,7.9727771062958466,14.830243353983859,4.9023622207894162,92.803223465633963,null,"2021-02-01",31.782446190696806,17.909738612412543,6.496368341415228,4.2181439902819822,7.3914287756284427,13.74887144275587,4.5448983088568555,86.091895662047733]
[null,"2021-03-01",29.510968173579105,16.701054992819078,6.0872567050577606,4.1951516273565606,6.7515784833937618,12.945654511073304,4.2304636683424253,80.422128161621998,null,"2021-03-01",30.794053746343408,17.427187818593818,6.3519200400602713,4.3364060253383041,7.0451253739760986,13.508509055033011,4.4143968713138353,83.877598930658763,null,"2021-03-01",28.548653994005871,16.156455373488019,5.8887592038058765,4.0757836601069535,6.5314183154570085,12.523513603103522,4.0925137661138677,77.81709791608111]
[null,"2021-04-01",30.775102374624851,17.65866286426369,6.3881624865569702,4.2596434703056438,7.0642911957913164,13.690534446658146,4.3710515348914409,84.207448373092049,null,"2021-04-01",32.11315030395636,18.426430814883847,6.6659086816246651,4.403701861459087,7.3714342912605035,14.285775074773715,4.5610972537997645,87.827498281757926,null,"2021-04-01",29.771566427626215,17.082836901298567,6.1798528402562001,4.1381725081772611,6.8339338741894258,13.244103975571468,4.2285172457101989,81.478983772829324]
[null,"2021-05-01",29.509069465665611,16.764425591810149,6.1271083082892357,4.1902537202250585,6.7298480634039439,13.086828777328357,4.2126895093157319,80.620223436038088,null,"2021-05-01",30.792072485911937,17.493313661019283,6.3935043216931149,4.3312951657228247,7.0224501531171564,13.65582133286437,4.3958499227642411,84.08430704309292,null,"2021-05-01",28.546817200480863,16.217759539903295,5.9273112982363259,4.0710454673384344,6.5103964961190313,12.660084360676343,4.0753191992293489,78.008733561983647]
[null,"2021-06-01",31.106623161179503,18.262818973005366,6.5457197803600575,4.2659716571653163,7.2579604346758675,14.173621948066206,4.3883852213341852,86.001101175786502,null,"2021-06-01",32.459085037752523,19.056854580527332,6.8303162925496244,4.410305186877876,7.5735239318356866,14.789866380590821,4.5791845787834973,89.699135988917362,null,"2021-06-01",30.092276753749736,17.667292267363887,6.3322723962178822,4.1442943411175976,7.0212878118060029,13.711438623672743,4.2452857032472009,83.214147897175053]
[null,"2021-07-01",30.038136215480261,17.680391060795838,6.3942912712911939,4.2084926725088874,6.9440800061311077,13.670198118451886,4.2835903965356597,83.219179741194836,null,"2021-07-01",31.344142137892451,18.449103715613049,6.672303935260377,4.3503271159320365,7.2459965281368079,14.264554558384576,4.4698334572546017,86.796261448473899,null,"2021-07-01",29.058631773671124,17.103856569682929,6.1857817733143081,4.0886896711782255,6.7176426146268327,13.224430788502369,4.1439081009964536,80.522941291972245]
[null,"2021-08-01",30.01083940886382,17.573604019957774,6.3757445166836701,4.2078350962413502,6.9225584973307832,13.633658929288599,4.2918394728164184,83.016079941182412,null,"2021-08-01",31.315658513597022,18.337673759955933,6.6529508000177415,4.3496409493919987,7.2235393015625551,14.226426708822883,4.478441189025828,86.584331222373962,null,"2021-08-01",29.032225080313911,17.000551714959148,6.1678398041831155,4.0880535376150648,6.6968228941569539,13.189083094637885,4.1518881856593621,80.326464311525442]
[null,"2021-09-01",31.094066680598942,18.277545044812772,6.6151029073982466,4.2845973884847481,7.2317170532525719,14.122986655096481,4.4536515642145371,86.079667293858293,null,"2021-09-01",32.445982623233675,19.072220916326369,6.9027160772851248,4.4297407326024985,7.5461395338287689,14.737029553144152,4.6472885887456039,89.781118025166208,null,"2021-09-01",30.080129723622893,17.681538141177572,6.3993930299830861,4.1623127116331329,6.9959001928204234,13.662454481560728,4.3084237958162372,83.290152076614078]
[null,"2021-10-01",29.90789577760718,17.307488116776884,6.3190241847286348,4.2180874745616688,6.8677643683544805,13.259239439254683,4.3096257461310241,82.189125107414554,null,"2021-10-01",31.20823907228575,18.059987600115011,6.5937643666733567,4.3603390832914606,7.1663628191525017,13.835728110526627,4.4970007785715032,85.721421830616208,null,"2021-10-01",28.932638306598253,16.743113504273293,6.1129690482700916,4.0979715992510251,6.6438155302559663,12.826872935800729,4.1690944718006646,79.526475396250021]
[null,"2021-11-01",31.627562177293751,19.088095387499333,6.8028484696017459,4.3005445576774894,7.5168813832758934,14.421366237516443,4.5185658029858295,88.275864015850487,null,"2021-11-01",33.00267357630652,19.918012578260171,7.0986244900192128,4.4463812569775349,7.8437023129835399,15.048382160886719,4.7150251857243424,92.072801561158045,null,"2021-11-01",30.596228628034172,18.465657494428701,6.5810164542886458,4.1777398644391557,7.2717656859951587,13.951104294988731,4.3712212659319425,85.414733688106494]
[null,"2021-12-01",30.107721106771621,17.694306167306689,6.459128777172185,4.2365557678033454,6.9330172866509159,13.423543778331991,4.3777900090903374,83.232062893127079,null,"2021-12-01",31.416752459239952,18.463623826754805,6.7399604631361916,4.3796103458045135,7.2344528208531296,14.007176116520336,4.5681287051377426,86.80970473744668,null,"2021-12-01",29.125947592420371,17.117317922720602,6.2485050126991775,4.1158376655391677,6.7069406359992545,12.985819524690728,4.2350359870547809,80.535404341124092]
[null,"2022-01-01",29.293315600537195,15.951370838966659,5.9843939035051452,4.2145098834269561,6.4750097980943417,12.34287128957207,4.256520607841181,78.517991921943548,null,"2022-01-01",30.566938017951855,16.644908701530426,6.244584942787978,4.3556668142813262,6.7565319632288778,12.879517867379549,4.4415867212255797,81.889735028385587,null,"2022-01-01",28.338098787476198,15.431217442043833,5.7892506240430217,4.0952150165228787,6.2638681742434397,11.940386356216459,4.1177210228028818,75.975757423348711]
[null,"2022-02-01",32.978684468490705,18.751041996272527,6.7771595244021698,4.4218957137383699,7.7006395477764702,14.403674769155277,4.702854634401918,89.735950654237442,null,"2022-02-01",34.412540314946817,19.566304691762635,7.0718186341587836,4.5720694198236709,8.0354499628971841,15.029921498248983,4.9073265750280877,93.595431096866164,null,"2022-02-01",31.903292583648611,18.139594974654944,6.5561651920847064,4.2958382654110947,7.4495317364359313,13.933989722334996,4.54950067893229,86.827913153502578]
[null,"2022-03-01",29.404341001415691,16.505924580938665,6.0521536430094853,4.2051171241209309,6.6620852901814223,12.847644773287447,4.2202360337509415,79.897502446704578,null,"2022-03-01",30.682790610172891,17.22357347576208,6.3152907579229405,4.3458656741359079,6.9517411723632225,13.406238024299943,4.4037245569575028,83.329224271614478,null,"2022-03-01",28.445503794847784,15.967687909821096,5.8548008068243922,4.0861285428463976,6.4448433785450705,12.428699835028072,4.0826196413460183,77.310283909258828]
[null,"2022-04-01",30.777554443526284,17.650671770913718,6.3762040533902669,4.2708282476723713,7.0813517214862349,13.722573258075808,4.3610200646719992,84.240203559736685,null,"2022-04-01",32.115708984549165,18.418092282692569,6.6534303165811473,4.4144338030591506,7.3892365789421577,14.319206877992146,4.5506296327012157,87.860738476517554,null,"2022-04-01",29.773938537759122,17.075106387079572,6.1682843559971055,4.1496969123689871,6.8504380783942924,13.275098043138552,4.2188128886500857,81.511375203387729]
[null,"2022-05-01",29.577818264091121,16.925107697811438,6.1653514578153077,4.198231087446417,6.7774958542239627,13.221418249017507,4.2176296750130069,81.083052285418759,null,"2022-05-01",30.863810362529861,17.660981945542368,6.4334102168507545,4.3386802445625019,7.0721695870163082,13.796262520713919,4.401004878274442,84.566319755490156,null,"2022-05-01",28.613324190262055,16.373202012013234,5.9643073885387201,4.0794670508460529,6.5564905546297023,12.790285045245195,4.0800982725669304,78.457174514101894]
[null,"2022-06-01",31.042229769110076,18.138546189632791,6.5246418438133249,4.2742153363486413,7.193654453553922,14.100743595918361,4.3842754935472499,85.658306681924373,null,"2022-06-01",32.391891932984421,18.927178632660304,6.8083219239791211,4.4179681564604749,7.5064220384910492,14.713819404436549,4.5748961671797383,89.340498256191665,null,"2022-06-01",30.029983146204309,17.547071857362155,6.3118817836889765,4.1529735525014653,6.9590787648510757,13.640936739529717,4.2413099883228824,82.883235832460585]
[null,"2022-07-01",30.027025965167134,17.644809470226065,6.3797199919297407,4.2198833533960158,6.9475975087502899,13.654193988130709,4.2772795896505551,83.15050986725052,null,"2022-07-01",31.332548833217874,18.411975099366327,6.6570991220136415,4.3612739133794758,7.2496669656524757,14.247854596310301,4.4632482674614469,86.723666797401549,null,"2022-07-01",29.047883814129072,17.069435248370866,6.1716856443668151,4.1004132646451215,6.7210454160736504,13.208948531996011,4.1378030812923843,80.45721500087393]
[null,"2022-08-01",30.00835637571998,17.586665727612086,6.3757649845496767,4.220882183427749,6.9294374772673102,13.662456705722478,4.2887766358382953,83.072340090137573,null,"2022-08-01",31.313067522490414,18.351303367943046,6.6529721577909671,4.3623161708038918,7.2307173675832797,14.256476562493019,4.475245185222569,86.642098334327187,null,"2022-08-01",29.029823015642155,17.013187497363866,6.1678596046187097,4.1013795241323416,6.7034775595303335,13.216941813144571,4.1489252238000898,80.381594238232069]
[null,"2022-09-01",31.121932745160688,18.31496194109549,6.6241408533295338,4.2936816540980214,7.2333702766805441,14.163914860049793,4.4531682400797434,86.205170570493834,null,"2022-09-01",32.475060255819848,19.1112646341866,6.912146977387339,4.438280835851133,7.5478646365362181,14.779737245269349,4.6467842505179924,89.91113883556848,null,"2022-09-01",30.107087112166315,17.71773492127716,6.40813626028618,4.1718050990198883,6.9974995067887864,13.702048071135126,4.3079562322510556,83.412267202924511]
[null,"2022-10-01",29.891456383947734,17.298421865781457,6.3188527567988935,4.2275472680652246,6.8608154590410875,13.277030928768912,4.3085960794413785,82.182720741844676,null,"2022-10-01",31.191084922380245,18.05052716429369,6.5935854853553666,4.3692710417299541,7.159111783347222,13.854293143063213,4.4959263437649168,85.713799883934627,null,"2022-10-01",28.916734980123351,16.734342891897274,6.1128032103815384,4.1078272690533781,6.637093215811487,12.844084268048185,4.1680983811987247,79.520984216513938]
[null,"2022-11-01",31.528637551813414,18.914005386991843,6.758645231385918,4.3160920366728845,7.4628136377583685,14.352244475043978,4.5056624505723422,87.838100770238754,null,"2022-11-01",32.899447880153126,19.736353447295834,7.0524993718809581,4.4616655828857734,7.7872837959217751,14.976255104393715,4.7015608179885309,91.615066000519718,null,"2022-11-01",30.500529805558632,18.29724434176385,6.5382546260146386,4.1934847082499189,7.219461019135812,13.884236503031675,4.3587386750102004,84.991949678764726]
[null,"2022-12-01",30.110110560006259,17.693540601113948,6.4487875284516232,4.2507666555436696,6.9455578543546919,13.443250428027875,4.3696266955102576,83.261640323008336,null,"2022-12-01",31.419245801745657,18.462824975075424,6.7291695949060406,4.3934999677944182,7.2475386306309817,14.027739577072564,4.5596104648802687,86.839629012105348,null,"2022-12-01",29.128259128701711,17.11657732064284,6.2385009786108094,4.1302895025923076,6.719072272147474,13.004883566244358,4.2271388684827489,80.564721637422238]
[null,"2023-01-01",29.307422821498633,16.011808500889618,5.9978275113419084,4.2090870662359485,6.4882080339796113,12.402958322358446,4.2559422085375234,78.67325446484169,null,"2023-01-01",30.581658596346394,16.707974087884821,6.2586026205306871,4.3500082224298398,6.7703040354569843,12.942217379852289,4.440983174126111,82.051748116627138,null,"2023-01-01",28.351745990362801,15.489684310643216,5.8022461794503233,4.0899690303272305,6.2766360328715791,11.998514029238057,4.1171614843460818,76.12595705723929]
[null,"2023-02-01",32.911390665811915,18.648103873213227,6.754316306281674,4.4221657763918927,7.6554646031386957,14.373834297009012,4.6940636143430581,89.45933913618947,null,"2023-02-01",34.342320694760261,19.458890998135537,7.0479822326417452,4.5723512243316948,7.9883108902316815,14.99878361427027,4.898153336705799,93.306792991076989,null,"2023-02-01",31.83819314410065,18.040013529521485,6.5340668615116178,4.2960995216737423,7.4058298878189541,13.905122309063062,4.5409963225710008,86.560321576260506]
[null,"2023-03-01",29.483776436562184,16.652172193271074,6.0834233037676428,4.2005305469604224,6.7160947485559372,12.955246491529484,4.223490009713009,80.314733730359748,null,"2023-03-01",30.765679759890972,17.376179679935031,6.3479199691488448,4.341079680577117,7.0080988680583687,13.518518078117722,4.407120010135313,83.764596045863385,null,"2023-03-01",28.522348944065591,16.109166578273101,5.8850508047317422,4.081691527984602,6.4970916589291132,12.532792801588307,4.0857675093962804,77.713909824968738]
[null,"2023-04-01",30.749601460648158,17.619064586631264,6.3768120650448834,4.2660671427756025,7.0554687665077207,13.709658782664571,4.36222080843815,84.138893612710348,null,"2023-04-01",32.086540654589385,18.385110873006532,6.6540647635250956,4.4094656936016534,7.3622282780950137,14.305730903649986,4.5518825827180693,87.755023749185725,null,"2023-04-01",29.746897065192243,17.044529871849807,6.1688725411847241,4.1450910608927654,6.8253991328172523,13.262604691925509,4.2199744777282104,81.413368841590511]
[null,"2023-05-01",29.601774261669096,16.948592700238251,6.1704253931594044,4.1989720205274903,6.7859967091478914,13.244409041167073,4.218262723766677,81.168432849675881,null,"2023-05-01",30.888807925219918,17.685488035031213,6.4387047580793766,4.3394533921253622,7.0810400443282333,13.820252912522159,4.4016654508869655,84.655412518193245,null,"2023-05-01",28.63649901400597,16.395921199143526,5.9692158694694237,4.080183823065787,6.5647142077626333,12.812526137650755,4.0807106784264588,78.539770929524551]
[null,"2023-06-01",30.971752770665098,18.037545292561557,6.50133410724382,4.2720826191129779,7.163977586345756,14.048721710876118,4.3795514463218588,85.374965533127181,null,"2023-06-01",32.31835071721575,18.821786392238142,6.7840008075587672,4.4157427123884787,7.4754548727086139,14.659535698305511,4.5699667265967214,89.044837927011983,null,"2023-06-01",29.961804310752104,17.449364467804113,6.2893340820076089,4.1509103803930518,6.9303696215736119,13.590611220304071,4.2367399861157109,82.609134068950269]
[null,"2023-07-01",30.052658522740295,17.683546639635228,6.3834040304154565,4.2169367870618064,6.9658893524992358,13.691466950578095,4.2757985438991941,83.269700826829308,null,"2023-07-01",31.35929584981595,18.452396493532408,6.6609433360856931,4.3581992354655172,7.2687541069557229,14.286748122342358,4.4617028284165494,86.848039972614202,null,"2023-07-01",29.072680527433544,17.10690924921234,6.1752495511627785,4.0975627819957232,6.7387407866568694,13.245006071754895,4.1363703305111761,80.572519298727315]
[null,"2023-08-01",29.93565012733395,17.476769492228581,6.3501977854232239,4.2192376175088153,6.8904736605980199,13.595446363286184,4.2824209240017899,82.75019597038056,null,"2023-08-01",31.237200132870203,18.236629035368953,6.6262933413111886,4.3606001020189193,7.1900594719283681,14.186552726907321,4.4686131380888225,86.305947948493781,null,"2023-08-01",28.959487623181758,16.906874834873303,6.143126118507249,4.0997885853629388,6.665784302100259,13.152116590570332,4.1427767634365136,80.069954818032357]
[null,"2023-09-01",31.110643124556635,18.296053796536,6.6125336337617515,4.2928551686426033,7.2352820961446387,14.160075983982717,4.4464274296472892,86.15387123327163,null,"2023-09-01",32.463279782146046,19.091534396385388,6.9000350960992174,4.4374184162454799,7.5498595785857079,14.77573146154718,4.6397503613710844,89.857609092380102,null,"2023-09-01",30.096165631364567,17.699443346648955,6.3969075370086497,4.1710055641771469,6.9993489843138343,13.698334375809365,4.3014352308544428,83.362640670176958]
[null,"2023-10-01",29.962526023347728,17.4457498467522,6.3528756544248957,4.2266252527955732,6.9064823237282997,13.384516178455492,4.3131002043053757,82.591875483809545,null,"2023-10-01",31.265244546101972,18.20426070965447,6.6290876393998905,4.3683089388398839,7.2067641638903988,13.966451664475295,4.5006263001447397,86.140743962506662,null,"2023-10-01",28.985487131282042,16.876866699575501,6.1457166656936488,4.1069353194990423,6.6812709436067248,12.94806456394064,4.1724556324258524,79.916796956023461]
[null,"2023-11-01",31.495671060957545,18.870106340558838,6.7566041436578823,4.3110875166196267,7.4300980599352728,14.328920961346755,4.5064033643872765,87.698891447463197,null,"2023-11-01",32.865048063607865,19.690545746670086,7.0503695412082239,4.4564434750041126,7.7531458016715877,14.951917524883566,4.7023339454475908,91.469804098493043,null,"2023-11-01",30.468638308969798,18.254776785975398,6.5362800954951252,4.1886433790679627,7.1878122536330356,13.861673538694141,4.3594554285920388,84.857279790427498]
[null,"2023-12-01",30.098204555656388,17.657288536193924,6.4379361258689647,4.2475717030168436,6.9403836925382985,13.437326020819057,4.3655484191122458,83.184259053205722,null,"2023-12-01",31.406822145032748,18.424996733419746,6.7178463922110936,4.3901661042881654,7.2421395052573541,14.021557586941624,4.5553548721171255,86.758883339267854,null,"2023-12-01",29.116741363624111,17.081507388274552,6.2280034261123669,4.1271987333000535,6.7140668329990056,12.999152346227129,4.2231935793585853,80.489863669895797]
[null,"2024-01-01",29.510780434201632,16.393995639836543,6.0911822290697328,4.208712430848653,6.6124926767358625,12.655223069606972,4.2784513993759434,79.750837879675331,null,"2024-01-01",30.462741093369416,16.92283420886352,6.2876719783945596,4.3496172985474439,6.8257988921144364,13.063456071852352,4.4164659606461329,82.328585503787863,null,"2024-01-01",28.241499555311233,15.688877547800562,5.8291958966366249,4.0896066113112592,6.3280843895644265,12.110912399946455,4.0944319843490202,76.382608384919578]
[null,"2024-02-01",32.044752980281004,18.488035213291734,6.6657533434736003,4.418755143844745,7.5021743264211356,14.183635178058944,4.5787767883862163,87.881882973757399,null,"2024-02-01",33.078454689322321,19.084423445978558,6.8807776448759732,4.5687923034129323,7.7441799498540744,14.641171796706006,4.7264792654309327,90.724279095580798,null,"2024-02-01",30.666484034892569,17.692850903042622,6.3790542749371006,4.2928001054053055,7.1795001618438823,13.573586353196195,4.3818401523265944,84.166115985644254]
[null,"2024-03-01",29.667214220529271,16.93589098829451,6.185717049410143,4.2011580130026918,6.7747510139471947,13.111801946101799,4.2701597339342179,81.146692965219827,null,"2024-03-01",30.624221130868921,17.482210052433039,6.3852563090685335,4.3417344277516587,6.9932913692358118,13.534763299201854,4.4079068221256437,83.769383410685464,null,"2024-03-01",28.391205006743068,16.20746556944313,5.9196647031989542,4.0822985331776662,6.4833638735623689,12.54785347530172,4.0864969496789829,77.718348111105882]
[null,"2024-04-01",31.050758310003072,18.077986284085934,6.5149638243416197,4.2662074616567054,7.1990851987469018,13.973430973951498,4.4234011272353948,85.505833180021128,null,"2024-04-01",32.052395674841875,18.661147131959677,6.7251239477074769,4.4096121133036732,7.4313137535451874,14.424186811820899,4.5660914861784709,88.26987091935726,null,"2024-04-01",29.715241823551327,17.30043848692095,6.2347503265204738,4.1452268041581792,6.8894471256825192,13.372423190125627,4.2331473153112915,81.890675072270369]
[null,"2024-05-01",29.779584157533439,17.176596361768816,6.2595518816638345,4.1986629049963007,6.8413484113671998,13.344164250899214,4.2765253450137042,81.876433313242501,null,"2024-05-01",30.740215904550634,17.730680115374255,6.4614729101046011,4.3391308367884678,7.0620370697983983,13.774621162218539,4.4144777754980167,84.522635774332912,null,"2024-05-01",28.498741828177156,16.437818023628221,5.9903238437428081,4.0798847873888757,6.5470968667922662,12.770221702473442,4.0925887710346203,78.416675823237398]
[null,"2024-06-01",31.274457678579967,18.44829579989797,6.62448069255821,4.2702623214432975,7.2991800316014679,14.261015105629667,4.448492802350799,86.626184432061379,null,"2024-06-01",32.28331115208254,19.043402116023707,6.8381736181246024,4.4138432713418556,7.5346374519757084,14.721047850972557,4.5919925701685669,89.426408030689529,null,"2024-06-01",29.929319713909862,17.654820711730316,6.3395567918030178,4.1491494402560782,6.9852368044358135,13.647638111839143,4.2571597785937758,82.962881352568004]
[null,"2024-07-01",30.299026075730591,18.031366841986255,6.4983776111042948,4.2161126953512262,7.0715251271610553,13.875770766660255,4.3474584909837253,84.339637608977412,null,"2024-07-01",31.27641401365738,18.613023836889038,6.7080026953334642,4.3573393136805638,7.2996388409404425,14.323376275262195,4.487699087467071,87.065494063230148,null,"2024-07-01",28.995842158494863,17.25582418211588,6.2188774987987312,4.0967655628409227,6.7673735087885349,13.278963421857661,4.1604710290059304,80.774117361902526]
[null,"2024-08-01",30.2013298121236,17.784911983585808,6.4530167394601188,4.2171416325165847,6.9856037704530509,13.74376179204401,4.3535255342214558,83.739291264404628,null,"2024-08-01",31.175566257675968,18.35861882176599,6.6611785697652826,4.3584129872444173,7.210945827564438,14.187108946626074,4.4939618417769855,86.445793252419151,null,"2024-08-01",28.902347884720431,17.019969532678889,6.1754676323865647,4.0977609477074113,6.6851476943045318,13.152632252601258,4.166277124147415,80.199603068546494]
[null,"2024-09-01",31.369630960915806,18.578566595703418,6.7073806443607884,4.2904879432903975,7.3339164550326785,14.287982388526949,4.5189276715089788,87.086892659339014,null,"2024-09-01",32.381554540300179,19.177875195564813,6.9237477619208123,4.4349482680518735,7.5704944051950207,14.748885046221362,4.6646995318802347,89.902204749134299,null,"2024-09-01",30.020399521736628,17.779488462554877,6.4188911542807539,4.1687155309559909,7.0184791881495512,13.673445511601056,4.324565191013968,83.403984560292841]
[null,"2024-10-01",30.231301898444624,17.751122742030994,6.4491042055352272,4.2279759676855946,7.0121901067167949,13.559700785950463,4.383642908303913,83.615038614667611,null,"2024-10-01",31.206505185491221,18.323739604677151,6.6571398250686196,4.3697183804642528,7.2383897875786261,13.99711048872306,4.5250507440556511,86.317654016058583,null,"2024-10-01",28.931030849049158,16.987633591836111,6.1717233794907012,4.1082419893383015,6.7105905322343524,12.976487848920337,4.1950991273015941,80.080807318170557]
[null,"2024-11-01",31.792650764872043,19.206284982104282,6.8621725561385318,4.3112492601301309,7.5412177252306698,14.548629627176958,4.5811067847310278,88.843311700383666,null,"2024-11-01",32.818220144384036,19.825842562172159,7.0835329611752567,4.4566122508411601,7.7844828131413362,15.017940260311697,4.7288844229481564,91.715515414973808,null,"2024-11-01",30.425224925522702,18.380208208680436,6.5670253494228943,4.1887998483335585,7.2168642746831138,13.922882116330635,4.3840699337748532,85.085074656748205]
[null,"2024-12-01",30.427611098143796,18.058022277836574,6.5606667363466045,4.245745235116118,7.0705934444031771,13.698502162898055,4.4447168579523462,84.505857812696661,null,"2024-12-01",31.409146940019397,18.640539125508717,6.7723011471964929,4.3882602247395823,7.2986771039000518,14.140389329443151,4.5880948211120982,87.237408691919484,null,"2024-12-01",29.118896642309654,17.281333147607043,6.2784875218800833,4.1254318241352204,6.7664818984073403,13.109319274171256,4.2535462404060072,80.933496548916608]
[null,"2025-01-01",29.586729290569032,16.325300037174401,6.1008928189621372,4.2159502927484063,6.5918185968449112,12.632336136366829,4.3315207367542143,79.784547909419928,null,"2025-01-01",30.859276786937585,17.027463479633511,6.3632968111755606,4.3345863965999385,6.8753376762790985,13.17566242180196,4.5178227039264378,83.153446276354089,null,"2025-01-01",28.632318668292609,15.798677455330065,5.9040898248020683,4.0756717126307596,6.3791792872692685,12.22484142229048,4.1917942613750458,77.206572631990298]
[null,"2025-02-01",33.222334698751339,18.945707086674194,6.8537904119844653,4.3573798817656684,7.7553680701388714,14.58586372908375,4.7755231627151256,90.495967041113417,null,"2025-02-01",34.651252320203007,19.76057620868168,7.1485770963708939,4.4805782304242108,8.0889322882093602,15.213212706678748,4.9809220084233017,94.3240508589912,null,"2025-02-01",32.150646482662587,18.334555245168577,6.6327003986946451,4.2110183085720108,7.5051949065860049,14.115351995887499,4.621474028433993,87.570941366005314]
[null,"2025-03-01",29.691795703833389,16.803995913366883,6.1411639504748212,4.2158394940345438,6.7791678999765308,13.072309601648666,4.2891204431361185,80.993393006470939,null,"2025-03-01",30.968862185718692,17.526748425769757,6.4053000343662108,4.3344720237340173,7.0707450139540162,13.634559476988391,4.4735987417656293,84.414285902296697,null,"2025-03-01",28.733995842419407,16.261931529064725,5.9430618875562775,4.0755656794529784,6.5604850644934167,12.650622195143868,4.1507617191639854,78.376423917294645]
[null,"2025-04-01",31.026752611212711,17.872360438548736,6.4520718633671539,4.2853262173054691,7.158462955925172,13.903590263170958,4.4298288380575332,85.128393187587719,null,"2025-04-01",32.36123659449067,18.641064113325019,6.7295803306087514,4.4062002542072314,7.46635383574991,14.501594145457879,4.6203591106621582,88.726388384501647,null,"2025-04-01",30.025889623754228,17.295832682466514,6.2439405129359544,4.1420637264541869,6.9275447960566181,13.455087351455763,4.2869311336040647,82.377289826727335]
[null,"2025-05-01",29.838741367004218,17.1356293616135,6.2332112408661606,4.2172122106909935,6.855517091566349,13.38463235797934,4.2811000972381859,81.946043726958749,null,"2025-05-01",31.122128092466763,17.872645678242037,6.5013063480001891,4.3358890215729335,7.1503780417412459,13.960315470150494,4.4652334347538076,85.407896086927479,null,"2025-05-01",28.876201322907306,16.582867124142098,6.0321399105156397,4.0768793545328066,6.6343713789351764,12.952870023850974,4.1430000941014704,79.298329208985464]
[null,"2025-06-01",31.322500734277487,18.401412269861133,6.6055841171335281,4.2923519811503175,7.2935181941369693,14.300501908344952,4.4520220658383067,86.6678912707427,null,"2025-06-01",32.669705066934583,19.192870862113224,6.889695261956474,4.413452655595461,7.6072179014116763,14.915577259241505,4.6435068858743618,90.33202589312728,null,"2025-06-01",30.312097484784658,17.807818325672063,6.3925007585163156,4.1487873069078578,7.0582434136809376,13.839195395172531,4.308408450811263,83.867051135545623]
[null,"2025-07-01",30.216553799730328,17.730072857442789,6.4171920965759019,4.2394698430767495,6.9829537182465158,13.759675783321555,4.3315113757632551,83.677429474157094,null,"2025-07-01",31.516190522299372,18.492656636257529,6.6932003587942202,4.3588646421001638,7.2832958136549681,14.351489795507428,4.5178129403122123,87.213510708925909,null,"2025-07-01",29.241826257803542,17.158135023331731,6.2101858999121635,4.0981796693965933,6.7576971466901776,13.315815274182151,4.1917852023515367,80.973624473667897]
[null,"2025-08-01",30.222672789186529,17.708554030835899,6.4130777135379216,4.2403514471878312,6.991619277368275,13.787627206808494,4.3385233233913585,83.702425788316319,null,"2025-08-01",31.522572694097779,18.470212268721312,6.6889090130449294,4.359774685053539,7.2923340849970177,14.380643430757244,4.5251264770856103,87.239572653757421,null,"2025-08-01",29.247747860503093,17.137310352421839,6.2062042389076666,4.0990233550512851,6.7660831716467182,13.342865038846929,4.1985709581206683,80.997804975498198]
[null,"2025-09-01",31.39844607907434,18.571886187356863,6.6955339255661999,4.3144441588065483,7.3320894198100035,14.395725547772701,4.5096861215663271,87.217811439952982,null,"2025-09-01",32.748916878174306,19.370676991114145,6.9835138793539926,4.4362574841438276,7.6474481045330132,15.01489653907475,4.7036511160422965,90.905360992436343,null,"2025-09-01",30.385592979749358,17.9727930845389,6.4795489602253546,4.1699292833745734,7.0955704062677452,13.931347304296162,4.3642123757093474,84.398994394161434]
[null,"2025-10-01",30.191540996380226,17.600378439358227,6.4081944451244341,4.2513161526463925,6.9557678747291298,13.545990040491299,4.3685343048303062,83.321722253560026,null,"2025-10-01",31.490101899450337,18.357383963631698,6.6838157115813983,4.3710930906881833,7.254940686545436,14.128613268039311,4.5564282534251568,86.842376873361516,null,"2025-10-01",29.217620319077632,17.03262429615312,6.2014784952817097,4.1095164602750698,6.7313882658668991,13.109022619830288,4.2276138433841668,80.629264299868879]
[null,"2025-11-01",31.685633175771478,18.936676326327895,6.7846626871704734,4.3359985830018841,7.470961645097983,14.438468262694652,4.5545099844952075,88.206910664559572,null,"2025-11-01",33.048456108062716,19.751157028535545,7.0764761360810295,4.4585072123454648,7.7922933287581095,15.059477650337429,4.7504028870541397,91.936770351174417,null,"2025-11-01",30.66351597655304,18.325815799672156,6.5658026004875545,4.1905566355615083,7.2299628823528854,13.972711221962564,4.4075903075760063,85.355955424165714]
[null,"2025-12-01",30.381356997178418,17.911054409692124,6.5058345830422395,4.2721275585277798,7.042862174238631,13.657429689047152,4.4183431906452251,84.189008602371572,null,"2025-12-01",31.688082029315115,18.681422341291778,6.7856554253236245,4.3925758322431641,7.3457809774316898,14.244846019758857,4.6083794569095353,87.746742082273755,null,"2025-12-01",29.401313223075885,17.333278460992371,6.295968951331198,4.129432751925,6.8156730718438352,13.216867441013372,4.2758159909469917,81.468349891128653]
[null,"2026-01-01",29.772292881943294,16.61753630062163,6.1611455811991815,4.2336697757641168,6.6825498961840806,12.857223913422974,4.3327529715124307,80.657171320647706,null,"2026-01-01",30.722472442005309,17.147883203832954,6.3577778869821326,4.3747104841835132,6.8958227652112303,13.267560846830087,4.4710323216670815,83.237259950712314,null,"2026-01-01",28.505386801860599,15.910407096339855,5.8989691734885774,4.1144620756862693,6.3981860708145444,12.310108002213484,4.1483805046395608,77.285899725042896]
[null,"2026-02-01",33.389821130136262,19.225984157686373,6.9397288694175741,4.4458577274982298,7.8007666195347847,14.800498327139293,4.7932951675352315,91.395951998947751,null,"2026-02-01",34.455453719395919,19.839579396761462,7.1612095780160061,4.5960247994330725,8.0497272563284472,15.272854656728841,4.9462726728820998,94.321122079545859,null,"2026-02-01",31.968977677790036,18.407857172252907,6.6444212579529971,4.3198052547837991,7.4688191038099001,14.170689887686555,4.5893251604060721,87.569895514682273]
[null,"2026-03-01",29.945122333052659,17.170488050738605,6.2490139904071942,4.2232920404171175,6.871615170524028,13.327634749147949,4.3192006972745043,82.106367031562058,null,"2026-03-01",30.900817726660723,17.718482350230261,6.4484506071223171,4.3638863946280413,7.0909220376684114,13.752984794333521,4.4570475280385837,84.732591438681865,null,"2026-03-01",28.670861808241906,16.439828984749727,5.9830985014536964,4.1044191059956248,6.5792060143315156,12.760501355567184,4.1354049229223975,78.673320693262042]
[null,"2026-04-01",31.223017096875552,18.13202686518256,6.5433668574709145,4.2891985250080253,7.2187152400781534,14.062114836178749,4.4680186835427911,85.936458104336751,null,"2026-04-01",32.219496365924769,18.710708573645832,6.7521977146242413,4.432627566728236,7.4490997690168168,14.51090573520573,4.6106150245069228,88.685650749652552,null,"2026-04-01",29.894378071476591,17.360451253898194,6.2649257145998112,4.1681995749545688,6.911535868159933,13.463726970809439,4.2778902289239484,82.341107682822496]
[null,"2026-05-01",30.040026994489434,17.372856311823789,6.3121780652399515,4.2204186682870439,6.9211127285742267,13.529914985359477,4.3209420459948333,82.717449799768758,null,"2026-05-01",30.99875126027101,17.92730917283944,6.5136305566837791,4.3608894365999005,7.1419993050180848,13.961720782764568,4.4588444517180728,85.363144965894861,null,"2026-05-01",28.761727973447332,16.633585830469585,6.0435747433148466,4.1016384232891028,6.626597293315748,12.954173922152689,4.1370721716971808,79.258370357686488]
[null,"2026-06-01",31.490059031541708,18.604487777158582,6.6752568010515594,4.2953381046027417,7.3557866826313267,14.432838985616765,4.4951430081775197,87.348910390780205,null,"2026-06-01",32.495060915527077,19.198248025365768,6.8882969117234172,4.4390312142625099,7.5905458320770061,14.893461506434319,4.6386050190768016,90.143249424466916,null,"2026-06-01",30.150056519561211,17.812807446215665,6.391203320155749,4.1741411035946161,7.0427744833704189,13.818675624526691,4.3038603269784756,83.69351882440283]
[null,"2026-07-01",30.471290008118345,18.075459732356745,6.518755582633446,4.2355979049864505,7.0921280252882388,13.972365252760257,4.3841499223493114,84.749746428492784,null,"2026-07-01",31.443777987100841,18.652336106793658,6.7268009735685546,4.3767215436949805,7.3184725367336059,14.418291803380264,4.5240696007221608,87.460470551994064,null,"2026-07-01",29.174639369475006,17.306291233107519,6.241361728053298,4.1163280071917541,6.790335343361078,13.377796518600244,4.1975903511855099,81.204342550974417]
[null,"2026-08-01",30.406206392696586,17.902793520979831,6.4855085827764203,4.2365729955625522,7.0430250034992179,13.882041967312901,4.3900771370124225,84.34622559983994,null,"2026-08-01",31.376617235016678,18.474159271649391,6.6924928992480064,4.3777385736506984,7.2678023972279142,14.325085859886714,4.53018598181069,87.04408221849009,null,"2026-08-01",29.112325269603112,17.140972520087072,6.2095294941476356,4.117271643233142,6.7433218118609535,13.29131677721448,4.2032653439480638,80.818002860094452]
[null,"2026-09-01",31.62161031230686,18.7976941815304,6.7684873237013683,4.3126154767491283,7.4111969173801358,14.502748636962451,4.5628021766005293,87.977155025230871,null,"2026-09-01",32.630810641423032,19.397620591579241,6.9845028765854531,4.4570516991893854,7.6477244785731164,14.965602316865505,4.7084235226622475,90.791736126877964,null,"2026-09-01",30.27600987348529,17.997792301465275,6.4804665865225868,4.1908611411556356,7.0958268357894916,13.885610397091709,4.3686403818515709,84.295207517361561]
[null,"2026-10-01",30.423485167812306,17.8567795722903,6.4874037591351543,4.2473058687517735,7.0435705008637095,13.70168633392354,4.422012251973122,84.182243454749909,null,"2026-10-01",31.394447460402048,18.426676792682539,6.6944485599586132,4.388933075794295,7.2683653040827609,14.138974195644501,4.5631403025680077,86.874985691132764,null,"2026-10-01",29.128868777692631,17.096916611767305,6.2113440247038696,4.127658294706583,6.7438440965716344,13.11863585162892,4.2338415178466056,80.661109174917542]
[null,"2026-11-01",32.005613287462261,19.338754492495777,6.9030593592439988,4.3282015070962956,7.5958705874576067,14.700171624044073,4.6205995858993285,89.49227044369934,null,"2026-11-01",33.027069030679144,19.955948784809472,7.1233697643262532,4.4733080964332048,7.8382919891849765,15.169326037577394,4.7680655301301575,92.35537923314061,null,"2026-11-01",30.64367229650642,18.515828769410852,6.6093121524676581,4.2059443963303131,7.2726420518211121,14.074632405999644,4.4239783269248898,85.746010399460886]
[null,"2026-12-01",30.596794364635116,18.127377091398756,6.5853416658051893,4.2643318755726423,7.1022331340824056,13.816742279812212,4.478132127911211,84.970952539217535,null,"2026-12-01",31.573287801804312,18.705910402826365,6.7955121445010969,4.4066913839838024,7.328900148999927,14.257702139806215,4.6210512383764613,87.689055260298176,null,"2026-12-01",29.294803115076171,17.355999342828589,6.3051143608773073,4.1441350755009712,6.8000104475257057,13.228795799820201,4.2875733139575427,81.416431455586476]
[null,"2027-01-01",30.022377816944193,16.87076458634456,6.2410340078509314,4.2350055273324907,6.7730017925478929,13.039756958050843,4.3919572582777944,81.573897947348698,null,"2027-01-01",30.97045290590032,17.403525573281751,6.4381192923093806,4.3535590596409808,6.9868860596809839,13.45153875672613,4.5306506453813036,84.134732292920845,null,"2027-01-01",28.758277698336016,16.160416603761629,5.9782536285729968,4.0948370426055689,6.4878227697037714,12.490714559817125,4.2070327421397815,78.177355044936903]
[null,"2027-02-01",33.63894955114386,19.459235354121294,7.0177884471070282,4.4523896789770632,7.8830127365513141,14.973560204418352,4.8580653833336154,92.283001355652516,null,"2027-02-01",34.701232168548394,20.073737523198805,7.2394028191209321,4.5778810033593151,8.1319499808634585,15.446409474031558,5.0114779743862536,95.182090943508712,null,"2027-02-01",32.222572727937795,18.639899128684608,6.7223026177551519,4.3029708048184574,7.551096410801784,14.343094511600736,4.6535152619300941,88.435451463528636]
[null,"2027-03-01",30.194714362448376,17.413989063978505,6.3250782189380486,4.2328694509157341,6.9564341050242176,13.503722303747768,4.3788341977459817,83.005641702798641,null,"2027-03-01",31.148231658104631,17.96390450810414,6.5248175311150396,4.3513548105726256,7.1761109714986659,13.93015563965559,4.5171131724116433,85.611688291462329,null,"2027-03-01",28.923357968240023,16.680768471810989,6.0587591360353947,4.0927918630576112,6.6635316163916194,12.935144522537335,4.1944622315250983,79.548815809598082]
[null,"2027-04-01",31.480798849120948,18.387378871026222,6.6241580473811004,4.3013313779864664,7.3072874691069822,14.256334679435598,4.5305429938264536,86.887832287883782,null,"2027-04-01",32.47492933909318,18.968032940637571,6.8333419857194482,4.4220016927626364,7.5380439154998315,14.706534721944086,4.6736127725788661,89.616497368235613,null,"2027-04-01",30.155291529157957,17.613173444877749,6.3452461295966325,4.1583405166359722,6.9996122072498448,13.65606795609094,4.3397832888232335,83.267515072432317]
[null,"2027-05-01",30.273225348797002,17.57319653332026,6.3792945238091514,4.2328075963325045,6.99105657848623,13.679167060445673,4.3793704661337305,83.508118107324563,null,"2027-05-01",31.229221938759,18.128139581740896,6.5807459298241744,4.3512909819069527,7.2118267862278982,14.111140757091322,4.5176663755905837,86.130032351140827,null,"2027-05-01",28.998563228847647,16.833272468759407,6.1106926491224494,4.0927326405843054,6.6966963014973349,13.103202131584801,4.1949759201912578,80.030135340587194]
[null,"2027-06-01",31.769442036734208,18.856491103681435,6.7529626773685889,4.3089436583308096,7.4478346280328926,14.611805158193983,4.5568085098764302,88.304287772218345,null,"2027-06-01",32.772687574736331,19.451959243797685,6.9662141303381215,4.4298569182243526,7.6830294057602453,15.073230584242213,4.7007077259777894,91.077685583076743,null,"2027-06-01",30.431781319398024,18.062533583526424,6.4686274067425424,4.1656288701571516,7.1342415910630859,13.99657125679634,4.3649428884079482,84.624326916091519]
[null,"2027-07-01",30.709170500841353,18.273187787594843,6.5846476038331598,4.2525230765438753,7.162275055616794,14.121154641387365,4.4422513682351807,85.545210034052559,null,"2027-07-01",31.678933779815278,18.85023582299257,6.7925838439542039,4.3716356795718774,7.3884521626362689,14.567085840589066,4.5825329903899741,88.231460119949247,null,"2027-07-01",29.416152795542764,17.503790407064532,6.3073992836717618,4.1116091641909369,6.8607055795908218,13.526579709118421,4.2552092053621191,81.981446144541366]
[null,"2027-08-01",30.713527771379308,18.209924388699886,6.5754406970908867,4.2534110813311283,7.1504920656134718,14.116179458686364,4.4523157383975116,85.471291201198554,null,"2027-08-01",31.683428648370224,18.784974632553563,6.7830861927884909,4.3725520249374474,7.3762970782117909,14.561953546855403,4.5929151827679586,88.155207306484868,null,"2027-08-01",29.420326602058068,17.443190730228313,6.2985800361607422,4.1124593815404351,6.8494187154823782,13.521814007794305,4.2648498125702474,81.910639285834478]
[null,"2027-09-01",31.823404063994833,18.920608845606729,6.8200086796784332,4.3300189712094843,7.4523023243347692,14.620534256698717,4.6197846778256517,88.58666181934862,null,"2027-09-01",32.828353666015715,19.518101756520618,7.0353773748261705,4.4516048474714953,7.6876381872084965,15.082235338489198,4.7656726150201445,91.368983785551848,null,"2027-09-01",30.483471261300313,18.123951631054862,6.532850419481445,4.1858073612112019,7.1385211738364625,14.004932814311399,4.4252674282329911,84.89480208942868]
[null,"2027-10-01",30.680098069177649,18.055981476238518,6.5463563347656688,4.2648108692819964,7.1254907901106117,13.872975336191043,4.475397876712802,85.021110752478293,null,"2027-10-01",31.648943271362196,18.62617036496183,6.7530833769161607,4.384315635908024,7.3505062887456818,14.31106929417602,4.6167262307142574,87.690814462784175,null,"2027-10-01",29.388304466264902,17.295729624607421,6.2707202785650074,4.1233740721316918,6.8254701252638483,13.288850058877735,4.2869600713775258,81.479408697088118]
[null,"2027-11-01",32.250192062826841,19.535405342660201,6.9656642504222734,4.3499343484828312,7.6697906441918029,14.872891575726603,4.676849132307038,90.320727356617581,null,"2027-11-01",33.268619180600311,20.152312879796831,7.1856325951724473,4.4721558218918638,7.9119945592715402,15.342561836012699,4.8245391049062052,93.157815977651907,null,"2027-11-01",30.892289239128864,18.712861959811349,6.6723731240887032,4.2048752756218519,7.3468520907521473,14.246664562011798,4.479929168841478,86.55584542025619]
[null,"2027-12-01",30.870762435046259,18.367878448639985,6.6576303009006734,4.2838994829946788,7.1855792973551029,14.018302991579521,4.5341650305603673,85.918217987076588,null,"2027-12-01",31.845628617205609,18.947916715439138,6.8678712577712187,4.4040134606966426,7.4124923277978931,14.460986243945186,4.677349189420168,88.616257812275862,null,"2027-12-01",29.570940858833783,17.594494092907773,6.3773090250732762,4.1416504044097913,6.8830285900980446,13.428058655091961,4.343252818747299,82.338734445161933]
[null,"2028-01-01",30.341186167621078,17.199578811408511,6.3381884586294115,4.2543411822645973,6.882696337190521,13.299001891160264,4.4545930371363029,82.769585885410677,null,"2028-01-01",31.289348235359224,17.73706564926502,6.5362568479615781,4.3728227367577297,7.0977805977277226,13.714595700259018,4.5937990695468107,85.341668836877091,null,"2028-01-01",29.076970077303528,16.482929694266485,6.0740972728531855,4.1142686679581528,6.5959173231409158,12.744876812361918,4.2689849939222899,79.358044841806475]
[null,"2028-02-01",32.847811283733442,19.175589775785699,6.8954116548896147,4.4738800333958153,7.7310014666883422,14.750690460695244,4.7654707182211702,90.63985539340932,null,"2028-02-01",33.874305386350095,19.774826956278996,7.1108932691049125,4.5992943937141444,7.9725952625223497,15.211649537591965,4.9143916781655808,93.45795648372804,null,"2028-02-01",31.47915248024454,18.376606868461291,6.6081028359358793,4.3245637779891091,7.4088764055763257,14.136078358166271,4.5669094382952871,86.900290164668704]
[null,"2028-03-01",30.474709281226861,17.635363612633505,6.4045806975715314,4.2528325462839058,7.0254673352777841,13.685751141857347,4.4440681190161104,83.922772733867049,null,"2028-03-01",31.427043946265186,18.186468725528297,6.60472384437064,4.3712664596408057,7.2450131895052117,14.113430865040383,4.5829452477353616,86.530892278085901,null,"2028-03-01",29.204929727842405,16.900556795440441,6.1377231685060503,4.1128235534924382,6.7327395296412078,13.115511510946623,4.2588986140571041,80.463182899926267]
[null,"2028-04-01",31.805250029286292,18.673850019404394,6.7132120461423401,4.322391928791216,7.4136292012766631,14.478860189167184,4.5997181828168845,88.006911596884962,null,"2028-04-01",32.799164092701474,19.257407832510772,6.9229999225842844,4.4430224542272931,7.6453051138165558,14.931324570078653,4.7434593760299091,90.742683361948949,null,"2028-04-01",30.480031278066022,17.895772935262542,6.4334948775530743,4.1794541198941761,7.104727984556801,13.875574347951881,4.408063258532847,84.377118801817346]
[null,"2028-05-01",30.651249594637083,17.971812573169423,6.4972500498281471,4.2526447261242737,7.1249033615810013,13.980678627847508,4.4551101581362333,84.933649091323673,null,"2028-05-01",31.609101144469481,18.533431716080958,6.7002891138852734,4.3710727083182377,7.3475565916304033,14.417574834967738,4.5943323505779885,87.573358459930077,null,"2028-05-01",29.374114194860535,17.222987049287358,6.2265312977519729,4.1126436415500525,6.828032388181791,13.398150351687194,4.2694805682138899,81.431939491532802]
[null,"2028-06-01",32.050451993752354,19.062143619350572,6.8318657905412481,4.3299870822443758,7.5092434199128162,14.780718235123276,4.6293165872108091,89.193726728135459,null,"2028-06-01",33.052028618557102,19.657835607455265,7.0453615964956589,4.4508574546316062,7.7439072767850892,15.242615679970871,4.7739827305611451,91.966588964456747,null,"2028-06-01",30.715016494012669,18.267887635210961,6.5472047159353624,4.1867294774124666,7.1963582774164481,14.16485497532647,4.4364283960770248,85.51447997139141]
[null,"2028-07-01",31.02935088319612,18.529023812046823,6.6638902965929221,4.2725276401438688,7.2635093797765666,14.323839831842669,4.5104360720203376,86.592577915619316,null,"2028-07-01",31.999018098295984,19.108055806173279,6.8721368683614479,4.3915835038331874,7.4904940478945807,14.771459826587746,4.651387199270971,89.284135350417202,null,"2028-07-01",29.736461263062939,17.756981153211534,6.3862282009015487,4.1316893802425074,6.9608631556192089,13.727013172182556,4.3225012356861567,83.021737560906459]
[null,"2028-08-01",31.041651990097353,18.50060994970621,6.6653077126554221,4.2746433597345153,7.2560249537670245,14.342310359066778,4.5235157065259815,86.604064031553278,null,"2028-08-01",32.011703614787891,19.078754010634519,6.8735985786759022,4.3937660356214341,7.4827757335722422,14.79050755778761,4.6648755723549167,89.295981103434514,null,"2028-08-01",29.748249823843295,17.729751201801783,6.3875865579614457,4.1337160169030209,6.9536905806933982,13.744714094105658,4.3350358854207309,83.032744160729351]
[null,"2028-09-01",32.184149130441909,19.236897251703159,6.9187018952568282,4.3497271356076208,7.5575530961117581,14.868551226808979,4.6950903680652099,89.810670103995463,null,"2028-09-01",33.189903790768213,19.838050290818874,7.1349113294836002,4.4712208781010592,7.7937266303652466,15.333193452646752,4.8418119420672463,92.602818314250996,null,"2028-09-01",30.843142916673497,18.435359866215524,6.6304226496211252,4.2056383706341016,7.2426550504404332,14.249028259025268,4.4994616027291592,86.105708715339105]
[null,"2028-10-01",30.998107925344705,18.317672072845223,6.6319495773018362,4.2831356714389104,7.2168032920945242,14.094925494157936,4.5464288661200536,86.089022899303188,null,"2028-10-01",31.96679879801172,18.890099325121628,6.8391980015925169,4.4025265255901793,7.4423283949724759,14.535391915850367,4.6885047681863039,88.764847729325197,null,"2028-10-01",29.706520095122002,17.554435736476666,6.3556183449142587,4.1418507575882844,6.9161031549239178,13.507636931901352,4.3569943300317169,82.539159350958187]
[null,"2028-11-01",32.529619991743211,19.702863754838315,7.0260970277566761,4.3695835468251598,7.7363271538739156,15.047532482935129,4.7429075038003976,91.154931461772804,null,"2028-11-01",33.546170616485171,20.318578247177005,7.2456625598740692,4.4917043338833622,7.9780873774324723,15.517767873026845,4.8911233632941578,93.989094371173067,null,"2028-11-01",31.174219158753903,18.881911098386716,6.7333429849334809,4.2246587224319558,7.4139801891291679,14.42055196281283,4.545286357808715,87.393950474256769]
[null,"2028-12-01",31.204461993347135,18.635199080758941,6.735787288031295,4.3033484528093213,7.2902891343143468,14.25220984885547,4.5998893496875688,87.02118514780409,null,"2028-12-01",32.179601430639224,19.217549052032645,6.9462806407822697,4.4233776053196552,7.5181106697616658,14.697591406632197,4.7436358918653028,89.726146697032959,null,"2028-12-01",29.904276076957665,17.85873245239398,6.4551294843633222,4.1612124744799406,6.9865270870512468,13.658367771819822,4.4082272934505857,83.432472640516551]
[null,"2029-01-01",30.05504914657967,16.424021593979003,6.1606752631553681,4.2759012959752649,6.6492821123704111,12.875675069680982,4.4548900592627474,80.895494541003444,null,"2029-01-01",31.333987408136235,17.122916129892996,6.42283165733219,4.3943818865276896,6.9322302873648942,13.42357613647591,4.6444598490186078,84.274383354748522,null,"2029-01-01",28.776110885023087,15.725127058065004,5.8985188689785444,4.1358300669230976,6.3663339373759253,12.327774002886045,4.2653202695068861,77.495015088758592]
[null,"2029-02-01",33.712465490432912,18.971396000760844,6.8688715075545739,4.4212574854080078,7.8367881312381247,14.833906618981947,4.8838039001575382,91.528489134533942,null,"2029-02-01",35.147038490025786,19.778689447601721,7.1611639121313626,4.5442804568802062,8.1702684772482552,15.465136687874789,5.0916253427174309,95.358202814479554,null,"2029-02-01",32.277892490840017,18.164102553919953,6.5765791029777825,4.2751297484628097,7.5033077852279906,14.202676550089096,4.6759824575976419,87.675670689115293]
[null,"2029-03-01",30.128810248839134,16.889333041553311,6.1607965407155056,4.2750154130680036,6.8692739559911091,13.34461604208987,4.3754750749939388,82.043320317250874,null,"2029-03-01",31.410887280704618,17.608028064598127,6.4229580956395678,4.3934683197795756,7.1615834860332823,13.912472043880925,4.5616655037170837,85.471062794353173,null,"2029-03-01",28.846733216973639,16.170638018508487,5.8986349857914417,4.1349810958036377,6.576964425948935,12.776760040298813,4.1892846462707931,78.593996429595748]
[null,"2029-04-01",31.444026575586712,17.912829945923988,6.4625988077659731,4.3459849595685496,7.2109635264425673,14.156921746642764,4.5070299008301387,86.040355462760687,null,"2029-04-01",32.782070259654226,18.675078028729263,6.737603012351757,4.4666556646082638,7.5178130382060795,14.75934394862756,4.6988184072484414,89.637382359425587,null,"2029-04-01",30.10598289151919,17.15058186311871,6.1875946031801865,4.2029935778666623,6.9041140146790534,13.554499544657965,4.3152413944118342,82.421007889433611]
[null,"2029-05-01",30.270986209913456,17.25399087296115,6.2592666834429256,4.278429912714607,6.9336860971605825,13.701600151159258,4.3484449533278156,83.046404880679788,null,"2029-05-01",31.559113282675721,17.988203250533957,6.525618457206452,4.3969895225401361,7.2287365693801791,14.2846469661022,4.533485164107721,86.516793212546361,null,"2029-05-01",28.982859137151181,16.519778495388334,5.9929149096793966,4.1382533246316333,6.6386356249409824,13.118553336216312,4.1634047425479075,79.554399570555759]
[null,"2029-06-01",31.635472116117214,18.320343933589218,6.5872638827198911,4.3549193584409034,7.298478525679811,14.510520968714873,4.5047845783836973,87.211783363645594,null,"2029-06-01",32.981662418930696,19.099933037146194,6.8675729841122237,4.4758692634453787,7.6090520799640551,15.127989946106988,4.6964775391659801,90.858557268871522,null,"2029-06-01",30.289281813303706,17.540754830032224,6.3069547813275539,4.2115557101193346,6.9879049713955625,13.893051991322748,4.3130916176014118,83.54259571510255]
[null,"2029-07-01",30.620586222721172,17.818973995446683,6.4292859435679244,4.2958566223306658,7.051066250504384,14.079050772090687,4.378574036561047,84.673393843222556,null,"2029-07-01",31.923589891773126,18.577228208018877,6.7028725794644304,4.4149608168316963,7.3511116228662692,14.678159315583903,4.5648963359891761,88.212818770527463,null,"2029-07-01",29.317582553669208,17.060719782874482,6.1556993076714175,4.1549539213470226,6.7510208781424943,13.479942228597464,4.1922517371329171,81.112170409435009]
[null,"2029-08-01",30.585256916757743,17.814851432204197,6.4390986624836444,4.2992444521922035,7.0455079337708453,14.117146352136185,4.3866834255253355,84.687789175070151,null,"2029-08-01",31.886757211087847,18.572930216553303,6.7131028608872017,4.4184545163764071,7.3453167820164103,14.717875984141974,4.5733508053349219,88.227788376398067,null,"2029-08-01",29.283756622427621,17.056772647855077,6.1650944640800844,4.1582005916309965,6.7456990855252768,13.516416720130389,4.2000160457157465,81.125956177365182]
[null,"2029-09-01",31.693974059288884,18.534812789949925,6.6875998989244216,4.3757012156777844,7.3345719408371162,14.651125680147663,4.5470206378908395,87.824806222716632,null,"2029-09-01",33.042653806492652,19.323528227820127,6.972178618027586,4.4973005537209119,7.6466813851280531,15.274577836749684,4.7405108778010865,91.497431305740093,null,"2029-09-01",30.345294312085095,17.746097352079712,6.4030211798212537,4.2314716566380106,7.022462496546173,14.027673523545634,4.3535303979805899,84.129550918696452]
[null,"2029-10-01",30.527303704951844,17.678927152859263,6.4219302493955306,4.3075896278841457,7.0104442469956894,13.836028301317507,4.404770399101273,84.186993682505246,null,"2029-10-01",31.82633790516255,18.431221925321349,6.69520387702938,4.4270604788087233,7.308761023463588,14.424795463075691,4.5922074373609005,87.70558811022218,null,"2029-10-01",29.228269504741121,16.926632380397162,6.1486566217616776,4.1661980516691077,6.7121274705277862,13.247261139559312,4.2173333608416437,80.646478529497813]
[null,"2029-11-01",32.033798105783106,19.046518029547265,6.8128909480817237,4.3924365701304193,7.5202065919903207,14.733106475082536,4.5954427492768968,89.134399469892273,null,"2029-11-01",33.396938450710039,19.857008158464165,7.102801201191582,4.5145588880001917,7.840215383138843,15.360047176149873,4.7909935045652743,92.86256276221998,null,"2029-11-01",30.670657760856162,18.236027900630358,6.5229806949718627,4.2475097046551191,7.2001978008417966,14.106165774015192,4.3998919939885175,85.383431629959006]
[null,"2029-12-01",30.723463720777165,18.027914378888308,6.5374630883958842,4.3260920508202458,7.0885559134157079,13.935660807977099,4.4572950992823701,85.096445059556785,null,"2029-12-01",32.030845155703844,18.795059671606953,6.8156530070510266,4.446141102461576,7.390196590582331,14.528667650869737,4.6469672311667249,88.653530409442183,null,"2029-12-01",29.416082285850475,17.260769086169653,6.25927316974074,4.1839295403162033,6.7869152362490821,13.342653965084455,4.2676229673980135,81.517246250808611]
[null,"2030-01-01",29.629790467196131,15.942095627557126,5.9959582906416307,4.2770387685719244,6.4833339288897944,12.618465765479646,4.3203536302822902,79.267036478618536,null,"2030-01-01",30.918042226639425,16.635230220059601,6.2566521293651771,4.4189959018622247,6.7652180127545636,13.167094711804843,4.5081950924684753,82.669428294954315,null,"2030-01-01",28.66360164761365,15.422244683180264,5.8004379115989693,4.1350816352816233,6.2719208659912127,12.206994055735743,4.1794725336426506,76.679753333044118]
[null,"2030-02-01",33.22110248630122,18.432389402690905,6.6933512309118033,4.484577551923417,7.6386284831757765,14.530336559420494,4.7384174837258639,89.738803198149469,null,"2030-02-01",34.665498246575176,19.233797637590499,6.9843665018210093,4.6353661228031431,7.9707427650529805,15.162090322873555,4.944435635192205,93.596297231908565,null,"2030-02-01",32.137805666095737,17.831333226516197,6.4750897777298961,4.3337889810436909,7.3895427717678697,14.056521236830694,4.5839038701261074,86.807985530110187]
[null,"2030-03-01",29.683560070433355,16.41288602207214,6.0063072218404425,4.255012202441117,6.6962027973663343,13.068429371700077,4.2464459070001572,80.368843592853608,null,"2030-03-01",30.974149638713055,17.12648976216223,6.2674510140943731,4.3960320350449997,6.9873420494257372,13.636621953078338,4.431073989913207,83.819160442431922,null,"2030-03-01",28.71561789422357,15.877683217004572,5.8104493776499941,4.1139923698372325,6.4778483583217801,12.64228493566638,4.1079748448153701,77.7458509975189]
[null,"2030-04-01",30.965570837930791,17.416585702175166,6.303054137918048,4.3184498797510766,7.0326110460128159,13.863622940248986,4.3750111702220069,84.274905714258892,null,"2030-04-01",32.31190000479733,18.17382855879147,6.5770999700014388,4.4621691879851717,7.3383767436655445,14.466389155042414,4.5652290471881791,87.89499266747157,null,"2030-04-01",29.955823962780872,16.848653559712933,6.0975197638555025,4.1747305715169816,6.8032867727732667,13.41154827915391,4.2323477624973753,81.523910672290839]
[null,"2030-05-01",29.800275074917444,16.780732209550383,6.1069117249359959,4.2459717896403735,6.7627229796026098,13.41916313180206,4.2223175060334706,81.338094416482349,null,"2030-05-01",31.095939208609501,17.510329262139525,6.3724296260201676,4.3866069238272036,7.056754413498374,14.002605007097801,4.4058965280349245,84.830560969227491,null,"2030-05-01",28.828526974648398,16.233534420108519,5.907773299122864,4.1053366554535424,6.5421994041807858,12.981581725330255,4.084633239532379,78.683585718376747]
[null,"2030-06-01",31.129576601970822,17.8260993173717,6.4289521419887103,4.3161788465322903,7.1203492542173823,14.214080306977801,4.375006070327208,85.410242539385919,null,"2030-06-01",32.483036454230408,18.60114711377916,6.7084718003360413,4.4598015150549459,7.4299296565746564,14.832083798585526,4.5652237255588242,89.079694064119565,null,"2030-06-01",30.114481712776115,17.244813470066099,6.2193123982282073,4.1725561780096321,6.8881639524494229,13.750577688272001,4.2323428289034943,82.622248228704976]
[null,"2030-07-01",30.124351578098477,17.34543362964407,6.2774791200736217,4.2539407180803144,6.8810770358591613,13.784532381902654,4.2541789361950455,82.920993399853344,null,"2030-07-01",31.434105994537521,18.099582917889457,6.5504129948594292,4.3949149556050147,7.1802542982878172,14.383859876767982,4.4391432377687412,86.48227427571598,null,"2030-07-01",29.142035765769172,16.779821663460019,6.0727787139842633,4.1129664805556132,6.656694089037666,13.335036760753654,4.1154557100147713,80.214789183575164]
[null,"2030-08-01",30.088244510058622,17.347575416073905,6.2893777832739115,4.2553915135979459,6.8776199627926147,13.810895245120593,4.2636773233960197,82.932781754313609,null,"2030-08-01",31.396429053974202,18.101817825468412,6.5628289912423394,4.3964274871021196,7.1766469176966394,14.411368951430177,4.4490545983262795,86.494573825240181,null,"2030-08-01",29.107106102121929,16.781893609028014,6.084289377297587,4.1143555400937704,6.6533497466145946,13.360539965388398,4.1246443671983224,80.226178707742619]
[null,"2030-09-01",31.175728140585438,18.056259178671723,6.5346330793333509,4.327395025841712,7.1624272595209018,14.322033302292404,4.4212299010820262,85.999705887327565,null,"2030-09-01",32.531194581480442,18.841313925570486,6.8187475610434944,4.4714949785903011,7.4738371403696346,14.944730402392066,4.6134572880855904,89.69477587753201,null,"2030-09-01",30.159128309914177,17.467468118497646,6.3215472180507417,4.183295073093122,6.928869848884351,13.855010477217652,4.2770593608293517,83.192378406487038]
[null,"2030-10-01",30.026643023969729,17.225205710104856,6.2766748591315533,4.2614552953540876,6.8471443347769689,13.518184392530241,4.2842881489202682,82.439595764787711,null,"2030-10-01",31.332149242403183,17.974127697500712,6.5495737660503135,4.4027493021244801,7.1448462623759657,14.105931540031552,4.4705615466994084,85.979939357185614,null,"2030-10-01",29.047513360144627,16.66351421955796,6.072000678942481,4.1201612885836942,6.6238678890777205,13.077374031904254,4.144583100585912,79.749014568796639]
[null,"2030-11-01",31.500608883875099,18.567253509580375,6.6606545492532199,4.344149033384431,7.3476365677874904,14.390336569146317,4.4706028953147854,87.281242008341721,null,"2030-11-01",32.870200574478353,19.374525401301256,6.9502482253077051,4.4889619226242008,7.6670990272565094,15.0160033765005,4.6649769342415137,91.032015461710017,null,"2030-11-01",30.473415115922649,17.96179959078971,6.4434592922123537,4.1993361441446613,7.1080397231857235,13.921086463630676,4.3248223661197382,84.431958696005495]
[null,"2030-12-01",30.211076056298058,17.575689495049083,6.392986743218521,4.2790845615307855,6.9264118649579762,13.605693006150169,4.3376660034233252,83.328607730627908,null,"2030-12-01",31.524601102224047,18.339849907877298,6.6709426885758445,4.4211287498406122,7.2275602069126679,14.197244875982781,4.5262601774852067,86.907587708898461,null,"2030-12-01",29.225932271853555,17.002569185427916,6.1845197842005248,4.137040373220958,6.7005506084919544,13.162029103775707,4.1962203728769119,80.608861699847509]
[31,"2031-01-01",29.807487904385805,16.696314893254463,6.1540350448945649,4.2323059628385682,6.6974778099921766,13.045434363978488,4.2792627029035541,80.912318682247616,{"$f":"+J1081/J1069-1","v":-2.0130392571609645E-2},"2031-01-01",31.075891644997952,17.406796378073796,6.4159088765922032,4.3742366362760503,6.9824768657365217,13.600559230530758,4.4613589881334903,84.317228620340785,null,"2031-01-01",28.856185098926684,16.163453779639962,5.9576296711213343,4.1124307889971554,6.4837285181839155,12.629090714064281,4.1426904889811,78.345209059914438,null,null,{"$f":"+$A1093*C1093","v":924.03212503596001},{"$f":"+$A1093*D1093","v":517.58576169088838},190.77508639173152,131.2014848479956,207.62181210975749,404.40846528333316,132.65714379001017,2508.2818791496761,null,null,963.35264099493656,{"$f":"+$A1093*N1093","v":539.61068772028773},{"$f":"+$A1093*O1093","v":198.8931751743583},{"$f":"+$A1093*P1093","v":135.60133572455757},{"$f":"+$A1093*Q1093","v":216.45678283783218},{"$f":"+$A1093*R1093","v":421.61733614645351},{"$f":"+$A1093*S1093","v":138.30212863213819},{"$f":"+$A1093*T1093","v":2613.8340872305644},null,null,{"$f":"+$A1093*W1093","v":894.54173806672725},{"$f":"+$A1093*X1093","v":501.06706716883883},{"$f":"+$A1093*Y1093","v":184.68651980476136},{"$f":"+$A1093*Z1093","v":127.48535445891181},{"$f":"+$A1093*AA1093","v":200.99558406370139},{"$f":"+$A1093*AB1093","v":391.50181213599274},{"$f":"+$A1093*AC1093","v":128.42340515841411},{"$f":"+$A1093*AD1093","v":2428.7014808573476}]
[28,"2031-02-01",33.40982568361428,19.291998784239215,6.9543627622903941,4.4356982526733066,7.7695242776332734,14.97661457143389,4.7520267419179216,91.590051073802272,{"$f":"+J1082/J1070-1","v":-1.9553321084038511E-2},"2031-02-01",34.831520393555294,20.112934902717473,7.2502930926006206,4.5864720691470824,8.1001423320006438,15.613917319154478,4.9542406458293202,95.449520755004912,null,"2031-02-01",32.343554651158506,18.676296695380518,6.7324150145577226,4.3091907215546748,7.5215607368577437,14.498637510643448,4.6003663139843711,88.682021644136981,null,null,{"$f":"+$A1094*C1094","v":935.4751191411998},540.17596595869804,194.72215734413103,124.19955107485259,217.54667977373165,419.34520800014894,133.0567487737018,2564.5214300664638,null,null,975.28257101954819,563.16217727608921,203.00820659281737,128.4212179361183,226.80398529601803,437.18968493632536,138.71873808322096,2672.5865811401377,null,null,905.61953023243814,522.93630747065447,188.50762040761623,120.65734020353089,210.60370063201682,405.96185029801654,128.81025679156238,2483.0966060358355]
[31,"2031-03-01",29.929984244658939,17.130211876303505,6.241299581672207,4.2111853522407703,6.8245134181407341,13.391702085075671,4.2856510856689987,82.014547643760835,-2.0409665502594043E-2,"2031-03-01",31.203600595495473,17.859157062529178,6.5068867979135749,4.3521977382609585,7.114918244444592,13.961561748270373,4.46801921697406,85.466341403888208,null,"2031-03-01",28.974771981531525,16.583502986634244,6.0421091694911793,4.0919988939623302,6.6067097984128393,12.96430733767964,4.1488749871902009,79.412275154901948,null,null,927.82951158442711,531.03656816540865,193.48028703183843,130.54674591946389,211.55991596236277,415.14276463734581,132.85518365573895,2542.4509769565857,null,null,967.31161846035968,553.63386893840448,201.71349073532082,134.9181298860897,220.56246557778235,432.80841419638159,138.50859572619586,2649.4565835205344,null,null,898.21793142747731,514.08859258566156,187.30538425422657,126.85196571283224,204.80800375079801,401.89352746806884,128.61512460289623,2461.7805298019603]
[30,"2031-04-01",31.225879238824472,18.145065203979694,6.544263886263475,4.273181136032365,7.2106132276836679,14.155445246346542,4.4412437319160132,85.995691671046231,-2.0518856982940981E-2,"2031-04-01",32.554640057497842,18.91719563819159,6.8227432005725559,4.4168889909130558,7.5174478331170125,14.757804618531493,4.6302328268911603,89.616953165714719,null,"2031-04-01",30.229308624819438,17.565967378320767,6.3354044005316617,4.151973076108546,6.9804872736086576,13.703675717207823,4.2995019106846515,83.266318381281536,null,null,936.77637716473419,544.35195611939082,196.32791658790424,128.19543408097095,216.31839683051004,424.66335739039624,133.23731195748039,2579.870750131387,null,null,976.63920172493522,567.51586914574773,204.68229601717667,132.50666972739168,225.52343499351036,442.73413855594481,138.90698480673481,2688.5085949714417,null,null,906.87925874458313,526.97902134962305,190.06213201594986,124.55919228325638,209.41461820825972,411.11027151623466,128.98505732053954,2497.9895514384461]
[31,"2031-05-01",30.084836641755306,17.467045386707031,6.3359451714933508,4.2024465401762452,6.9307247945519395,13.662542441396445,4.3068223406550139,82.990363316735326,-2.0570552893312111E-2,"2031-05-01",31.365042456298074,18.210323913800938,6.6055598596420007,4.343078977845801,7.2256492538945727,14.243927226136712,4.4900913764275661,86.483673064045675,null,"2031-05-01",29.124682280848223,16.909586491386591,6.1337341553818607,4.083545043160778,6.7095314500449623,13.226503852841239,4.1693705638255985,80.356953837489243,null,null,932.62993589441453,541.47840698791799,196.41430031629386,130.27584274546359,214.85246863111013,423.53881568328978,133.51149256030544,2572.7012628187949,null,null,972.31631614524031,564.52004132782906,204.77235564890202,134.63544831321983,223.99512687073175,441.5617440102381,139.19283266925456,2680.9938649854157,null,null,902.86515070629491,524.19718123298435,190.14575881683768,126.58989633798411,207.99547495139385,410.0216194380784,129.25048747859356,2491.0655689621667]
[30,"2031-06-01",31.441283140577148,18.534887986774855,6.664207013351179,4.2711101620378713,7.3096695475918043,14.441878369968926,4.4794166390050432,87.142452859306829,-2.0657080440011355E-2,"2031-06-01",32.779210082729357,19.323606624509946,6.9477902905150559,4.414727974570976,7.6207193155744299,15.056426385712278,4.6700301130052555,90.81251078661731,null,"2031-06-01",30.437837933962978,17.943349008473529,6.4515195554782681,4.1499696338747425,7.0763822216048302,13.980967358161404,4.3364565335048821,84.376482245060643,null,null,943.2384942173145,556.04663960324569,199.92621040053538,128.13330486113614,219.29008642775412,433.25635109906779,134.38249917015131,2614.273585779205,null,null,983.37630248188066,579.70819873529842,208.43370871545167,132.44183923712927,228.62157946723289,451.69279157136833,140.10090339015767,2724.3753235985191,null,null,913.13513801888939,538.30047025420583,193.54558666434804,124.49908901624228,212.2914666481449,419.42902074484215,130.09369600514646,2531.2944673518191]
[31,"2031-07-01",30.43711505761058,18.022414058738946,6.5026251893896312,4.2106321095614661,7.0741675820072247,13.981335103283609,4.3684491343118195,84.596738234903285,-2.069599863463456E-2,"2031-07-01",31.732311443040807,18.789325295281021,6.7793326442572726,4.351620441552118,7.3751959897522088,14.576285533210566,4.5543405868357247,88.158411933929727,null,"2031-07-01",29.465717768537907,17.447230631332385,6.2950945982388999,4.0914636918051759,6.8483962761984838,13.535122280838388,4.2290305449188894,81.912055791870117,null,null,943.55056678592803,558.69483582090731,201.58138087107858,130.52959539640545,219.29919504222397,433.4213882017919,135.42192316366641,2622.498885282002,null,null,983.70165473426505,582.46908415371161,210.15931197197546,134.90023368811566,228.63107568231848,451.86485152952753,141.18455819190746,2732.9107699518217,null,null,913.43725082467506,540.86414957130398,195.14793254540589,126.83537444596045,212.300284562153,419.58879070599005,131.09994689248558,2539.2737295479737]
[31,"2031-08-01",30.455481245303215,18.001059038465925,6.506380192398268,4.2124877779628385,7.0703283902221372,13.97587901676939,4.3848492257367742,84.606464886858546,-2.0723264095707128E-2,"2031-08-01",31.751459170635254,18.767061550741069,6.7832474346279792,4.3535567911883319,7.3711934281039282,14.570597272802123,4.5714385544915279,88.168554202590201,null,"2031-08-01",29.483497801304175,17.426557154259566,6.2987297607259825,4.0932588492804172,6.8446796118107924,13.529840324744834,4.244907229170706,81.92147073129648,null,null,944.11991860439969,558.03283019244373,201.69778596434631,130.58712111684798,219.18018009688626,433.25224951985109,135.93032599783999,2622.8004114926148,null,null,984.29523428969287,581.77890807297308,210.28067047346735,134.96026052683828,228.50699627122177,451.68851545686584,141.71459518923737,2733.2251802802962,null,null,913.98843184042937,540.2232717820466,195.26062258250545,126.89102432769293,212.18506796613457,419.42505006708984,131.59212410429188,2539.5655926701911]
[30,"2031-09-01",31.575273651013536,18.723243000393609,6.7555796399269061,4.2834806600568136,7.3675794275851034,14.475087710290696,4.554119889455718,87.734363978722371,-2.078114844638268E-2,"2031-09-01",32.918902317014094,19.519976745091196,7.043051113966345,4.4276363203298716,7.6810934457802098,15.091048889451994,4.7479122251772354,91.429621056810944,null,"2031-09-01",30.567552151513098,18.125692691870405,6.5399760343973226,4.1619367460887187,7.1324439139387694,14.013116825919715,4.4087756376645775,84.949494001392594,null,null,947.25820953040602,561.69729001180826,202.66738919780718,128.50441980170442,221.02738282755311,434.25263130872088,136.62359668367154,2632.0309193616713,null,null,987.56706951042281,585.59930235273589,211.29153341899035,132.82908960989616,230.4328033734063,452.7314666835598,142.43736675531707,2742.8886317043284,null,null,917.02656454539294,543.77078075611212,196.19928103191967,124.85810238266156,213.97331741816308,420.39350477759143,132.26326912993733,2548.4848200417778]
[31,"2031-10-01",30.408122428470044,17.826563272612749,6.4755565869892351,4.2193644262867629,7.035840075481187,13.723703204146531,4.4114721715558938,84.100622165542418,-2.0756150579595567E-2,"2031-10-01",31.702085085000668,18.585140433149455,6.7511121864355825,4.3607324242219931,7.3352375255016593,14.307690574535737,4.5991943916220999,87.641192620467208,null,"2031-10-01",29.437650436072065,17.257630402210218,6.2688898874044723,4.0999112590720399,6.8112919879658298,13.285712676354619,4.2706805065062383,81.431767155585476,null,null,942.65179528257136,552.62346145099525,200.74225419666629,130.80029721488964,218.11104233991679,425.43479932854245,136.75563731823271,2607.1192871318149,null,null,982.76463763502068,576.13935342763307,209.28447777950305,135.18270515088179,227.39236329055143,443.53840781060785,142.5750261402851,2716.8769712344833,null,null,912.567163518234,534.98654246851675,194.33558650953864,127.09724903123323,211.15005162694072,411.85709296699321,132.39109570169339,2524.3847818231498]
[30,"2031-11-01",31.900641715459813,19.180137481873317,6.8606851480962092,4.3004463638667145,7.5444353870429941,14.654643607289383,4.6029731357066908,89.043962839335123,-2.0790597934936539E-2,"2031-11-01",33.258115831011281,19.996313544931745,7.1526291969513638,4.4453396634358562,7.865475190746948,15.278245462918711,4.7988443329708037,92.7949632229667,null,"2031-11-01",30.8825361287962,18.568005434579486,6.6417271114548404,4.1783492204265578,7.3036555342650251,14.186942215567379,4.4560697377586056,86.217285382848104,null,null,957.01925146379438,575.4041244561995,205.82055444288628,129.01339091600144,226.33306161128982,439.63930821868149,138.08919407120072,2671.3188851800537,null,null,997.74347493033838,599.88940634795233,214.57887590854091,133.36018990307568,235.96425572240844,458.34736388756136,143.96532998912411,2783.8488966890009,null,null,926.47608386388606,557.04016303738456,199.25181334364521,125.35047661279674,219.10966602795077,425.60826646702139,133.68209213275816,2586.5185614854431]
[31,"2031-12-01",30.600535120795843,18.140066405199619,6.5781323592665393,4.2372284954198101,7.1098031187308903,13.876380837828274,4.4660247063233607,85.008171043564346,-2.0774514466398886E-2,"2031-12-01",31.902685551467997,18.911984124569805,6.8580528851927722,4.3793731920129986,7.4123479322939039,14.466865128799684,4.6560683108477567,88.587377125184915,null,"2031-12-01",29.623922297791722,17.561128115671973,6.3681919648218637,4.1171928042116184,6.8828945085586284,13.433517619599714,4.3234920029300623,82.310339313585587,null,null,948.61658874467116,562.3420585611882,203.92210313726272,131.35408335801412,220.4038966806576,430.16780597267649,138.44676589602417,2635.2533023504948,null,null,988.98325209550785,586.27150786166396,212.59963944097595,135.76056895240296,229.78278590111103,448.47281899279022,144.33811763628046,2746.2086908807323,null,null,918.34159123154336,544.39497158583117,197.41395090947776,127.63297693056018,213.36972976531749,416.4390462075911,134.02825209083193,2551.6205187211531]
[null,null,null,null,null,null,null,null,null,null,null,null,null,null,null,null,null,null,null,null,null,null,null,null,null,null,null,null,null,null,null,null,{"$f":"+SUM(AG1093:AG1104)/365","v":30.912870940958417},{"$f":"+SUM(AH1093:AH1104)/365","v":18.080739449367371},6.5426778791300872,4.2557295105034143,7.1549153926952149,14.01787162916122,4.441007734350749,85.405812536166479,null,null,{"$f":"+SUM(AQ1093:AQ1104)/365","v":32.228312257594936},{"$f":"+SUM(AR1093:AR1104)/365","v":18.850132617425555},{"$f":"+SUM(AS1093:AS1104)/365","v":6.8210897037739162},{"$f":"+SUM(AT1093:AT1104)/365","v":4.3986785990567583},{"$f":"+SUM(AU1093:AU1104)/365","v":7.4593798774907532},{"$f":"+SUM(AV1093:AV1104)/365","v":14.614376804870203},{"$f":"+SUM(AW1093:AW1104)/365","v":4.6299867868763105},{"$f":"+SUM(AX1093:AX1104)/365","v":89.00195664708842},null,null,{"$f":"+SUM(BA1093:BA1104)/365","v":29.926289953481021},{"$f":"+SUM(BB1093:BB1104)/365","v":17.503694573323735},{"$f":"+SUM(BC1093:BC1104)/365","v":6.3338690106472129},{"$f":"+SUM(BD1093:BD1104)/365","v":4.1350905253251033},{"$f":"+SUM(BE1093:BE1104)/365","v":6.9265670290985604},{"$f":"+SUM(BF1093:BF1104)/365","v":13.570492747379479},{"$f":"+SUM(BG1093:BG1104)/365","v":4.2992734449565759},{"$f":"+SUM(BH1093:BH1104)/365","v":82.69527728421167}]
[]
[null,null,"TERMOELECTRICA MEDIO",null,null,null,null,null,null,null,null,null,"TERMOELECTRICA ALTO",null,null,null,null,null,null,null,null,null,"TERMOELECTRICA BAJO"]
[null,null,"CENTRO","COSTA","CQR","NORESTE","NOROESTE","SUROESTE","TOLIMA GRANDE","MEDIO",null,null,"CENTRO","COSTA","CQR","NORESTE","NOROESTE","SUROESTE","TOLIMA GRANDE","ALTO",null,null,"CENTRO","COSTA","CQR","NORESTE","NOROESTE","SUROESTE","TOLIMA GRANDE","BAJO"]
[null,"2017-01-01",30.461808139999945,146.89116749899998,0,0,51.981623292999998,8.0105643700000009,0.51656188800000002,237.8617251899999,null,"2017-01-01",33.12705204125497,158.13548599506348,0.31691491626379548,5.0167747225415704,55.540256024508444,10.605452176720718,0.56781864460863229,263.30975452096158,null,"2017-01-01",27.796564238744921,135.64684900293648,0,0,55.540256024508444,10.605452176720718,0.56781864460863229,230.15694008751919]
[null,"2017-02-01",34.991617309999967,168.73455105500003,0,0,59.711526689999893,9.2017716620000005,0.593376986,273.2328437029999,null,"2017-02-01",37.656861211254991,179.97886955106353,0.31691491626379548,5.0167747225415704,63.270159421508339,11.796659468720716,0.64463374260863227,298.68087303396152,null,"2017-02-01",32.326373408744942,157.49023255893653,0,0,63.270159421508339,11.796659468720716,0.64463374260863227,265.52805860051916]
[null,"2017-03-01",33.024531659999951,159.24898451399997,0,0,56.354788808999899,8.6844856840000002,0.56001975800000003,257.87281042499984,null,"2017-03-01",35.689775561254976,170.49330301006347,0.31691491626379548,5.0167747225415704,59.913421540508345,11.279373490720715,0.6112765146086323,283.32083975596152,null,"2017-03-01",30.359287758744927,148.00466601793647,0,0,59.913421540508345,11.279373490720715,0.6112765146086323,250.1680253225191]
[null,"2017-04-01",32.746334349999906,157.90747750399998,0,0,55.880058341999991,8.6113279279999908,0.55530217400000004,255.70050029799984,null,"2017-04-01",35.41157825125493,169.15179600006348,0.31691491626379548,5.0167747225415704,59.438691073508437,11.206215734720708,0.60655893060863231,281.14852962896157,null,"2017-04-01",30.081090448744881,146.66315900793649,0,0,59.438691073508437,11.206215734720708,0.60655893060863231,247.99571519551913]
[null,"2017-05-01",30.880719599999995,148.91121809799998,0,0,52.696475719999903,8.1207258289999906,0.52366565799999898,241.13280490499986,null,"2017-05-01",33.545963501255024,160.15553659406348,0.31691491626379548,5.0167747225415704,56.255108451508349,10.715613635720707,0.57492241460863125,266.58083423596156,null,"2017-05-01",28.215475698744971,137.66689960193648,0,0,56.255108451508349,10.715613635720707,0.57492241460863125,233.42801980251912]
[null,"2017-06-01",31.760501849999976,153.153653136,0,0,54.197782196000006,8.3520828229999893,0.53858473299999898,248.00260473799995,null,"2017-06-01",34.425745751255,164.3979716320635,0.31691491626379548,5.0167747225415704,57.756414927508452,10.946970629720706,0.58984148960863125,273.45063406896168,null,"2017-06-01",29.095257948744951,141.9093346399365,0,0,57.756414927508452,10.946970629720706,0.58984148960863125,240.29781963551923]
[null,"2017-07-01",30.813168929999964,148.585479163,0,0,52.58120371799999,8.1029619779999909,0.52252015500000004,240.60533394399994,null,"2017-07-01",33.478412831254992,159.8297976590635,0.31691491626379548,5.0167747225415704,56.139836449508437,10.697849784720706,0.57377691160863231,266.05336327496161,null,"2017-07-01",28.14792502874494,137.3411606669365,0,0,56.139836449508437,10.697849784720706,0.57377691160863231,232.90054884151922]
[null,"2017-08-01",31.128964479999919,150.10829016899979,0,0,53.120093768999894,8.1860069689999904,0.52787531799999898,243.07123070499961,null,"2017-08-01",33.794208381254947,161.35260866506329,0.31691491626379548,5.0167747225415704,56.67872650050834,10.780894775720707,0.57913207460863125,268.51926003596128,null,"2017-08-01",28.463720578744894,138.86397167293629,0,0,56.67872650050834,10.780894775720707,0.57913207460863125,235.36644560251884]
[null,"2017-09-01",32.14296389999997,154.99793949599999,0,0,54.850435443999899,8.4526591530000008,0.54507040500000004,250.98906839799986,null,"2017-09-01",34.808207801254994,166.24225799206349,0.31691491626379548,5.0167747225415704,58.409068175508345,11.047546959720716,0.59632716160863231,276.43709772896159,null,"2017-09-01",29.477719998744945,143.75362099993649,0,0,58.409068175508345,11.047546959720716,0.59632716160863231,243.28428329551912]
[null,"2017-10-01",31.104524269999974,149.99043600099978,0,0,53.078387729999996,8.1795799089999903,0.52746086800000003,242.88038877799974,null,"2017-10-01",33.769768171255002,161.23475449706328,0.31691491626379548,5.0167747225415704,56.637020461508442,10.774467715720707,0.5787176246086323,268.3284181089615,null,"2017-10-01",28.439280368744949,138.74611750493628,0,0,56.637020461508442,10.774467715720707,0.5787176246086323,235.17560367551903]
[null,"2017-11-01",31.212054589999951,150.50896249399977,0,0,53.261883083999898,8.2078572370000007,0.52928433399999897,243.72004173899964,null,"2017-11-01",33.877298491254976,161.75328099006327,0.31691491626379548,5.0167747225415704,56.820515815508344,10.802745043720716,0.58054109060863124,269.16807106996129,null,"2017-11-01",28.546810688744927,139.26464399793628,0,0,56.820515815508344,10.802745043720716,0.58054109060863124,236.01525663651887]
[null,"2017-12-01",31.562727489999986,152.199957047,0,0,53.860289672999897,8.3000739509999892,0.53523093600000005,246.45827909699989,null,"2017-12-01",34.227971391255011,163.4442755430635,0.31691491626379548,5.0167747225415704,57.418922404508344,10.894961757720704,0.58648769260863232,271.90630842796151,null,"2017-12-01",28.897483588744961,140.9556385509365,0,0,57.418922404508344,10.894961757720704,0.58648769260863232,238.75349399451915]
[null,"2018-01-01",36.327470719999937,175.17622600099997,0,0,61.991096834999894,9.5530620269999904,0.61602997299999895,283.66388555599985,null,"2018-01-01",38.992714621254962,186.42054449706347,0.31691491626379548,5.0167747225415704,65.549729566508347,12.147949833720705,0.66728672960863122,309.11191488696147,null,"2018-01-01",33.662226818744912,163.93190750493648,0,0,65.549729566508347,12.147949833720705,0.66728672960863122,275.95910045351906]
[null,"2018-02-01",40.698766269999965,196.25523429499978,0,0,69.450504279999791,10.702584870000001,0.69015704600000005,317.7972467609996,null,"2018-02-01",43.364010171254989,207.49955279106328,0.31691491626379548,5.0167747225415704,73.009137011508244,13.297472676720716,0.74141380260863232,343.24527609196122,null,"2018-02-01",38.03352236874494,185.01091579893628,0,0,73.009137011508244,13.297472676720716,0.74141380260863232,310.0924616585188]
[null,"2018-03-01",39.391457299999907,189.9512046499998,0,0,67.219643844999894,10.358800860000001,0.66798810600000003,307.58909476099956,null,"2018-03-01",42.056701201254931,201.19552314606329,0.31691491626379548,5.0167747225415704,70.778276576508347,12.953688666720716,0.7192448626086323,333.03712409196129,null,"2018-03-01",36.726213398744882,178.7068861539363,0,0,70.778276576508347,12.953688666720716,0.7192448626086323,299.88430965851882]
[null,"2018-04-01",39.097250969999898,188.53249994299978,0,0,66.717594780999988,10.2814332,0.66299904700000001,305.29177794099968,null,"2018-04-01",41.762494871254923,199.77681843906328,0.31691491626379548,5.0167747225415704,70.276227512508441,12.876321006720715,0.71425580360863228,330.73980727196135,null,"2018-04-01",36.432007068744873,177.28818144693628,0,0,70.276227512508441,12.876321006720715,0.71425580360863228,297.58699283851894]
[null,"2018-05-01",35.271868569999995,170.08596240800003,0,0,60.189762088999998,9.2754695429999892,0.59812939899999895,275.42119200900004,null,"2018-05-01",37.93711247125502,181.33028090406353,0.31691491626379548,5.0167747225415704,63.748394820508445,11.870357349720706,0.64938615560863122,300.86922133996171,null,"2018-05-01",32.606624668744971,158.84164391193653,0,0,63.748394820508445,11.870357349720706,0.64938615560863122,267.71640690651924]
[null,"2018-06-01",35.61201992999996,171.72622064499998,0,0,60.770214183999883,9.3649194009999892,0.60389758100000002,278.07727174099983,null,"2018-06-01",38.277263831254984,182.97053914106348,0.31691491626379548,5.0167747225415704,64.328846915508336,11.959807207720704,0.65515433760863229,303.52530107196151,null,"2018-06-01",32.946776028744935,160.48190214893648,0,0,64.328846915508336,11.959807207720704,0.65515433760863229,270.37248663851909]
[null,"2018-07-01",34.413235229999934,165.94551043599978,0,0,58.724545225999904,9.0496740939999984,0.58356896199999897,268.71653394799966,null,"2018-07-01",37.078479131254959,177.18982893206328,0.31691491626379548,5.0167747225415704,62.28317795750835,11.644561900720714,0.63482571860863124,294.16456327896128,null,"2018-07-01",31.747991328744909,154.70119193993628,0,0,62.28317795750835,11.644561900720714,0.63482571860863124,261.01174884551887]
[null,"2018-08-01",35.131188419999944,169.40758273599999,0,0,59.949698128999991,9.2384747790000006,0.59574378900000002,274.32268785299993,null,"2018-08-01",37.796432321254969,180.65190123206349,0.31691491626379548,5.0167747225415704,63.508330860508437,11.833362585720717,0.64700054560863229,299.77071718396161,null,"2018-08-01",32.465944518744919,158.1632642399365,0,0,63.508330860508437,11.833362585720717,0.64700054560863229,266.61790275051919]
[null,"2018-09-01",36.372247129999927,175.39214421099999,0,0,62.067505639999808,9.5648369130000006,0.61678927800000005,284.01352317199974,null,"2018-09-01",39.037491031254952,186.63646270706349,0.31691491626379548,5.0167747225415704,65.626138371508262,12.159724719720717,0.66804603460863232,309.46155250296135,null,"2018-09-01",33.707003228744902,164.14782571493649,0,0,65.626138371508262,12.159724719720717,0.66804603460863232,276.30873806951899]
[null,"2018-10-01",34.847648889999974,168.04031485899981,0,0,59.465851437999902,9.1639121790000004,0.59093561399999994,272.10866297999968,null,"2018-10-01",37.512892791254998,179.28463335506331,0.31691491626379548,5.0167747225415704,63.024484169508348,11.758799985720717,0.64219237060863221,297.55669231096141,null,"2018-10-01",32.182404988744949,156.79599636293631,0,0,63.024484169508348,11.758799985720717,0.64219237060863221,264.40387787751899]
[null,"2018-11-01",37.150548709999924,179.14522503199979,0,0,63.395640189999895,9.7695074599999892,0.62998747399999899,290.09090886599961,null,"2018-11-01",39.815792611254949,190.38954352806329,0.31691491626379548,5.0167747225415704,66.954272921508348,12.364395266720706,0.68124423060863126,315.53893819696128,null,"2018-11-01",34.4853048087449,167.90090653593629,0,0,66.954272921508348,12.364395266720706,0.68124423060863126,282.38612376351887]
[null,"2018-12-01",36.181632609999909,174.47297391999976,0,0,61.742231064999899,9.5147108720000002,0.61355689599999896,282.52510536299957,null,"2018-12-01",38.846876511254933,185.71729241606326,0.31691491626379548,5.0167747225415704,65.300863796508352,12.109598678720715,0.66481365260863123,307.97313469396124,null,"2018-12-01",33.516388708744884,163.22865542393626,0,0,65.300863796508352,12.109598678720715,0.66481365260863123,274.82032026051883]
[null,"2019-01-01",33.625108597205376,136.45948200173615,0,0,40.337395058760123,6.21614484435612,1.033129197401055,217.67125969945883,null,"2019-01-01",36.2903524984604,147.70380049779965,0.31691491626379548,5.0167747225415704,43.896027790268569,8.811032651076836,1.0843859540096872,243.1192890304205,null,"2019-01-01",30.959864695950351,125.21516350567265,0,0,43.896027790268569,8.811032651076836,1.0843859540096872,209.96647459697809]
[null,"2019-02-01",30.1728850178642,126.57897527217079,0,0,34.773827611190661,5.3587780993033602,0.96568478454445195,197.85015078507345,null,"2019-02-01",32.838128919119228,137.82329376823429,0.31691491626379548,5.0167747225415704,38.332460342699108,7.9536659060240762,1.0169415411530842,223.29818011603516,null,"2019-02-01",27.507641116609175,115.33465677610729,0,0,38.332460342699108,7.9536659060240762,1.0169415411530842,190.14536568259271]
[null,"2019-03-01",32.494486951066207,119.64803153499999,0,0,30.871115532499999,4.7573554360000001,1.2186848674085611,188.98967432197477,null,"2019-03-01",35.159730852321232,130.89235003106347,0.31691491626379548,5.0167747225415704,34.429748264008445,7.3522432427207161,1.2699416240171932,214.43770365293642,null,"2019-03-01",29.829243049811183,108.40371303893649,0,0,34.429748264008445,7.3522432427207161,1.2699416240171932,181.28488921949403]
[null,"2019-04-01",34.236467895764498,130.0794839684165,0,0,73.647991348424569,4.2785636897315404,1.2207398254478758,243.46324672778496,null,"2019-04-01",36.901711797019523,141.32380246448,0.31691491626379548,5.0167747225415704,77.206624079933022,6.8734514964522564,1.271996582056508,268.91127605874664,null,"2019-04-01",31.571223994509474,118.835165472353,0,0,77.206624079933022,6.8734514964522564,1.271996582056508,235.75846162530425]
[null,"2019-05-01",31.810038041019759,109.47081709057989,0,0,36.856645857474795,3.8742423062040601,1.3310154392875888,183.3427587345661,null,"2019-05-01",34.475281942274783,120.71513558664338,0.31691491626379548,5.0167747225415704,40.415278588983242,6.469130112924776,1.382272195896221,208.79078806552778,null,"2019-05-01",29.144794139764734,98.226498594516386,0,0,40.415278588983242,6.469130112924776,1.382272195896221,175.63797363208536]
[null,"2019-06-01",30.606911164383007,105.3978749498648,0,0,34.916617844198186,3.5208186163517898,1.317123779521614,175.75934635431938,null,"2019-06-01",33.272155065638032,116.6421934459283,0.31691491626379548,5.0167747225415704,38.475250575706632,6.1157064230725062,1.3683805361302461,201.20737568528111,null,"2019-06-01",27.941667263127982,94.153556453801301,0,0,38.475250575706632,6.1157064230725062,1.3683805361302461,168.05456125183866]
[null,"2019-07-01",31.291178106418673,101.75577986348695,0,0,29.811784399387147,3.2047810592863701,1.4161698347776532,167.47969326335681,null,"2019-07-01",33.956422007673702,113.00009835955045,0.31691491626379548,5.0167747225415704,33.370417130895596,5.7996688660070861,1.4674265913862854,192.92772259431848,null,"2019-07-01",28.625934205163649,90.51146136742345,0,0,33.370417130895596,5.7996688660070861,1.4674265913862854,159.77490816087607]
[null,"2019-08-01",31.068584584410694,98.445990083472395,0,0,18.932559052520141,2.9175788167122398,1.4527014988021101,152.81741403591758,null,"2019-08-01",33.733828485665718,109.69030857953589,0.31691491626379548,5.0167747225415704,22.491191784028587,5.5124666234329558,1.5039582554107422,178.26544336687925,null,"2019-08-01",28.403340683155669,87.201671587408896,0,0,22.491191784028587,5.5124666234329558,1.5039582554107422,145.11262893343684]
[null,"2019-09-01",29.934639264318534,95.4017243231051,0,0,35.51160457805743,2.6534170386293798,1.427455864503429,164.92884106861388,null,"2019-09-01",32.599883165573559,106.6460428191686,0.31691491626379548,5.0167747225415704,39.070237309565876,5.2483048453500958,1.4787126211120611,190.37687039957555,null,"2019-09-01",27.269395363063509,84.1574058270416,0,0,39.070237309565876,5.2483048453500958,1.4787126211120611,157.22405596613316]
[null,"2019-10-01",33.60207734787825,99.395442254541848,0,0,38.20210206407527,2.4081657946833501,1.5174980171149459,175.12528547829365,null,"2019-10-01",36.267321249133275,110.63976075060535,0.31691491626379548,5.0167747225415704,41.760734795583716,5.0030536014040656,1.5687547737235781,200.57331480925538,null,"2019-10-01",30.936833446623226,88.151123758478349,0,0,41.760734795583716,0,1.5687547737235781,162.41744677440886]
[null,"2019-11-01",32.411784496138658,102.75267600093653,0,0,49.141875407155212,2.1787656990916902,1.487830751148338,187.97293235447046,null,"2019-11-01",35.077028397393683,113.99699449700003,0.31691491626379548,5.0167747225415704,52.700508138663658,4.7736535058124066,1.5390875077569701,213.4209616854321,null,"2019-11-01",29.746540594883633,91.508357504873032,0,0,52.700508138663658,0,1.5390875077569701,175.49449374617728]
[null,"2019-12-01",33.268506338793038,106.7056534469048,0,0,60.366741139886841,1.9628798483069603,1.5741376743893341,203.87791844828098,null,"2019-12-01",35.933750240048063,117.9499719429683,0.31691491626379548,5.0167747225415704,63.925373871395287,4.5577676550276767,1.6253944309979662,229.32594777924268,null,"2019-12-01",30.603262437538014,95.461334950841305,0,0,63.925373871395287,0,1.6253944309979662,191.61536569077259]
[null,"2020-01-01",36.232329952524054,154.30174408330197,0,0,64.906765533691669,4.3461939869891495,1.6001118022911289,261.38714535879797,null,"2020-01-01",38.897573853779079,165.54606257936547,0.31691491626379548,5.0167747225415704,68.465398265200122,6.9410817937098654,1.6513685588997611,286.8351746897597,null,"2020-01-01",33.56708605126903,143.05742558723847,0,0,68.465398265200122,6.9410817937098654,1.6513685588997611,253.68236025631722]
[null,"2020-02-01",33.879874092722851,147.81110221006594,0,0,78.272458844409101,17.218685157972178,1.448285740308928,278.63040604547894,null,"2020-02-01",36.545117993977875,159.05542070612944,0.31691491626379548,5.0167747225415704,81.831091575917554,19.813572964692895,1.4995424969175601,304.07843537644067,null,"2020-02-01",31.214630191467826,136.56678371400244,0,0,81.831091575917554,19.813572964692895,1.4995424969175601,270.92562094299831]
[null,"2020-03-01",40.695562079112499,173.68068564173336,0,0,124.81444646288351,18.776693672833559,1.6483111717699028,359.61569902833281,null,"2020-03-01",43.360805980367523,184.92500413779686,0.31691491626379548,5.0167747225415704,128.37307919439195,21.371581479554276,1.699567928378535,385.06372835929449,null,"2020-03-01",38.030318177857474,162.43636714566986,0,0,128.37307919439195,21.371581479554276,1.699567928378535,351.91091392585213]
[null,"2020-04-01",34.830095602867374,123.43720223847538,0,0,85.021639418126384,1.2028453266067201,1.611966252210284,246.10374883828615,null,"2020-04-01",37.495339504122398,134.68152073453888,0.31691491626379548,5.0167747225415704,88.580272149634837,3.7977331333274362,1.6632230088189162,271.55177816924783,null,"2020-04-01",32.164851701612349,112.19288374241188,0,0,88.580272149634837,0,1.6632230088189162,234.60123060247795]
[null,"2020-05-01",32.547942106369753,100.47706374988512,0,0,47.994679086023858,1.03316876954862,1.692395430542641,183.74524914236997,null,"2020-05-01",35.213186007624778,111.72138224594862,0.31691491626379548,5.0167747225415704,51.553311817532304,3.6280565762693362,1.7436521871512731,209.19327847333165,null,"2020-05-01",29.882698205114728,89.232745253821619,0,0,51.553311817532304,0,1.7436521871512731,172.4124074636199]
[null,"2020-06-01",28.552435021001859,84.544541611529752,0,0,39.240209189189009,0.87002234182247795,1.654300800341421,154.86150896388452,null,"2020-06-01",31.217678922256884,95.788860107593251,0.31691491626379548,5.0167747225415704,42.798841920697456,3.4649101485431939,1.7055575569500532,180.30953829484622,null,"2020-06-01",25.887191119746834,73.300223115466252,0,0,42.798841920697456,0,1.7055575569500532,143.69181371286061]
[null,"2020-07-01",33.557852836871028,94.002352817707163,0,0,42.912282862485782,0.71281184541687603,1.7331443168166309,172.91844467929749,null,"2020-07-01",36.223096738126053,105.24667131377066,0.31691491626379548,5.0167747225415704,46.470915593994228,3.3076996521375919,1.7844010734252631,198.36647401025917,null,"2020-07-01",30.892608935616003,82.758034321643663,0,0,46.470915593994228,0,1.7844010734252631,161.90595992467917]
[null,"2020-08-01",35.304099726221473,121.86637361780581,0,0,60.117563194958514,3.3621493470961408,1.7524513423582881,222.4026372284402,null,"2020-08-01",37.969343627476498,133.11069211386931,0.31691491626379548,5.0167747225415704,63.67619592646696,5.9570371538168567,1.8037080989669203,247.8506665594019,null,"2020-08-01",32.638855824966448,110.62205512174231,0,0,63.67619592646696,5.9570371538168567,1.8037080989669203,214.69785212595949]
[null,"2020-09-01",33.222261644238628,135.81585329922885,0,0,71.582554747248963,14.096258444398865,1.7122784668498112,256.42920660196512,null,"2020-09-01",35.887505545493653,147.06017179529235,0.31691491626379548,5.0167747225415704,75.141187478757416,16.69114625111958,1.7635352234584434,281.87723593292685,null,"2020-09-01",30.557017742983604,124.57153480316535,0,0,75.141187478757416,16.69114625111958,1.7635352234584434,248.72442149948441]
[null,"2020-10-01",31.901592360688973,86.965310107011518,0,0,38.155683038968391,0.271999127778144,1.7892149865793479,159.08379962102637,null,"2020-10-01",34.566836261943997,98.209628603075018,0.31691491626379548,5.0167747225415704,41.714315770476837,2.8668869344988601,1.84047174318798,184.53182895198808,null,"2020-10-01",29.236348459433948,75.720991610948019,0,0,41.714315770476837,0,1.84047174318798,148.51212758404679]
[null,"2020-11-01",27.982009029171554,91.565244449016191,0,0,44.007102795398964,0.13402786512342499,1.7479181135154769,165.4363022522256,null,"2020-11-01",30.647252930426578,102.80956294507969,0.31691491626379548,5.0167747225415704,47.56573552690741,2.728915671844141,1.799174870124109,190.8843315831873,null,"2020-11-01",25.316765127916529,80.320925952952692,0,0,47.56573552690741,0,1.799174870124109,155.00260147790075]
[null,"2020-12-01",39.334263119228503,55.701219492949804,0,0,34.310261893072237,0,1.8238128388171151,131.16955734406764,null,"2020-12-01",41.999507020483527,66.945537989013303,0.31691491626379548,5.0167747225415704,37.868894624580683,2.594887806720716,1.8750695954257472,156.61758667502934,null,"2020-12-01",36.669019217973478,44.456900996886304,0,0,37.868894624580683,0,1.8750695954257472,120.86988443486621]
[null,"2021-01-01",41.7314114423584,68.059758500512686,0,0,43.047322518231198,0,1.8238128388171151,154.66230529991938,null,"2021-01-01",44.396655343613425,79.304076996576185,0.31691491626379548,5.0167747225415704,46.605955249739644,2.594887806720716,1.8750695954257472,180.11033463088108,null,"2021-01-01",39.066167541103376,56.815440004449187,0,0,46.605955249739644,0,1.8750695954257472,144.36263239071795]
[null,"2021-02-01",36.540873379569298,103.66504500877053,0,0,47.922267375128399,0,1.647312744072214,189.77549850754045,null,"2021-02-01",39.206117280824323,114.90936350483403,0.31691491626379548,5.0167747225415704,51.480900106636845,2.594887806720716,1.6985695006808461,215.22352783850212,null,"2021-02-01",33.875629478314274,92.420726512707034,0,0,51.480900106636845,0,1.6985695006808461,179.47582559833899]
[null,"2021-03-01",45.703390949836397,121.4466964680735,0,0,73.528243912057391,0,1.8238128388171151,242.50214416878441,null,"2021-03-01",48.368634851091421,132.691014964137,0.31691491626379548,5.0167747225415704,77.086876643565844,2.594887806720716,1.8750695954257472,267.95017349974609,null,"2021-03-01",43.038147048581372,110.20237797201,0,0,77.086876643565844,0,1.8750695954257472,232.20247125958295]
[null,"2021-04-01",44.124594636253697,113.88878184649965,0,0,53.20269561737112,2.70554924714027,1.764966242299786,215.68658758956454,null,"2021-04-01",46.789838537508722,125.13310034256315,0.31691491626379548,5.0167747225415704,56.761328348879566,5.3004370538609855,1.8162229989084182,241.13461692052621,null,"2021-04-01",41.459350734998672,102.64446335043615,0,0,56.761328348879566,5.3004370538609855,1.8162229989084182,207.9818024870838]
[null,"2021-05-01",28.807341292132701,42.452854929999901,0,0,20.409686202797801,0,1.8238128388171151,93.493695263747526,null,"2021-05-01",31.472585193387726,53.697173426063401,0.31691491626379548,5.0167747225415704,23.968318934306247,2.594887806720716,1.8750695954257472,118.9417245947092,null,"2021-05-01",26.142097390877677,31.208536433936406,0,0,23.968318934306247,0,1.8750695954257472,83.194022354546064]
[null,"2021-06-01",27.8781319209644,60.477884474959794,0,0,28.669496798146799,0,1.764966242299786,118.79047943637079,null,"2021-06-01",30.543375822219424,71.722202971023293,0.31691491626379548,5.0167747225415704,32.228129529655249,2.594887806720716,1.8162229989084182,144.23850876733249,null,"2021-06-01",25.212888019709375,49.233565978896294,0,0,32.228129529655249,0,1.8162229989084182,108.49080652716934]
[null,"2021-07-01",28.807341292132698,42.634215319347703,0,0,35.743142564004401,0,1.8238128388171151,109.00851201430191,null,"2021-07-01",31.472585193387722,53.878533815411203,0.31691491626379548,5.0167747225415704,39.301775295512847,2.594887806720716,1.8750695954257472,134.45654134526359,null,"2021-07-01",26.142097390877673,31.389896823284207,0,0,39.301775295512847,0,1.8750695954257472,98.708839105100481]
[null,"2021-08-01",36.1152735678276,111.8470643553631,0,0,50.380903385028034,4.95964705302901,1.8238128388171151,205.12670120006487,null,"2021-08-01",38.780517469082625,123.0913828514266,0.31691491626379548,5.0167747225415704,53.93953611653648,7.5545348597497259,1.8750695954257472,230.57473053102655,null,"2021-08-01",33.450029666572576,100.6027458592996,0,0,53.93953611653648,7.5545348597497259,1.8750695954257472,197.42191609758413]
[null,"2021-09-01",33.5265232069438,97.1633890046907,0,0,43.026326953554289,0,1.764966242299786,175.48120540748855,null,"2021-09-01",36.191767108198825,108.4077075007542,0.31691491626379548,5.0167747225415704,46.584959685062735,2.594887806720716,1.8162229989084182,200.92923473845025,null,"2021-09-01",30.861279305688775,85.9190705086272,0,0,46.584959685062735,0,1.8162229989084182,165.18153249828711]
[null,"2021-10-01",28.807341292132701,71.147489110242802,0,0,20.6676133750315,0,1.8238128388171151,122.44625661622412,null,"2021-10-01",31.472585193387726,82.391807606306301,0.31691491626379548,5.0167747225415704,24.226246106539946,2.594887806720716,1.8750695954257472,147.89428594718581,null,"2021-10-01",26.142097390877677,59.903170614179302,0,0,24.226246106539946,0,1.8750695954257472,112.14658370702267]
[null,"2021-11-01",30.668560815915601,72.676289403311301,0,0,33.579669175488362,2.3713011098210002,1.764966242299786,141.06078674683604,null,"2021-11-01",33.333804717170629,83.920607899374801,0.31691491626379548,5.0167747225415704,37.138301906996809,4.9661889165417161,1.8162229989084182,166.50881607779775,null,"2021-11-01",28.003316914660576,61.431970907247802,0,0,37.138301906996809,0,1.8162229989084182,128.38981272781359]
[null,"2021-12-01",28.807341292132701,68.8860848467925,0,0,20.6676133750315,0,1.8238128388171151,120.18485235277383,null,"2021-12-01",31.472585193387726,80.130403342855999,0.31691491626379548,5.0167747225415704,24.226246106539946,2.594887806720716,1.8750695954257472,145.63288168373549,null,"2021-12-01",26.142097390877677,57.641766350729,0,0,24.226246106539946,0,1.8750695954257472,109.88517944357237]
[null,"2022-01-01",32.929982324593702,47.514671050000004,0,0,11.798894542656599,0,1.8238128388171151,94.06736075606743,null,"2022-01-01",35.595226225848727,58.758989546063503,0.31691491626379548,5.0167747225415704,15.357527274165047,2.594887806720716,1.8750695954257472,119.51539008702912,null,"2022-01-01",30.264738423338677,36.270352553936505,0,0,15.357527274165047,0,1.8750695954257472,83.767687846865982]
[null,"2022-02-01",33.697790120939501,79.588892894989101,0,0,30.614601114868393,0,1.647312744072214,145.54859687486922,null,"2022-02-01",36.363034022194526,90.8332113910526,0.31691491626379548,5.0167747225415704,34.173233846376839,2.594887806720716,1.6985695006808461,170.99662620583089,null,"2022-02-01",31.032546219684477,68.344574398925602,0,0,34.173233846376839,0,1.6985695006808461,135.24892396566776]
[null,"2022-03-01",43.166653747410301,134.13966260563942,0,0,52.418082678734933,9.5120374352169694,1.8238128388171151,241.0602493058187,null,"2022-03-01",45.831897648665326,145.38398110170291,0.31691491626379548,5.0167747225415704,55.976715410243379,12.106925241937684,1.8750695954257472,266.5082786367804,null,"2022-03-01",40.501409846155276,122.89534410957592,0,0,55.976715410243379,12.106925241937684,1.8750695954257472,233.35546420333799]
[null,"2022-04-01",36.104748489812998,79.638611019734896,0,0,28.183227968993116,0,1.764966242299786,145.6915537208408,null,"2022-04-01",38.769992391068023,90.882929515798395,0.31691491626379548,5.0167747225415704,31.741860700501562,2.594887806720716,1.8162229989084182,171.13958305180248,null,"2022-04-01",33.439504588557973,68.394292523671396,0,0,31.741860700501562,0,1.8162229989084182,135.39188081163934]
[null,"2022-05-01",28.807341292132701,47.514671050000004,0,0,0,0,1.8238128388171151,78.145825180949828,null,"2022-05-01",31.472585193387726,58.758989546063503,0.31691491626379548,5.0167747225415704,3.5586327315084478,2.594887806720716,1.8750695954257472,103.59385451191152,null,"2022-05-01",26.142097390877677,36.270352553936505,0,0,0,0,1.8750695954257472,64.287519540239927]
[null,"2022-06-01",27.8781319209644,47.514671050000004,0,0,0,0,1.764966242299786,77.157769213264189,null,"2022-06-01",30.543375822219424,58.758989546063503,0.31691491626379548,5.0167747225415704,3.5586327315084478,2.594887806720716,1.8162229989084182,102.60579854422588,null,"2022-06-01",25.212888019709375,36.270352553936505,0,0,0,0,1.8162229989084182,63.299463572554295]
[null,"2022-07-01",34.717812531210001,60.763035612949807,0,0,12.877267135676549,0,1.8238128388171151,110.18192811865347,null,"2022-07-01",37.383056432465025,72.007354109013306,0.31691491626379548,5.0167747225415704,16.435899867184997,2.594887806720716,1.8750695954257472,135.62995744961515,null,"2022-07-01",32.052568629954976,49.518717116886307,0,0,16.435899867184997,0,1.8750695954257472,99.882255209452026]
[null,"2022-08-01",34.6440217149528,77.025741177340294,0,0,25.909080912245095,0,1.8238128388171151,139.4026566433553,null,"2022-08-01",37.309265616207824,88.270059673403793,0.31691491626379548,5.0167747225415704,29.467713643753541,2.594887806720716,1.8750695954257472,164.850685974317,null,"2022-08-01",31.978777813697775,65.781422681276794,0,0,29.467713643753541,0,1.8750695954257472,129.10298373415387]
[null,"2022-09-01",36.104748489812998,71.484425313970704,0,0,17.4589452629696,0,1.764966242299786,126.81308530905308,null,"2022-09-01",38.769992391068023,82.728743810034203,0.31691491626379548,5.0167747225415704,21.017577994478046,2.594887806720716,1.8162229989084182,152.26111464001477,null,"2022-09-01",33.439504588557973,60.240106817907204,0,0,21.017577994478046,0,1.8162229989084182,116.51341239985163]
[null,"2022-10-01",32.929982324593702,47.514671050000004,0,0,1.10660417842195,0,1.8238128388171151,83.375070391832779,null,"2022-10-01",35.595226225848727,58.758989546063503,0.31691491626379548,5.0167747225415704,4.6652369099303979,2.594887806720716,1.8750695954257472,108.82309972279447,null,"2022-10-01",30.264738423338677,36.270352553936505,0,0,0,0,1.8750695954257472,68.410160572700931]
[null,"2022-11-01",31.867784549154099,47.514671050000004,0,0,10.9597099933775,0,1.764966242299786,92.107131834831392,null,"2022-11-01",34.533028450409127,58.758989546063503,0.31691491626379548,5.0167747225415704,14.518342724885947,2.594887806720716,1.8162229989084182,117.55516116579307,null,"2022-11-01",29.202540647899074,36.270352553936505,0,0,14.518342724885947,0,1.8162229989084182,81.80745892562993]
[null,"2022-12-01",34.6440217149528,56.200286454048417,0,0,11.798894542656599,0,1.8238128388171151,104.46701555047493,null,"2022-12-01",37.309265616207824,67.444604950111909,0.31691491626379548,5.0167747225415704,15.357527274165047,2.594887806720716,1.8750695954257472,129.91504488143661,null,"2022-12-01",31.978777813697775,44.955967957984925,0,0,15.357527274165047,0,1.8750695954257472,94.167342641273493]
[null,"2023-01-01",37.174865623540697,65.789923710734897,0,0,16.915014360167302,0,1.8238128388171151,121.70361653326002,null,"2023-01-01",39.840109524795722,77.034242206798396,0.31691491626379548,5.0167747225415704,20.473647091675751,2.594887806720716,1.8750695954257472,147.15164586422171,null,"2023-01-01",34.509621722285672,54.545605214671397,0,0,20.473647091675751,0,1.8750695954257472,111.40394362405857]
[null,"2023-02-01",33.5774027973982,95.379982655484795,0,0,29.216568208726912,0,1.647312744072214,159.82126640568214,null,"2023-02-01",36.242646698653225,106.62430115154829,0.31691491626379548,5.0167747225415704,32.775200940235358,2.594887806720716,1.6985695006808461,185.26929573664378,null,"2023-02-01",30.912158896143175,84.135664159421296,0,0,32.775200940235358,0,1.6985695006808461,149.52159349648065]
[null,"2023-03-01",39.8671047071552,111.69574690513049,0,0,43.375569838465502,1.5679192124697401,1.8238128388171151,198.33015350203806,null,"2023-03-01",42.532348608410224,122.94006540119399,0.31691491626379548,5.0167747225415704,46.934202569973948,4.1628070191904563,1.8750695954257472,223.77818283299973,null,"2023-03-01",37.201860805900175,100.45142840906699,0,0,46.934202569973948,0,1.8750695954257472,186.46256138036685]
[null,"2023-04-01",34.122884975202403,81.381518580267795,0,0,26.753056264114157,0,1.764966242299786,144.02242606188412,null,"2023-04-01",36.788128876457428,92.625837076331294,0.31691491626379548,5.0167747225415704,30.311688995622603,2.594887806720716,1.8162229989084182,169.47045539284582,null,"2023-04-01",31.457641073947379,70.137200084204295,0,0,30.311688995622603,0,1.8162229989084182,133.72275315268269]
[null,"2023-05-01",31.784666951081299,52.576611839999899,0,0,0,0,1.8238128388171151,86.185091629898309,null,"2023-05-01",34.449910852336323,63.820930336063398,0.31691491626379548,5.0167747225415704,3.5586327315084478,2.594887806720716,1.8750695954257472,111.63312096086,null,"2023-05-01",29.119423049826274,41.332293343936399,0,0,0,0,1.8750695954257472,72.326785989188409]
[null,"2023-06-01",27.8781319209644,52.576611839999899,0,0,0.62256474802557604,0,1.764966242299786,82.842274751289679,null,"2023-06-01",30.543375822219424,63.820930336063398,0.31691491626379548,5.0167747225415704,4.1811974795340241,2.594887806720716,1.8162229989084182,108.29030408225135,null,"2023-06-01",25.212888019709375,41.332293343936399,0,0,0,0,1.8162229989084182,68.361404362554197]
[null,"2023-07-01",28.807341292132701,52.576611839999899,0,0,1.12355565507209,0,1.8238128388171151,84.331321626021818,null,"2023-07-01",31.472585193387726,63.820930336063398,0.31691491626379548,5.0167747225415704,4.6821883865805383,2.594887806720716,1.8750695954257472,109.77935095698349,null,"2023-07-01",26.142097390877677,41.332293343936399,0,0,0,0,1.8750695954257472,69.349460330239822]
[null,"2023-08-01",34.717812531210001,82.341897072752701,0,0,27.383292274166976,0,1.8238128388171151,146.26681471694678,null,"2023-08-01",37.383056432465025,93.586215568816201,0.31691491626379548,5.0167747225415704,30.941925005675422,2.594887806720716,1.8750695954257472,171.71484404790849,null,"2023-08-01",32.052568629954976,71.097578576689202,0,0,30.941925005675422,0,1.8750695954257472,135.96714180774535]
[null,"2023-09-01",38.065476536054902,73.378192809773509,0,0,37.496892827936904,0,1.764966242299786,150.70552841606511,null,"2023-09-01",40.730720437309927,84.622511305837008,0.31691491626379548,5.0167747225415704,41.05552555944535,2.594887806720716,1.8162229989084182,176.15355774702681,null,"2023-09-01",35.400232634799877,62.13387431371001,0,0,41.05552555944535,0,1.8162229989084182,140.40585550686365]
[null,"2023-10-01",32.929982324593702,52.576611839999899,0,0,2.5019521832387901,0,1.8238128388171151,89.832359186649498,null,"2023-10-01",35.595226225848727,63.820930336063398,0.31691491626379548,5.0167747225415704,6.0605849147472384,2.594887806720716,1.8750695954257472,115.28038851761119,null,"2023-10-01",30.264738423338677,41.332293343936399,0,0,0,0,1.8750695954257472,73.472101362700812]
[null,"2023-11-01",27.8781319209644,52.576611839999899,0,0,0,0,1.764966242299786,82.219710003264098,null,"2023-11-01",30.543375822219424,63.820930336063398,0.31691491626379548,5.0167747225415704,3.5586327315084478,2.594887806720716,1.8162229989084182,107.66773933422579,null,"2023-11-01",25.212888019709375,41.332293343936399,0,0,0,0,1.8162229989084182,68.361404362554197]
[null,"2023-12-01",29.7376606436816,57.6385526299999,0,0,5.0766831507156303,0,1.8238128388171151,94.276709263214244,null,"2023-12-01",32.402904544936625,68.882871126063392,0.31691491626379548,5.0167747225415704,8.6353158822240772,2.594887806720716,1.8750695954257472,119.72473859417592,null,"2023-12-01",27.072416742426576,46.394234133936408,0,0,8.6353158822240772,0,1.8750695954257472,83.97703635401281]
[null,"2024-01-01",32.237223375057397,70.632702087537297,0,0,17.548597866908619,0,1.8238128388171151,122.24233616832043,null,"2024-01-01",34.902467276312422,81.877020583600796,0.31691491626379548,5.0167747225415704,21.107230598417068,2.594887806720716,1.8750695954257472,147.69036549928211,null,"2024-01-01",29.571979473802372,59.388383591473797,0,0,21.107230598417068,0,1.8750695954257472,111.94266325911897]
[null,"2024-02-01",32.804173446316099,69.604802411556591,0,0,19.604715352143081,0,1.647312744072214,123.66100395408797,null,"2024-02-01",35.469417347571124,80.84912090762009,0.31691491626379548,5.0167747225415704,23.163348083651528,2.594887806720716,1.6985695006808461,149.10903328504966,null,"2024-02-01",30.138929545061075,58.360483915493091,0,0,23.163348083651528,0,1.6985695006808461,113.36133104488654]
[null,"2024-03-01",40.0336264356485,113.66785621293627,0,0,44.919313645520937,12.6614587536172,1.8238128388171151,213.10606788654002,null,"2024-03-01",42.698870336903525,124.91217470899977,0.31691491626379548,5.0167747225415704,48.477946377029383,15.256346560337917,1.8750695954257472,238.55409721750172,null,"2024-03-01",37.368382534393476,102.42353771687277,0,0,48.477946377029383,15.256346560337917,1.8750695954257472,205.4012827840593]
[null,"2024-04-01",33.992145271596897,77.460570327909494,0,0,24.87389815159986,0,1.764966242299786,138.09157999340604,null,"2024-04-01",36.657389172851921,88.704888823972993,0.31691491626379548,5.0167747225415704,28.432530883108306,2.594887806720716,1.8162229989084182,163.53960932436775,null,"2024-04-01",31.326901370341872,66.216251831845995,0,0,28.432530883108306,0,1.8162229989084182,127.79190708420458]
[null,"2024-05-01",28.807341292132701,57.6385526299999,0,0,0,0,1.8238128388171151,88.269706760949717,null,"2024-05-01",31.472585193387726,68.882871126063392,0.31691491626379548,5.0167747225415704,3.5586327315084478,2.594887806720716,1.8750695954257472,113.71773609191141,null,"2024-05-01",26.142097390877677,46.394234133936408,0,0,0,0,1.8750695954257472,74.41140112023983]
[null,"2024-06-01",27.878131920964403,57.6385526299999,0,0,0,0,1.764966242299786,87.281650793264092,null,"2024-06-01",30.543375822219428,68.882871126063392,0.31691491626379548,5.0167747225415704,3.5586327315084478,2.594887806720716,1.8162229989084182,112.72968012422578,null,"2024-06-01",25.212888019709379,46.394234133936408,0,0,0,0,1.8162229989084182,73.423345152554205]
[null,"2024-07-01",28.807341292132698,58.578533107127697,0,0,11.618110798716399,0,1.8238128388171151,100.82779803679391,null,"2024-07-01",31.472585193387722,69.822851603191197,0.31691491626379548,5.0167747225415704,15.176743530224847,2.594887806720716,1.8750695954257472,126.2758273677556,null,"2024-07-01",26.142097390877673,47.334214611064198,0,0,15.176743530224847,0,1.8750695954257472,90.52812512759246]
[null,"2024-08-01",29.3075613995221,70.632702087537297,0,0,20.6676133750315,0,1.8238128388171151,122.43168970090802,null,"2024-08-01",31.972805300777125,81.877020583600796,0.31691491626379548,5.0167747225415704,24.226246106539946,2.594887806720716,1.8750695954257472,147.87971903186968,null,"2024-08-01",26.642317498267076,59.388383591473797,0,0,24.226246106539946,0,1.8750695954257472,112.13201679170656]
[null,"2024-09-01",33.5265232069438,86.443459370267902,0,0,18.5853103162213,0,1.764966242299786,140.32025913573278,null,"2024-09-01",36.191767108198825,97.687777866331402,0.31691491626379548,5.0167747225415704,22.143943047729749,2.594887806720716,1.8162229989084182,165.76828846669449,null,"2024-09-01",30.861279305688775,75.199140874204403,0,0,22.143943047729749,0,1.8162229989084182,130.02058622653135]
[null,"2024-10-01",28.807341292132701,57.6385526299999,0,0,0,0,1.8238128388171151,88.269706760949717,null,"2024-10-01",31.472585193387726,68.882871126063392,0.31691491626379548,5.0167747225415704,3.5586327315084478,2.594887806720716,1.8750695954257472,113.71773609191141,null,"2024-10-01",26.142097390877677,46.394234133936408,0,0,0,0,1.8750695954257472,74.41140112023983]
[null,"2024-11-01",27.878131920964403,57.6385526299999,0,0,0,0,1.764966242299786,87.281650793264092,null,"2024-11-01",30.543375822219428,68.882871126063392,0.31691491626379548,5.0167747225415704,3.5586327315084478,2.594887806720716,1.8162229989084182,112.72968012422578,null,"2024-11-01",25.212888019709379,46.394234133936408,0,0,0,0,1.8162229989084182,73.423345152554205]
[null,"2024-12-01",32.929982324593702,72.260425489434894,0,0,11.618110798716399,0,1.8238128388171151,118.63233145156211,null,"2024-12-01",35.595226225848727,83.504743985498393,0.31691491626379548,5.0167747225415704,15.176743530224847,2.594887806720716,1.8750695954257472,144.0803607825238,null,"2024-12-01",30.264738423338677,61.016106993371395,0,0,15.176743530224847,0,1.8750695954257472,108.33265854236066]
[null,"2025-01-01",34.6440217149528,92.465778652752704,0,0,22.575192225361977,0,1.8238128388171149,151.50880543188458,null,"2025-01-01",37.309265616207824,103.7100971488162,0.31691491626379548,5.0167747225415704,26.133824956870427,2.594887806720716,1.875069595425747,176.95683476284628,null,"2025-01-01",31.978777813697775,81.221460156689204,0,0,26.133824956870427,0,1.875069595425747,141.20913252268315]
[null,"2025-02-01",34.655751974357003,110.19252653602442,0,0,38.783037721149768,10.1824968174605,1.647312744072214,195.4611257930639,null,"2025-02-01",37.320995875612027,121.43684503208792,0.31691491626379548,5.0167747225415704,42.341670452658214,12.777384624181217,1.6985695006808461,220.90915512402557,null,"2025-02-01",31.990508073101978,98.948208039960917,0,0,42.341670452658214,12.777384624181217,1.6985695006808461,187.75634069058316]
[null,"2025-03-01",45.113910942519801,149.98018792220108,0,0,64.268986134923949,15.011416986725299,1.8238128388171151,276.1983148251872,null,"2025-03-01",47.779154843774826,161.22450641826458,0.31691491626379548,5.0167747225415704,67.827618866432402,17.606304793446014,1.8750695954257472,301.64634415614898,null,"2025-03-01",42.448667041264777,138.73586942613758,0,0,67.827618866432402,17.606304793446014,1.8750695954257472,268.49352972270651]
[null,"2025-04-01",40.442985947154199,103.2032924203269,0,0,41.278357707415203,0,1.764966242299786,186.68960231719609,null,"2025-04-01",43.108229848409223,114.4476109163904,0.31691491626379548,5.0167747225415704,44.83699043892365,2.594887806720716,1.8162229989084182,212.13763164815779,null,"2025-04-01",37.777742045899174,91.958973924263404,0,0,44.83699043892365,0,1.8162229989084182,176.38992940799466]
[null,"2025-05-01",34.717812531210001,73.109664453562203,0,0,16.9823001895153,0,1.8238128388171151,126.63359001310462,null,"2025-05-01",37.383056432465025,84.353982949625703,0.31691491626379548,5.0167747225415704,20.540932921023746,2.594887806720716,1.8750695954257472,152.0816193440663,null,"2025-05-01",32.052568629954976,61.865345957498704,0,0,20.540932921023746,0,1.8750695954257472,116.33391710390316]
[null,"2025-06-01",31.867784549154102,62.700493419999802,0,0,1.91128485741288,0,1.764966242299786,98.244529068866584,null,"2025-06-01",34.533028450409127,73.944811916063301,0.31691491626379548,5.0167747225415704,5.4699175889213283,2.594887806720716,1.8162229989084182,123.69255839982827,null,"2025-06-01",29.202540647899077,51.456174923936302,0,0,0,0,1.8162229989084182,82.474938570743802]
[null,"2025-07-01",33.687496478763101,72.761497290577694,0,0,11.845405341621399,0,1.8238128388171151,120.11821194977932,null,"2025-07-01",36.352740380018126,84.005815786641193,0.31691491626379548,5.0167747225415704,15.404038073129847,2.594887806720716,1.8750695954257472,145.566241280741,null,"2025-07-01",31.022252577508077,61.517178794514194,0,0,15.404038073129847,0,1.8750695954257472,109.81853904057786]
[null,"2025-08-01",34.717812531210001,86.559086074120103,0,0,26.20884553872499,0,1.8238128388171151,149.30955698287221,null,"2025-08-01",37.383056432465025,97.803404570183602,0.31691491626379548,5.0167747225415704,29.76747827023344,2.594887806720716,1.8750695954257472,174.75758631383388,null,"2025-08-01",32.052568629954976,75.314767578056603,0,0,29.76747827023344,0,1.8750695954257472,139.00988407367075]
[null,"2025-09-01",37.131135861586699,89.273372300535399,0,0,38.7119256542613,0,1.764966242299786,166.88140005868317,null,"2025-09-01",39.796379762841724,100.5176907965989,0.31691491626379548,5.0167747225415704,42.270558385769746,2.594887806720716,1.8162229989084182,192.32942938964484,null,"2025-09-01",34.465891960331675,78.0290538044719,0,0,42.270558385769746,0,1.8162229989084182,156.58172714948174]
[null,"2025-10-01",32.929982324593702,75.948857982949704,0,0,19.351625181014779,0,1.8238128388171151,130.0542783273753,null,"2025-10-01",35.595226225848727,87.193176479013204,0.31691491626379548,5.0167747225415704,22.910257912523228,2.594887806720716,1.8750695954257472,155.502307658337,null,"2025-10-01",30.264738423338677,64.704539486886205,0,0,22.910257912523228,0,1.8750695954257472,119.75460541817387]
[null,"2025-11-01",33.597943063560301,79.301608016218495,0,0,20.220880948695459,0,1.764966242299786,134.88539827077403,null,"2025-11-01",36.263186964815326,90.545926512281994,0.31691491626379548,5.0167747225415704,23.779513680203905,2.594887806720716,1.8162229989084182,160.33342760173574,null,"2025-11-01",30.932699162305276,68.057289520154995,0,0,23.779513680203905,0,1.8162229989084182,124.5857253615726]
[null,"2025-12-01",36.1152735678276,92.420588576369113,0,0,27.94325358575832,7.606684324005621,1.8238128388171151,165.90961289277774,null,"2025-12-01",38.780517469082625,103.66490707243261,0.31691491626379548,5.0167747225415704,31.501886317266766,10.201572130726337,1.8750695954257472,191.35764222373948,null,"2025-12-01",33.450029666572576,81.176270080305613,0,0,31.501886317266766,10.201572130726337,1.8750695954257472,158.20482779029703]
[null,"2026-01-01",34.717812531210001,103.27314556511379,0,0,28.933983394701897,0,1.8238128388171151,168.7487543298428,null,"2026-01-01",37.383056432465025,114.51746406117729,0.31691491626379548,5.0167747225415704,32.492616126210343,2.594887806720716,1.8750695954257472,194.1967836608045,null,"2026-01-01",32.052568629954976,92.028827069050294,0,0,32.492616126210343,0,1.8750695954257472,158.44908142064136]
[null,"2026-02-01",34.655751974357003,122.96966109615653,0,0,43.238407785657081,16.392712840542,1.647312744072214,218.90384644078483,null,"2026-02-01",37.320995875612027,134.21397959222003,0.31691491626379548,5.0167747225415704,46.797040517165527,18.987600647262717,1.6985695006808461,244.35187577174651,null,"2026-02-01",31.990508073101978,111.72534260009303,0,0,46.797040517165527,18.987600647262717,1.6985695006808461,211.19906133830409]
[null,"2026-03-01",48.038946042876908,201.06522711682948,0,0,80.328004326539769,26.235089427433699,1.8238128388171151,357.49107975249694,null,"2026-03-01",50.704189944131933,212.30954561289298,0.31691491626379548,5.0167747225415704,83.886637058048223,28.829977234154416,1.8750695954257472,382.93910908345867,null,"2026-03-01",45.373702141621884,189.82090862076598,0,0,83.886637058048223,28.829977234154416,1.8750695954257472,349.78629465001626]
[null,"2026-04-01",38.065476536054902,107.01500643319898,0,0,44.013674299899677,4.8935476826276396,1.764966242299786,195.75267119408093,null,"2026-04-01",40.730720437309927,118.25932492926248,0.31691491626379548,5.0167747225415704,47.572307031408123,7.4884354893483556,1.8162229989084182,221.20070052504266,null,"2026-04-01",35.400232634799877,95.770687937135477,0,0,47.572307031408123,7.4884354893483556,1.8162229989084182,188.04788609160025]
[null,"2026-05-01",28.807341292132701,67.762556249999903,0,0,0,0,1.8238128388171151,98.393710380949727,null,"2026-05-01",31.472585193387726,79.006874746063403,0.31691491626379548,5.0167747225415704,3.5586327315084478,2.594887806720716,1.8750695954257472,123.84173971191142,null,"2026-05-01",26.142097390877677,56.518237753936404,0,0,0,0,1.8750695954257472,84.535404740239827]
[null,"2026-06-01",31.867784549154102,67.762556249999903,0,0,3.2998613808731401,0,1.764966242299786,104.69516842232693,null,"2026-06-01",34.533028450409127,79.006874746063403,0.31691491626379548,5.0167747225415704,6.8584941123815879,2.594887806720716,1.8162229989084182,130.1431977532886,null,"2026-06-01",29.202540647899077,56.518237753936404,0,0,0,0,1.8162229989084182,87.53700140074389]
[null,"2026-07-01",32.929982324593702,80.756705707537307,0,0,20.785426232473895,0,1.8238128388171151,136.295927103422,null,"2026-07-01",35.595226225848727,92.001024203600807,0.31691491626379548,5.0167747225415704,24.344058963982341,2.594887806720716,1.8750695954257472,161.7439564343837,null,"2026-07-01",30.264738423338677,69.512387211473808,0,0,24.344058963982341,0,1.8750695954257472,125.99625419422057]
[null,"2026-08-01",34.717812531210001,68.943092855475996,0,0,15.182138877378399,0,1.8238128388171151,120.66685710288151,null,"2026-08-01",37.383056432465025,80.187411351539495,0.31691491626379548,5.0167747225415704,18.740771608886845,2.594887806720716,1.8750695954257472,146.1148864338432,null,"2026-08-01",32.052568629954976,57.698774359412496,0,0,18.740771608886845,0,1.8750695954257472,110.36718419368006]
[null,"2026-09-01",33.597943063560301,86.143458977744203,0,0,25.36341877420352,0,1.764966242299786,146.8697870578078,null,"2026-09-01",36.263186964815326,97.387777473807702,0.31691491626379548,5.0167747225415704,28.92205150571197,2.594887806720716,1.8162229989084182,172.3178163887695,null,"2026-09-01",30.932699162305276,74.899140481680703,0,0,28.92205150571197,0,1.8162229989084182,136.57011414860636]
[null,"2026-10-01",32.929982324593702,67.762556249999903,0,0,11.845405341621399,0,1.8238128388171151,114.36175675503213,null,"2026-10-01",35.595226225848727,79.006874746063403,0.31691491626379548,5.0167747225415704,15.404038073129847,2.594887806720716,1.8750695954257472,139.80978608599381,null,"2026-10-01",30.264738423338677,56.518237753936404,0,0,15.404038073129847,0,1.8750695954257472,104.06208384583067]
[null,"2026-11-01",33.597943063560301,80.583507530172696,0,0,14.37658149936914,0,1.764966242299786,130.32299833540191,null,"2026-11-01",36.263186964815326,91.827826026236195,0.31691491626379548,5.0167747225415704,17.935214230877587,2.594887806720716,1.8162229989084182,155.77102766636361,null,"2026-11-01",30.932699162305276,69.339189034109197,0,0,17.935214230877587,0,1.8162229989084182,120.02332542620047]
[null,"2026-12-01",35.869834951138003,86.67528449400811,0,0,28.061850139018603,12.909165160431,1.8238128388171151,165.33994758341282,null,"2026-12-01",38.535078852393028,97.91960299007161,0.31691491626379548,5.0167747225415704,31.620482870527049,15.504052967151715,1.8750695954257472,190.78797691437452,null,"2026-12-01",33.204591049882978,75.430965997944611,0,0,31.620482870527049,15.504052967151715,1.8750695954257472,157.63516248093211]
[null,"2027-01-01",37.308177764133497,113.59975917808697,0,0,28.003023641469838,12.661458753617202,1.8238128388171151,193.39623217612461,null,"2027-01-01",39.973421665388521,124.84407767415047,0.31691491626379548,5.0167747225415704,31.561656372978284,15.256346560337917,1.8750695954257472,218.84426150708632,null,"2027-01-01",34.642933862878472,102.35544068202347,0,0,31.561656372978284,15.256346560337917,1.8750695954257472,185.6914470736439]
[null,"2027-02-01",35.527803549475301,120.66666097783209,0,0,42.050793125275511,11.659907250316801,1.647312744072214,211.55247764697191,null,"2027-02-01",38.193047450730326,131.91097947389559,0.31691491626379548,5.0167747225415704,45.609425856783957,14.254795057037516,1.6985695006808461,237.00050697793358,null,"2027-02-01",32.862559648220277,109.4223424817686,0,0,45.609425856783957,14.254795057037516,1.6985695006808461,203.84769254449117]
[null,"2027-03-01",45.726868912613291,178.05410146009041,0,0,77.345071826757419,12.909165160431,1.8238128388171151,315.85902019870923,null,"2027-03-01",48.392112813868316,189.29841995615391,0.31691491626379548,5.0167747225415704,80.903704558265872,15.504052967151715,1.8750695954257472,341.30704952967096,null,"2027-03-01",43.061625011358267,166.80978296402691,0,0,80.903704558265872,15.504052967151715,1.8750695954257472,308.15423509622855]
[null,"2027-04-01",37.305041503796097,102.27495180905052,0,0,41.409110187698403,0,1.764966242299786,182.75406974284479,null,"2027-04-01",39.970285405051122,113.51927030511402,0.31691491626379548,5.0167747225415704,44.967742919206849,2.594887806720716,1.8162229989084182,208.20209907380649,null,"2027-04-01",34.639797602541073,91.030633312987021,0,0,44.967742919206849,0,1.8162229989084182,172.45439683364336]
[null,"2027-05-01",32.929982324593702,74.894101919999997,0,0,11.4548391610019,0,1.8238128388171151,121.10273624441272,null,"2027-05-01",35.595226225848727,86.138420416063497,0.31691491626379548,5.0167747225415704,15.013471892510347,2.594887806720716,1.8750695954257472,146.55076557537441,null,"2027-05-01",30.264738423338677,63.649783423936498,0,0,15.013471892510347,0,1.8750695954257472,110.80306333521128]
[null,"2027-06-01",31.867784549154099,75.298068129689199,0,0,11.4633377572163,0,1.764966242299786,120.39415667835938,null,"2027-06-01",34.533028450409127,86.542386625752698,0.31691491626379548,5.0167747225415704,15.021970488724747,2.594887806720716,1.8162229989084182,145.84218600932107,null,"2027-06-01",29.202540647899074,64.053749633625699,0,0,15.021970488724747,0,1.8162229989084182,110.09448376915793]
[null,"2027-07-01",38.368777895085501,74.894101919999997,0,0,19.988313062226101,0,1.8238128388171151,135.07500571612871,null,"2027-07-01",41.034021796340525,86.138420416063497,0.31691491626379548,5.0167747225415704,23.546945793734551,2.594887806720716,1.8750695954257472,160.52303504709042,null,"2027-07-01",35.703533993830476,63.649783423936498,0,0,23.546945793734551,0,1.8750695954257472,124.77533280692727]
[null,"2027-08-01",40.226801120866,91.429601217714804,0,0,29.8114833534752,0,1.8238128388171151,163.29169853087311,null,"2027-08-01",42.892045022121025,102.6739197137783,0.31691491626379548,5.0167747225415704,33.37011608498365,2.594887806720716,1.8750695954257472,188.73972786183481,null,"2027-08-01",37.561557219610975,80.185282721651305,0,0,33.37011608498365,0,1.8750695954257472,152.99202562167167]
[null,"2027-09-01",38.065476536054902,124.30276643752561,0,0,44.232612785926804,0,1.764966242299786,208.36582200180706,null,"2027-09-01",40.730720437309927,135.5470849335891,0.31691491626379548,5.0167747225415704,47.79124551743525,2.594887806720716,1.8162229989084182,233.81385133276879,null,"2027-09-01",35.400232634799877,113.05844794146211,0,0,47.79124551743525,0,1.8162229989084182,198.06614909260566]
[null,"2027-10-01",37.308177764133497,83.425007497922294,0,0,16.9823001895153,0,1.8238128388171151,139.53929829038822,null,"2027-10-01",39.973421665388521,94.669325993985794,0.31691491626379548,5.0167747225415704,20.540932921023746,2.594887806720716,1.8750695954257472,164.98732762134989,null,"2027-10-01",34.642933862878472,72.180689001858795,0,0,20.540932921023746,0,1.8750695954257472,129.23962538118676]
[null,"2027-11-01",36.104748489812998,89.072453106751809,0,0,27.714663580062322,0,1.764966242299786,154.65683141892688,null,"2027-11-01",38.769992391068023,100.31677160281531,0.31691491626379548,5.0167747225415704,31.273296311570768,2.594887806720716,1.8162229989084182,180.10486074988859,null,"2027-11-01",33.439504588557973,77.828134610688309,0,0,31.273296311570768,0,1.8162229989084182,144.35715850972545]
[null,"2027-12-01",41.060882596027703,118.791584450673,0,0,51.47120981804872,12.5650226360776,1.8238128388171151,225.71251233964412,null,"2027-12-01",43.726126497282728,130.03590294673648,0.31691491626379548,5.0167747225415704,55.029842549557166,15.159910442798317,1.8750695954257472,251.16054167060582,null,"2027-12-01",38.395638694772678,107.5472659546095,0,0,55.029842549557166,15.159910442798317,1.8750695954257472,218.00772723716341]
[null,"2028-01-01",41.846604256445602,168.27313101376041,0,0,56.155322132322127,10.53179751413,1.8238128388171151,278.63066775547526,null,"2028-01-01",44.511848157700626,179.5174495098239,0.31691491626379548,5.0167747225415704,59.713954863830573,13.126685320850715,1.8750695954257472,304.07869708643693,null,"2028-01-01",39.181360355190577,157.02881251769691,0,0,59.713954863830573,13.126685320850715,1.8750695954257472,270.92588265299452]
[null,"2028-02-01",42.25424960203339,190.51442501287551,0,0,66.705293623806526,18.264561528806599,1.647312744072214,319.38584251159426,null,"2028-02-01",44.919493503288415,201.75874350893901,0.31691491626379548,5.0167747225415704,70.263926355314979,20.859449335527316,1.6985695006808461,344.83387184255588,null,"2028-02-01",39.589005700778365,179.27010651681201,0,0,70.263926355314979,20.859449335527316,1.6985695006808461,311.68105740911346]
[null,"2028-03-01",48.384890169104409,209.15775929633372,0,0,82.597974772767301,14.504609080115401,1.8238128388171151,356.46904615713794,null,"2028-03-01",51.050134070359434,220.40207779239722,0.31691491626379548,5.0167747225415704,86.156607504275755,17.099496886836118,1.8750695954257472,381.91707548809967,null,"2028-03-01",45.719646267849384,197.91344080027022,0,0,86.156607504275755,17.099496886836118,1.8750695954257472,348.76426105465725]
[null,"2028-04-01",44.233801488598303,160.03621490793836,0,0,60.910745997374057,12.492668434669399,1.764966242299786,279.43839707087994,null,"2028-04-01",46.899045389853327,171.28053340400186,0.31691491626379548,5.0167747225415704,64.469378728882504,15.087556241390114,1.8162229989084182,304.88642640184156,null,"2028-04-01",41.568557587343278,148.79189641187486,0,0,64.469378728882504,15.087556241390114,1.8162229989084182,271.73361196839915]
[null,"2028-05-01",36.756479843763302,95.469617537537204,0,0,20.6676133750315,0,1.8238128388171151,154.71752359514912,null,"2028-05-01",39.421723745018326,106.7139360336007,0.31691491626379548,5.0167747225415704,24.226246106539946,2.594887806720716,1.8750695954257472,180.16555292611079,null,"2028-05-01",34.091235942508277,84.225299041473704,0,0,24.226246106539946,0,1.8750695954257472,144.41785068594768]
[null,"2028-06-01",33.597943063560301,82.475468079999899,0,0,8.9470505206571698,0,1.764966242299786,126.78542790651717,null,"2028-06-01",36.263186964815326,93.719786576063399,0.31691491626379548,5.0167747225415704,12.505683252165618,2.594887806720716,1.8162229989084182,152.23345723747886,null,"2028-06-01",30.932699162305276,71.2311495839364,0,0,12.505683252165618,0,1.8162229989084182,116.48575499731572]
[null,"2028-07-01",38.986676675107397,104.66420466828387,0,0,34.183938068526203,4.3242489896402097,1.8238128388171151,183.98288124037478,null,"2028-07-01",41.651920576362421,115.90852316434737,0.31691491626379548,5.0167747225415704,37.742570800034649,6.9191367963609256,1.8750695954257472,209.43091057133648,null,"2028-07-01",36.321432773852372,93.419886172220373,0,0,37.742570800034649,6.9191367963609256,1.8750695954257472,176.27809613789407]
[null,"2028-08-01",41.060882596027703,149.91246053222966,0,0,55.899257616108343,12.6614587536172,1.8238128388171151,261.35787233680003,null,"2028-08-01",43.726126497282728,161.15677902829316,0.31691491626379548,5.0167747225415704,59.457890347616789,15.256346560337917,1.8750695954257472,286.80590166776176,null,"2028-08-01",38.395638694772678,138.66814203616616,0,0,59.457890347616789,15.256346560337917,1.8750695954257472,253.65308723431932]
[null,"2028-09-01",40.893843034792503,165.41143372482827,0,0,49.907065427852011,6.7518637140199402,1.764966242299786,264.72917214379248,null,"2028-09-01",43.559086936047528,176.65575222089177,0.31691491626379548,5.0167747225415704,53.465698159360457,9.3467515207406571,1.8162229989084182,290.17720147475421,null,"2028-09-01",38.228599133537479,154.16711522876477,0,0,53.465698159360457,9.3467515207406571,1.8162229989084182,257.0243870413118]
[null,"2028-10-01",39.334263119228503,106.0341438063267,0,0,27.767401511403801,0,1.8238128388171151,174.9596212757761,null,"2028-10-01",41.999507020483527,117.2784623023902,0.31691491626379548,5.0167747225415704,31.32603424291225,2.594887806720716,1.8750695954257472,200.4076506067378,null,"2028-10-01",36.669019217973478,94.789825310263197,0,0,31.32603424291225,0,1.8750695954257472,164.65994836657467]
[null,"2028-11-01",38.065476536054902,105.2481356566428,0,0,26.586349954031899,0,1.764966242299786,171.66492838902937,null,"2028-11-01",40.730720437309927,116.4924541527063,0.31691491626379548,5.0167747225415704,30.144982685540349,2.594887806720716,1.8162229989084182,197.1129577199911,null,"2028-11-01",35.400232634799877,94.003817160579302,0,0,30.144982685540349,0,1.8162229989084182,161.36525547982797]
[null,"2028-12-01",41.060882596027703,151.78181029783676,0,0,55.767220589291597,7.24956204565457,1.8238128388171151,257.68328836762771,null,"2028-12-01",43.726126497282728,163.02612879390026,0.31691491626379548,5.0167747225415704,59.325853320800043,9.8444498523752859,1.8750695954257472,283.1313176985895,null,"2028-12-01",38.395638694772678,140.53749180177326,0,0,59.325853320800043,9.8444498523752859,1.8750695954257472,249.978503265147]
[null,"2029-01-01",43.3006698034972,204.28417070690978,0,0,69.188636331301197,12.661458753617199,1.8238128388171151,331.25874843414249,null,"2029-01-01",45.965913704752225,215.52848920297328,0.31691491626379548,5.0167747225415704,72.74726906280965,15.256346560337914,1.8750695954257472,356.70677776510422,null,"2029-01-01",40.635425902242176,193.03985221084628,0,0,72.74726906280965,15.256346560337914,1.8750695954257472,323.55396333166181]
[null,"2029-02-01",43.459686711657803,221.53816482166741,0,0,72.208344152430641,21.623680061312658,1.647312744072214,360.47718849114074,null,"2029-02-01",46.124930612912827,232.78248331773091,0.31691491626379548,5.0167747225415704,75.766976883939094,24.218567868033375,1.6985695006808461,385.92521782210235,null,"2029-02-01",40.794442810402778,210.29384632560391,0,0,75.766976883939094,24.218567868033375,1.6985695006808461,352.77240338866]
[null,"2029-03-01",53.465399270174402,263.98846007841871,0,0,92.166679726234747,30.759023473511501,1.8238128388171151,442.20337538715648,null,"2029-03-01",56.130643171429426,275.23277857448221,0.31691491626379548,5.0167747225415704,95.7253124577432,33.353911280232218,1.8750695954257472,467.65140471811821,null,"2029-03-01",50.800155368919377,252.74414158235521,0,0,95.7253124577432,33.353911280232218,1.8750695954257472,434.4985902846758]
[null,"2029-04-01",46.606033783486609,194.66397840159499,0,0,64.547573163374281,17.761627396207398,1.764966242299786,325.34417898696313,null,"2029-04-01",49.271277684741634,205.90829689765849,0.31691491626379548,5.0167747225415704,68.106205894882734,20.356515202928115,1.8162229989084182,350.79220831792475,null,"2029-04-01",43.940789882231584,183.41965990553149,0,0,68.106205894882734,20.356515202928115,1.8162229989084182,317.63939388448233]
[null,"2029-05-01",35.0619138006642,103.9382325029498,0,0,12.0281793983821,0,1.8238128388171151,152.8521385408132,null,"2029-05-01",37.727157701919225,115.1825509990133,0.31691491626379548,5.0167747225415704,15.586812129890548,2.594887806720716,1.8750695954257472,178.3001678717749,null,"2029-05-01",32.396669899409176,92.693914006886303,0,0,15.586812129890548,0,1.8750695954257472,142.55246563161177]
[null,"2029-06-01",38.929223114029298,109.0707706677442,0,0,20.929530781995201,0,1.764966242299786,170.69449080606847,null,"2029-06-01",41.594467015284323,120.3150891638077,0.31691491626379548,5.0167747225415704,24.48816351350365,2.594887806720716,1.8162229989084182,196.14252013703017,null,"2029-06-01",36.263979212774274,97.8264521716807,0,0,24.48816351350365,0,1.8162229989084182,160.39481789686704]
[null,"2029-07-01",41.846604256445602,170.93375221586803,0,0,46.414002347656499,8.70109880078512,1.8238128388171151,269.71927045957239,null,"2029-07-01",44.511848157700626,182.17807071193153,0.31691491626379548,5.0167747225415704,49.972635079164945,11.295986607505835,1.8750695954257472,295.16729979053406,null,"2029-07-01",39.181360355190577,159.68943371980453,0,0,49.972635079164945,11.295986607505835,1.8750695954257472,262.01448535709164]
[null,"2029-08-01",45.2555395540343,150.28847187969819,0,0,51.265342835046198,5.4764263160013602,1.8238128388171151,254.10959342359715,null,"2029-08-01",47.920783455289325,161.53279037576169,0.31691491626379548,5.0167747225415704,54.823975566554644,8.0713141227220753,1.8750695954257472,279.55762275455885,null,"2029-08-01",42.590295652779275,139.04415338363469,0,0,54.823975566554644,8.0713141227220753,1.8750695954257472,246.40480832111643]
[null,"2029-09-01",46.862065534888302,190.9066220666127,0,0,67.09166186255689,33.29287749475278,1.764966242299786,339.91819320111045,null,"2029-09-01",49.527309436143327,202.1509405626762,0.31691491626379548,5.0167747225415704,70.650294594065343,35.887765301473493,1.8162229989084182,365.36622253207219,null,"2029-09-01",44.196821633633277,179.6623035705492,0,0,70.650294594065343,35.887765301473493,1.8162229989084182,332.21340809862971]
[null,"2029-10-01",43.3006698034972,153.95887422495508,0,0,50.869596396976888,0,1.8238128388171151,249.95295326424628,null,"2029-10-01",45.965913704752225,165.20319272101858,0.31691491626379548,5.0167747225415704,54.428229128485334,2.594887806720716,1.8750695954257472,275.40098259520795,null,"2029-10-01",40.635425902242176,142.71455572889158,0,0,54.428229128485334,0,1.8750695954257472,239.65328035504481]
[null,"2029-11-01",46.035044256615897,153.28931043984664,0,0,49.911709573321211,12.9757547371218,1.764966242299786,263.97678524920536,null,"2029-11-01",48.700288157870922,164.53362893591014,0.31691491626379548,5.0167747225415704,53.470342304829657,15.570642543842517,1.8162229989084182,289.42481458016698,null,"2029-11-01",43.369800355360873,142.04499194378315,0,0,53.470342304829657,15.570642543842517,1.8162229989084182,256.27200014672462]
[null,"2029-12-01",46.918796458008103,182.37083239686302,0,0,73.515881138807799,12.909165160431002,1.8238128388171151,317.53848799292706,null,"2029-12-01",49.584040359263128,193.61515089292652,0.31691491626379548,5.0167747225415704,77.074513870316252,15.504052967151718,1.8750695954257472,342.98651732388879,null,"2029-12-01",44.253552556753078,171.12651390079952,0,0,77.074513870316252,15.504052967151718,1.8750695954257472,309.83370289044632]
[null,"2030-01-01",48.195392180578594,230.72791637626261,0,0,74.939206511049804,15.0378878739106,1.8238128388171151,370.72421578061875,null,"2030-01-01",50.860636081833619,241.97223487232611,0.31691491626379548,5.0167747225415704,78.497839242558257,17.632775680631315,1.8750695954257472,396.17224511158042,null,"2030-01-01",45.530148279323569,219.48359788019911,0,0,78.497839242558257,17.632775680631315,1.8750695954257472,363.01943067813801]
[null,"2030-02-01",44.131599652812199,226.51421807100053,0,0,68.438778997590333,27.766828509616861,1.647312744072214,368.49873797509213,null,"2030-02-01",46.796843554067223,237.75853656706403,0.31691491626379548,5.0167747225415704,71.997411729098786,30.361716316337578,1.6985695006808461,393.94676730605386,null,"2030-02-01",41.466355751557174,215.26989957493703,0,0,71.997411729098786,30.361716316337578,1.6985695006808461,360.79395287261138]
[null,"2030-03-01",54.744557255478,277.15157224874832,0,0,93.618324911253808,30.741750176686367,1.8238128388171151,458.08001743098362,null,"2030-03-01",57.409801156733025,288.39589074481182,0.31691491626379548,5.0167747225415704,97.176957642762261,33.33663798340708,1.8750695954257472,483.52804676194529,null,"2030-03-01",52.079313354222975,265.90725375268482,0,0,97.176957642762261,33.33663798340708,1.8750695954257472,450.37523232850288]
[null,"2030-04-01",51.74077280208909,237.43107263406139,0,0,65.891132803497129,18.4282891610405,1.764966242299786,375.25623364298787,null,"2030-04-01",54.406016703344115,248.67539113012489,0.31691491626379548,5.0167747225415704,69.449765535005582,21.023176967761216,1.8162229989084182,400.7042629739496,null,"2030-04-01",49.075528900834065,226.18675413799789,0,0,69.449765535005582,21.023176967761216,1.8162229989084182,367.55144854050724]
[null,"2030-05-01",36.1152735678276,123.64630300387066,0,0,25.543310761594292,0,1.8238128388171151,187.12870017210963,null,"2030-05-01",38.780517469082625,134.89062149993416,0.31691491626379548,5.0167747225415704,29.101943493102738,2.594887806720716,1.8750695954257472,212.57672950307136,null,"2030-05-01",33.450029666572576,112.40198450780716,0,0,29.101943493102738,0,1.8750695954257472,176.82902726290823]
[null,"2030-06-01",38.929223114029298,136.61197532890304,0,0,37.892161644170287,12.492668434669399,1.764966242299786,227.69099476407183,null,"2030-06-01",41.594467015284323,147.85629382496654,0.31691491626379548,5.0167747225415704,41.450794375678733,15.087556241390114,1.8162229989084182,253.13902409503348,null,"2030-06-01",36.263979212774274,125.36765683283954,0,0,41.450794375678733,15.087556241390114,1.8162229989084182,219.98620966159106]
[null,"2030-07-01",46.240522430041501,207.82786333161542,0,0,63.877920580560207,18.507371561205201,1.8238128388171151,338.27749074223942,null,"2030-07-01",48.905766331296526,219.07218182767892,0.31691491626379548,5.0167747225415704,67.436553312068654,21.102259367925917,1.8750695954257472,363.72552007320115,null,"2030-07-01",43.575278528786477,196.58354483555192,0,0,67.436553312068654,21.102259367925917,1.8750695954257472,330.57270563975874]
[null,"2030-08-01",47.552429920908097,207.14986086265014,0,0,59.97405875686313,13.062451634366601,1.8238128388171151,329.56261401360507,null,"2030-08-01",50.217673822163121,218.39417935871364,0.31691491626379548,5.0167747225415704,63.532691488371576,15.657339441087316,1.8750695954257472,355.0106433445668,null,"2030-08-01",44.887186019653072,195.90554236658664,0,0,63.532691488371576,15.657339441087316,1.8750695954257472,321.85782891112444]
[null,"2030-09-01",49.875978002594998,236.77913991054652,0,0,64.806489135595768,23.374104171491382,1.764966242299786,376.60067746252844,null,"2030-09-01",52.541221903850023,248.02345840661002,0.31691491626379548,5.0167747225415704,68.365121867104222,25.968991978212099,1.8162229989084182,402.04870679349017,null,"2030-09-01",47.210734101339973,225.53482141448302,0,0,68.365121867104222,25.968991978212099,1.8162229989084182,368.89589236004775]
[null,"2030-10-01",44.785858626348599,180.5393176140623,0,0,41.578165638292191,0,1.8238128388171151,268.72715471752019,null,"2030-10-01",47.451102527603624,191.7836361101258,0.31691491626379548,5.0167747225415704,45.136798369800637,2.594887806720716,1.8750695954257472,294.17518404848192,null,"2030-10-01",42.120614725093574,169.2949991179988,0,0,45.136798369800637,0,1.8750695954257472,258.42748180831882]
[null,"2030-11-01",44.379744096458197,215.84252479660097,0,0,60.153090949682301,0,1.764966242299786,322.14032608504124,null,"2030-11-01",47.044987997713221,227.08684329266447,0.31691491626379548,5.0167747225415704,63.711723681190747,2.594887806720716,1.8162229989084182,347.58835541600291,null,"2030-11-01",41.714500195203172,204.59820630053747,0,0,63.711723681190747,0,1.8162229989084182,311.8406531758398]
[null,"2030-12-01",46.061357435172702,239.9236236524892,0,0,61.558163339271644,31.187050406372769,1.8238128388171151,380.55400767212336,null,"2030-12-01",48.726601336427727,251.1679421485527,0.31691491626379548,5.0167747225415704,65.116796070780097,33.781938213093483,1.8750695954257472,406.00203700308515,null,"2030-12-01",43.396113533917678,228.6793051564257,0,0,65.116796070780097,33.781938213093483,1.8750695954257472,372.84922256964273]
[null,"2031-01-01",37.840038625390541,146.46631229708038,0,0,46.263269249983303,6.1862354967541302,1.6549164857186147,238.41077215492697,null,"2031-01-01",40.505282526645566,157.71063079314388,0.31691491626379548,5.0167747225415704,49.821901981491749,8.7811233034748462,1.7061732423272469,263.85880148588865,null,"2031-01-01",35.174794724135516,135.22199380101688,0,0,49.821901981491749,8.7811233034748462,1.7061732423272469,230.70598705244626]
[null,"2031-02-01",36.692843244529293,150.41321967688131,0,0,47.162990394211512,15.788107469815078,1.5702651076406937,251.62742589307788,null,"2031-02-01",39.358087145784317,161.65753817294481,0.31691491626379548,5.0167747225415704,50.721623125719958,18.382995276535794,1.6215218642493259,277.0754552240395,null,"2031-02-01",34.027599343274268,139.16890118081781,0,0,50.721623125719958,18.382995276535794,1.6215218642493259,243.92264079059717]
[null,"2031-03-01",44.617362627588534,192.22092981635006,0,0,64.292962763437913,19.964806140277435,1.7001090588121133,322.7961704064661,null,"2031-03-01",47.282606528843559,203.46524831241356,0.31691491626379548,5.0167747225415704,67.851595494946366,22.559693946998152,1.7513658154207454,348.24419973742772,null,"2031-03-01",41.952118726333509,180.97661132028657,0,0,67.851595494946366,22.559693946998152,1.7513658154207454,315.09138530398531]
[null,"2031-04-01",39.913629534154175,146.61593446345518,0,0,48.472137227151414,8.6584179607658385,1.6524627830343337,245.31258196856095,null,"2031-04-01",42.5788734354092,157.86025295951868,0.31691491626379548,5.0167747225415704,52.03076995865986,11.253305767486555,1.7037195396429659,270.76061129952262,null,"2031-04-01",37.248385632899151,135.37161596739168,0,0,52.03076995865986,11.253305767486555,1.7037195396429659,237.60779686608021]
[null,"2031-05-01",32.841564069279514,96.934767169470788,0,0,21.248470941889856,0.80272193156111671,1.7217078982497251,153.54923201045096,null,"2031-05-01",35.506807970534538,108.17908566553429,0.31691491626379548,5.0167747225415704,24.807103673398302,3.3976097382818327,1.7729646548583573,178.9972613414127,null,"2031-05-01",30.176320168024489,85.690448673407289,0,0,24.807103673398302,0,1.7729646548583573,142.44683716968842]
[null,"2031-06-01",34.40293071977402,102.3757358599465,0,0,30.111299477399541,4.8904780445870291,1.6725877452493036,173.45303184695641,null,"2031-06-01",37.068174621029044,113.62005435601,0.31691491626379548,5.0167747225415704,33.669932208907987,7.485365851307745,1.7238445018579358,198.90106117791808,null,"2031-06-01",31.737686818518995,91.131417363883003,0,0,33.669932208907987,7.485365851307745,1.7238445018579358,165.74824674447567]
[null,"2031-07-01",37.479670364476078,131.76340749535251,0,0,48.343362650973653,6.8234171365040535,1.7405877840078547,226.15044543131415,null,"2031-07-01",40.144914265731103,143.00772599141601,0.31691491626379548,5.0167747225415704,51.901995382482099,9.4183049432247685,1.7918445406164869,251.59847476227586,null,"2031-07-01",34.814426463221054,120.51908899928901,0,0,51.901995382482099,9.4183049432247685,1.7918445406164869,218.44566032883344]
[null,"2031-08-01",39.500857468214058,143.46489926714273,0,0,46.687654389311064,5.8028818737852497,1.7492458266417863,237.20553882509489,null,"2031-08-01",42.166101369469082,154.70921776320623,0.31691491626379548,5.0167747225415704,50.24628712081951,8.3977696805059665,1.8005025832504185,262.65356815605656,null,"2031-08-01",36.835613566959033,132.22058077107923,0,0,50.24628712081951,8.3977696805059665,1.8005025832504185,229.50075372261418]
[null,"2031-09-01",39.117931719626043,156.91123369945223,0,0,56.147455584736129,13.530929776487854,1.6594060749694999,267.36695685527178,null,"2031-09-01",41.783175620881067,168.15555219551572,0.31691491626379548,5.0167747225415704,59.706088316244575,16.125817583208569,1.710662831578132,292.81498618623345,null,"2031-09-01",36.452687818371018,145.66691520338873,0,0,59.706088316244575,16.125817583208569,1.710662831578132,259.66217175279104]
[null,"2031-10-01",39.470467676684926,140.66085316859852,0,0,59.412672480932372,6.2588978909445192,1.765312283134711,247.56820350029506,null,"2031-10-01",42.135711577939951,151.90517166466202,0.31691491626379548,5.0167747225415704,62.971305212440818,8.8537856976652343,1.8165690397433432,273.01623283125673,null,"2031-10-01",36.805223775429901,129.41653467253502,0,0,62.971305212440818,8.8537856976652343,1.8165690397433432,239.86341839781434]
[null,"2031-11-01",37.602594254295283,139.95441152174968,0,0,53.183770622392601,0.40094844220224002,1.7139662456032854,232.85569108624307,null,"2031-11-01",40.267838155550308,151.19873001781318,0.31691491626379548,5.0167747225415704,56.742403353901047,2.9958362489229557,1.7652230022119175,258.30372041720483,null,"2031-11-01",34.937350353040259,128.71009302568618,0,0,56.742403353901047,0,1.7652230022119175,222.1550697348394]
[null,"2031-12-01",38.159711497560153,142.35865729879416,0,0,45.871564188104692,15.043128112117463,1.780007036058957,243.21306813263541,null,"2031-12-01",40.824955398815177,153.60297579485766,0.31691491626379548,5.0167747225415704,49.430196919613138,17.638015918838178,1.8312637926675892,268.66109746359712,null,"2031-12-01",35.494467596305128,131.11433880273066,0,0,49.430196919613138,17.638015918838178,1.8312637926675892,235.5082830301547]
[]
[]
[null,null,"TOTAL MEDIO",null,null,null,null,null,null,null,null,null,"TOTAL ALTO",null,null,null,null,null,null,null,null,null,"TOTAL BAJO"]
[null,null,"CENTRO","COSTA","CQR","NORESTE","NOROESTE","SUROESTE","TOLIMA GRANDE","MEDIA (Estocástico)",null,null,"CENTRO","COSTA","CQR","NORESTE","NOROESTE","SUROESTE","TOLIMA GRANDE","ALTA (Determinístico serie seca)",null,null,"CENTRO","COSTA","CQR","NORESTE","NOROESTE","SUROESTE","TOLIMA GRANDE","BAJA (Estocástico)"]
[null,"2017-01-01",256.72488867595609,355.34137362879926,23.374788120345521,136.80797221425189,103.65379907518127,86.528694053972558,15.056508550335009,977.48802431884167,null,"2017-01-01",279.90789397595518,389.32401154590366,25.546519450220174,152.64429913725584,111.8924582357556,95.554542567263766,16.59464821497204,1070.7668663518891,null,"2017-01-01",233.8647014455064,321.51928312085124,21.586552977495412,125.98842001378948,102.60941444235081,82.831730663006667,13.657403658220129,902.05750632122022]
[null,"2017-02-01",287.09919396276331,388.65049958691543,26.741928471217953,141.75678455988108,119.47816605691371,100.23785301426697,17.388015619931831,1081.3524412718903,null,"2017-02-01",312.40201887489593,425.03310586912937,29.188928802819124,158.15166931955997,128.44093322436342,110.28367611571784,19.154847752467198,1192.8576731835155,null,"2017-02-01",262.16256127465192,352.4670609360532,24.685891405624258,130.37867452274378,117.7222401988507,95.544458312502869,15.766106307772056,998.72699295819871]
[null,"2017-03-01",263.73687440538765,372.49894831344153,23.791844151070293,137.79022329980521,109.33802167261993,89.311068952915605,15.684386328031605,1012.1513671232717,null,"2017-03-01",287.30347017220259,407.01582033619627,26.005674994036656,153.74112852248081,117.7064640648471,98.521176203826329,17.272776565612105,1105.6690040837648,null,"2017-03-01",240.49546746647459,338.15684176150285,21.960349425704148,126.85609279967115,108.16325590051622,85.43041783856529,14.237979691626329,935.30040488406053]
[null,"2017-04-01",269.93967523053766,377.48614016777941,25.080889629022373,139.44830833398152,111.16917557266331,92.608576446130925,16.210345906135565,1040.1621868575546,null,"2017-04-01",293.90561392840624,412.62070422355339,27.383948055724129,155.54588434929263,119.67957572508973,102.0228196856425,17.841238082465708,1146.9547950132276,null,"2017-04-01",246.31477531851647,342.54092696299369,23.163852885913208,128.36750704121198,109.85701325457148,88.532658141599882,14.72396611315987,949.21531615492506]
[null,"2017-05-01",260.0803427172637,361.78059734185376,24.049590030161902,137.91610742857424,105.34282692468921,88.005804648115344,15.646793482522677,999.90389698382091,null,"2017-05-01",283.39607847564133,396.00941908716595,26.269053381322276,153.85515908885191,113.61774467861524,97.085403245093346,17.218728098955211,1102.839767402691,null,"2017-05-01",237.09220524394598,327.73332571524861,22.213877065857336,126.99383049083816,104.26177879544252,84.257570906405221,14.218936827969227,912.01376401799462]
[null,"2017-06-01",269.42133163704534,372.00617355347549,25.282907418291011,139.46854753163313,109.62931822349182,92.810975166105436,16.378288385544003,1034.2615514658441,null,"2017-06-01",293.41944864443184,407.20252261559801,27.59598532934562,155.55645497020109,118.15057036133837,102.25785841532914,18.016961603131005,1143.3871038592461,null,"2017-06-01",245.7666243263956,337.00631539526557,23.357948240487222,128.39741481560677,108.30657275272736,88.704522359752303,14.886289400230346,942.78173652548594]
[null,"2017-07-01",263.2885928105606,366.12676889781289,24.889978220383,138.52385697023334,106.58835453537796,90.210152797896328,15.813212283729545,1005.4409165159936,null,"2017-07-01",286.78405496237156,400.77324454124846,27.158899970309076,154.48908542328775,114.93708009657958,99.424169109194082,17.389457757491414,1106.7384850850447,null,"2017-07-01",240.1268608002699,331.67340810027099,23.008112881195597,127.57540323972053,105.43541845548245,86.332663947363201,14.383281303668365,928.53514872797109]
[null,"2017-08-01",261.71937137759051,365.08193564581086,24.638397357099642,138.2319698046858,106.41031273294855,89.022276058124518,15.765263481588729,1000.8695264578486,null,"2017-08-01",285.0578618626717,399.57805896446206,26.8869576390227,154.18680114705094,114.7011461166064,98.138369897571891,17.331634918447367,1102.3633237703959,null,"2017-08-01",238.71273310032706,330.77556841908597,22.77638389166005,127.29391318486223,105.31367710066417,85.239202157195479,14.34585175297749,924.45732960677242]
[null,"2017-09-01",269.19744727333187,370.18611678601644,25.55685471280206,139.42700500843637,110.20265597222377,92.548660903295797,16.360465890858695,1023.4792065469651,null,"2017-09-01",293.05128234747139,405.32167198214199,27.876549551360966,155.50913695379145,118.67288474058989,101.92104413451216,17.982003161958257,1130.827066096389,null,"2017-09-01",245.68842961717206,335.24957130292125,23.626517879674871,128.36164778562286,108.93042619368946,88.516925521213324,14.887906363020955,945.26142466331476]
[null,"2017-10-01",262.40991953122727,361.05940666527812,24.834018195070236,138.44520281107046,106.76510804311259,89.5105213788095,15.805700632297738,998.82987725686598,null,"2017-10-01",285.72427451456889,395.54324229650138,27.088390429690616,154.38499513008725,115.04587679214475,98.617401461218208,17.367928945462303,1103.764602794236,null,"2017-10-01",239.42556730732471,326.76301840417705,22.965615893324369,127.52218521459528,105.67761422683925,85.735705603844906,14.39124093074768,922.48094758085324]
[null,"2017-11-01",269.63979667951673,376.07186737754841,25.967364225999503,139.67190109503144,109.3986096137707,93.606806156329,16.392190894655702,1030.7485360428516,null,"2017-11-01",293.5028315584043,411.3967170197601,28.30258512762272,155.73312525335461,117.8835978295586,103.01629676129907,18.007630116450088,1131.1802768910122,null,"2017-11-01",246.12540360629851,340.95372904753657,24.023266255490725,128.62745165924989,108.11372533415449,89.543058703843897,14.926879840758886,952.31351444733298]
[null,"2017-12-01",279.6756141234091,368.40774021737934,25.009688319054533,138.64744588067839,107.77282987113952,90.114852483419739,15.95246602041558,1025.5806369154961,null,"2017-12-01",303.05451389987911,403.06126197733317,27.275866717948276,154.61540651562035,116.07833514164336,99.258719267453742,17.524549104037526,1111.1811458484783,null,"2017-12-01",256.6275470671502,333.94394536522105,23.130478284186403,127.69625996827803,106.66034807657952,86.304392735933817,14.529177580826483,948.89214907817541]
[null,"2018-01-01",281.51201565050155,392.7579941900226,24.483326574651834,140.15923397919229,115.11118703506183,89.83082866147717,15.762464032823321,1059.6170501237307,null,"2018-01-01",304.52531517250947,427.09743142581453,26.693166830839875,155.60842772944073,123.29734891560038,98.800762472909199,17.293753424599792,1185.3736991962769,null,"2018-01-01",258.81437873629301,358.5914909309559,22.654983221830392,129.7443455322387,114.11317322196058,86.183025958299993,14.377756473586757,984.4791540751653]
[null,"2018-02-01",310.9767301702621,433.82815136068575,28.120620483803453,145.21962519045664,130.64864328377621,103.11583856779707,17.974036181698072,1169.8836452384794,null,"2018-02-01",335.98908901105631,470.55418393657737,30.611766056757066,161.20901388339601,139.52700895297957,113.03837002608724,19.721043531788247,1304.5079686232048,null,"2018-02-01",286.32054857324783,397.30745695039838,26.020557118150332,134.26716650399379,128.97145782574285,98.538458460187641,16.378802320842741,1087.8044477525636]
[null,"2018-03-01",286.79000543643463,403.27663970461833,25.123164767753476,141.03457178660341,121.61892027529274,92.825328704869378,16.130262567377251,1086.7988932429491,null,"2018-03-01",310.10910581350146,437.94097489202642,27.380403848499665,156.57267113761696,129.91207120254705,101.95932633075412,17.69447972111179,1223.0265261706202,null,"2018-03-01",263.78988253190863,368.7944483165428,23.249641853203546,130.53196978118109,120.51597065810867,89.019708517886045,14.713223674626978,1010.6148453334577]
[null,"2018-04-01",293.93681723537753,410.83852425642556,26.303356106132973,142.54860649371614,123.73756916926241,96.636541746256469,16.74689119870996,1110.7483062058809,null,"2018-04-01",317.74184274937119,446.17890650748075,28.635344377942104,158.22349745283537,132.20286203906761,106.01584449369314,18.363947715054334,1247.1197385600071,null,"2018-04-01",270.46622994037097,375.69338089373383,24.358892784828441,131.91032863641988,122.46738496310059,92.594955757487526,15.278865334248108,1032.7700383101894]
[null,"2018-05-01",281.97100511690593,389.36356932041343,25.151236913622359,140.96711224310877,114.54507044036492,91.398012963574089,16.06341469513205,1059.4594216931216,null,"2018-05-01",305.13747087123198,423.94722606894749,27.395416268338217,156.47560275006444,122.78789622077198,100.44967746089073,17.618426220690285,1189.1692090854981,null,"2018-05-01",259.12433266878355,354.96339376546666,23.291411026709323,130.49501127680088,113.49283823775002,87.675470214230202,14.65601335152491,983.69847054126558]
[null,"2018-06-01",290.07715512902229,384.39714085065441,26.34200197572774,142.47359641259996,117.71541084689139,95.655599810090806,16.69224114017748,1073.3531461651642,null,"2018-06-01",313.83769866881244,419.72573914245606,28.671968015786231,158.13541333916478,126.16853024500573,105.01863931312226,18.305804489156071,1219.2212864380663,null,"2018-06-01",266.6545112725222,349.26889254147858,24.400971319800941,131.84931929615828,116.45899186893178,91.633252124660245,15.228333949949873,995.4942723735021]
[null,"2018-07-01",286.33951849241379,382.81296966244463,25.876027367505731,141.77165184878879,114.6354337873606,93.740313062672769,16.335995343203191,1061.5119095643895,null,"2018-07-01",309.70285126889627,417.62275297390789,28.156236605751918,157.33546379098829,122.95140425654867,102.92998033914895,17.908223946076987,1205.9844064058818,null,"2018-07-01",263.30338689018714,348.19943645659498,23.983675141747923,131.2451490035489,113.51353282477157,89.887358272012321,14.912616832517163,985.04515542138006]
[null,"2018-08-01",284.71537445907541,400.90639375831284,25.528286801708624,141.27554491683659,114.96761693011135,92.396479709343069,16.231200614648362,1076.0208971900361,null,"2018-08-01",307.88705414179879,435.5981404110409,27.782194610907059,156.78938853150299,123.2161597846852,101.46558740032305,17.790064455804021,1202.9060825606248,null,"2018-08-01",261.86928271349126,366.40633718277644,23.661309991458459,130.79931574804101,113.91160288134101,88.661751725453811,14.821273557463455,1000.1308738000254]
[null,"2018-09-01",291.3283680808928,405.78306915971734,26.512693910147696,142.64934170202579,119.33743113225351,96.033645798243754,16.846314766381354,1098.4908645496621,null,"2018-09-01",315.03248936792772,441.13569112106842,28.840901252341983,158.30528188117611,127.77277018279787,105.35973752631693,18.461751948826766,1235.9761165050186,null,"2018-09-01",267.96282349304556,370.63124321802081,24.574208631648915,132.03194608120754,118.09884789345622,92.04791287775042,15.381659879707248,1020.7286420748367]
[null,"2018-10-01",284.25074938578371,394.40787196187966,25.684977900166714,141.66435680088722,115.07102471736559,92.707392699421945,16.361059928887066,1070.1474333943918,null,"2018-10-01",307.43985804324433,429.09382581938974,27.941192470989709,157.19638690518269,123.3237641599529,101.76752325554392,17.926011462013609,1204.6560553408799,null,"2018-10-01",261.38696774549709,359.9118759503155,23.815231671865572,131.17035493089534,114.01087485178704,88.97885469869513,14.945414121768076,994.21957397082372]
[null,"2018-11-01",294.10262839326049,417.40375547726535,26.836476843487077,143.04786603237682,121.54671472427799,97.630538173540813,16.947407491254275,1117.5153871354628,null,"2018-11-01",317.8275816368722,452.82601198459122,29.171293002839089,158.71328399857708,129.99737932475722,107.0040754741357,18.559501536384893,1249.5216201827202,null,"2018-11-01",270.72200899131315,382.19104823281077,24.893412825845662,132.42151223018718,120.29569070316204,93.601908296988597,15.486898284571346,1039.6124795648789]
[null,"2018-12-01",287.27125242311666,406.05824360137046,25.951677453825656,141.97615092668755,117.80181912666229,93.938261811197648,16.523518634691602,1089.520923977552,null,"2018-12-01",310.56469082696759,440.896179198288,28.225328680617057,157.53662001429251,126.09235393304073,103.0638333223676,18.099028665962415,1220.5005278660985,null,"2018-12-01",264.30538732533284,371.41410836159872,24.065923412440462,131.45417823843601,116.70445275042866,90.14655567745703,15.098130183851394,1013.1887359495454]
[null,"2019-01-01",326.78721084238896,367.31929060398926,25.311452671759298,142.37201111499786,95.515339672149608,88.993798051036848,16.635596415644311,1062.9346993719662,null,"2019-01-01",349.40395630709895,401.59310639077319,27.456495274109638,157.90058132780854,103.6118774745751,97.806451127872464,18.122475899849931,1142.796146660698,null,"2019-01-01",303.85784416046761,332.86958086408106,23.417997770845936,131.881034479048,94.465288516240591,85.23836376870932,15.205983606410548,986.93609316580307]
[null,"2019-02-01",349.29207958545425,374.53692124927943,29.067310221385107,147.63706010631373,98.462358043287338,100.8765728839946,18.749672710940246,1118.6219748006547,null,"2019-02-01",373.87790557350826,411.22317670551286,31.485118144353532,163.71237576131878,107.24537702259391,110.63630094689253,20.445894010522618,1215.7410980767147,null,"2019-02-01",324.35364131320398,337.64302632977262,26.891711160144311,136.60178534672568,96.712836200301695,96.151540524939264,17.105544728853179,1035.4600856039406]
[null,"2019-03-01",328.8101602918012,346.00995941913249,25.839410144926216,143.04969032847143,87.139036551876387,89.274703505174116,17.091539928222023,1037.214500169604,null,"2019-03-01",351.67783280521093,380.59612219714086,28.022123644046989,158.65145803236197,95.324009854042089,98.206485664347937,18.607747021086528,1134.1035414739745,null,"2019-03-01",305.62745523636306,311.24119997906109,23.906809278150131,132.48583037179989,85.998827208537236,85.394909579550571,15.632355969377221,960.28738762283922]
[null,"2019-04-01",338.70091276346221,365.87930575749544,27.070071034721231,144.68125870950146,132.79622361868348,93.158441974841594,17.729555197925272,1120.0157690566307,null,"2019-04-01",362.07075567871448,401.08927970073682,29.324055582948759,160.42441209597308,141.15800532524636,102.347550765664,19.296423221349293,1221.1318172900947,null,"2019-04-01",314.99980008262025,330.47214251435958,25.062132683811463,133.97685440184455,131.4736856592024,89.010701452224779,16.217884259505666,1041.2132010535686]
[null,"2019-05-01",328.25002745202465,341.65518562696286,25.927953610717186,143.09063659813265,93.346805196485718,88.643143936275322,17.216731722632979,1038.1304841432311,null,"2019-05-01",351.0255070283182,376.1494690280914,28.100848603494935,158.67218481872095,101.50080062911141,97.532633771630415,18.724642092727432,1137.7317386688815,null,"2019-05-01",305.15777058014498,306.97540453620468,24.004203547723201,132.54719891126288,92.236654775334415,84.80309075994262,15.765515238373265,961.48983834898615]
[null,"2019-06-01",335.60604536054751,345.55355948860938,27.164723748313627,144.69067084468861,94.17569714351859,92.757563296601177,17.841211740707465,1057.7894716229862,null,"2019-06-01",358.97581856118563,380.81627876311586,29.420351901793488,160.4308839628878,102.54147565374029,101.96206599976801,19.405776241216703,1163.5383517691475,null,"2019-06-01",311.90165963841935,310.08933973085618,25.153849355484574,133.98946179062017,92.847911919679547,88.591404661717704,16.331351622636372,978.90497871941386]
[null,"2019-07-01",331.52245628684199,337.54805159187958,26.568122162215996,143.77425804582984,87.702987108130031,90.200144526099649,17.561665657184662,1034.8776853781819,null,"2019-07-01",354.45214530892662,372.19178333886072,28.766520824982102,159.39824006683332,95.912504419780902,99.187753795880113,19.082888479001777,1140.0576240916009,null,"2019-07-01",308.26849702188338,302.7069677395001,24.615618904505798,133.18883490337828,86.53391646149764,86.254836453504225,16.096042277564983,957.66471376183438]
[null,"2019-08-01",329.58014828125511,332.72433013620713,26.28740518766066,143.41115313628075,76.182754601343618,88.971708535563835,17.481208758868338,1014.6387086371794,null,"2019-08-01",352.37404380968457,367.28070971382829,28.465942033319063,158.99659858470147,84.346337886431201,97.891535033033222,18.988575971791505,1120.4903193569803,null,"2019-08-01",306.46308123277868,297.97442865358147,24.35551866659916,132.86430072821307,75.060929769324787,85.096080837325999,16.029355162831649,937.84369505065501]
[null,"2019-09-01",336.04600926167768,331.08342069209391,27.391325532241051,144.92555341373404,95.260366120772829,92.298013748792272,18.125945413765145,1045.1306341830768,null,"2019-09-01",359.40107419379052,366.37566469789908,29.648066908551019,160.66664957598661,103.62136747734959,101.4799986074261,19.694859226467116,1159.4157327475766,null,"2019-09-01",312.35448402501044,295.58804474882118,25.378284005590967,134.22389037927385,93.936818160365803,88.153783078031879,16.610658305956974,966.24596270305108]
[null,"2019-10-01",334.21860797784649,331.45312684201701,26.485911384637809,143.93673027572419,96.266084835105062,89.188497504191176,17.71980941778131,1039.268768237303,null,"2019-10-01",357.09562220610871,366.11493099834172,28.672808567199059,159.55279588915562,104.45825545416724,98.133431583265136,19.237492327501446,1151.2755383454401,null,"2019-10-01",311.0195226283912,296.60143525909893,24.546530186593646,133.35943168553024,95.116256703011743,80.288479502231269,16.257385409680076,957.18904137453706]
[null,"2019-11-01",338.95397188011958,344.32449805459123,27.497107968585464,144.9728670303287,109.28495212229046,92.312286299296943,18.19249874131166,1075.538182096524,null,"2019-11-01",362.22413250463478,379.49216130641423,29.74318695436202,160.68965236992759,117.61892343079845,101.46650569897065,19.749670245482488,1186.3772431430914,null,"2019-11-01",315.34232901400264,308.94705670906956,25.493321575341692,134.29582153611545,107.98592806644163,83.418820631685563,16.68835657423077,992.17163410688727]
[null,"2019-12-01",334.72092312574915,343.24115316661965,26.710942043308837,144.08252469098019,118.71016867154634,89.277193563109719,17.893235963945777,1074.6361412252597,null,"2019-12-01",357.65102691427728,377.92241529336297,28.908703989823092,159.7126250029493,126.91856884667338,98.250444045763743,19.418294004176502,1185.258544894469,null,"2019-12-01",311.46548549214162,308.36467305517965,24.759038167869022,133.49149741335319,117.54287056427246,80.790882907821782,16.422659092625551,992.83710669326331]
[null,"2020-01-01",331.55047560500145,387.47590472018084,25.77814874647061,145.68225416537643,121.95797922918186,89.248189156973737,17.539324822426259,1119.232276445611,null,"2020-01-01",354.47327870632847,421.94617916653647,27.983421505691702,161.20239694338218,130.11767129994684,98.177273789527234,19.074291693188155,1236.412188691761,null,"2020-01-01",308.94561359247172,353.17949837363778,23.955353377610045,135.15758264464378,120.98606418067827,85.641359685972162,16.15385673661007,1044.0193285916237]
[null,"2020-02-01",352.42603449525444,395.70734857735999,28.437710927772386,149.61736126836536,141.76110459756489,111.5863197642466,18.896186314657868,1198.4320659452214,null,"2020-02-01",376.77822350793804,431.86319979687022,30.840605052775988,165.52888451328957,150.42353780286589,121.21273786437943,20.580539255399682,1323.7771959878378,null,"2020-02-01",328.42006794672864,359.74939800645683,26.423264698497235,138.69889484951489,140.29756209740873,107.29961293203455,17.364324608620084,1118.2531251392611]
[null,"2020-03-01",348.43239287967191,387.72398026667918,26.307261801845144,146.51991897417227,183.29748559069941,105.90155125304487,17.824804441616003,1216.0073952077289,null,"2020-03-01",371.65726297037344,422.63027310070424,28.554322960806051,162.1276349628487,191.57172651912381,114.98817039146422,19.390161701471762,1359.5923569300085,null,"2020-03-01",325.52685860805406,352.99779063915673,24.443189271243583,135.90754382516099,182.21343691838072,102.14309983139219,16.408347416599192,1139.6402665099874]
[null,"2020-04-01",354.93954260897499,360.91458939948257,27.471751914414472,148.14530693768859,146.30551576096721,92.643428706178156,18.377968661063324,1148.7981039887691,null,"2020-04-01",378.66450119103939,396.4158756263181,29.789066735386843,163.88747046008828,154.75321943196826,101.98833059958265,19.991589999642354,1278.9860308119582,null,"2020-04-01",331.54951105628328,325.60651727162394,25.541068912659266,137.39767734267431,145.05267036260994,84.839119802831959,16.914735357577971,1066.9013001062606]
[null,"2020-05-01",348.13766378394234,335.54204042593392,26.273828332177544,146.34346950416045,106.38065942648589,88.126925719040798,17.759220411584856,1068.5638076033256,null,"2020-05-01",371.20220651921255,370.16457020839516,28.502175801594735,161.90762559958577,114.59617105610866,97.147270681009516,19.305953831314927,1191.7449624993731,null,"2020-05-01",325.39431657832517,301.1037731868812,24.429594963299685,135.77453744377658,105.3563391030326,80.810803870437525,16.361222409344819,989.23058755509783]
[null,"2020-06-01",357.33310895608582,312.94676954621764,27.620337305864084,148.08598670714278,100.57454444191167,92.626920180216104,18.425846895330157,1057.6135140327683,null,"2020-06-01",381.04946326024663,348.41665401291283,29.942713512983556,163.82167618723938,109.01903423407219,101.97885988505662,20.038627224679637,1199.3088719512748,null,"2020-06-01",333.95571143889885,277.67715946926273,25.686611547628608,137.3446674911136,99.326703573020453,85.153857322533682,16.963703504146302,976.10841434660415]
[null,"2020-07-01",358.8973085581847,318.71150324111193,26.958002065202905,147.32337522700107,102.94968662830868,90.511506030653734,18.073632006855068,1063.4250137573181,null,"2020-07-01",382.19901357675985,353.69612987398682,29.221350029825043,162.95457289914125,111.25420397545815,99.679095623545024,19.638313344350216,1203.6430428781589,null,"2020-07-01",335.92206205467005,283.91922927644299,25.081256703396779,136.68704035558864,101.83806898584047,83.373577273509781,16.658339014387732,983.47957366383639]
[null,"2020-08-01",358.78440912848924,358.09639385465323,26.591290167836522,146.60909137753742,119.09070456418721,91.367786075745173,17.939297208139145,1118.478972376588,null,"2020-08-01",381.85257050206633,392.73481248266796,28.825770821140917,162.17474856940856,127.30727061490838,100.39285533770735,19.48774704968281,1242.7345078766068,null,"2020-08-01",336.04269116395932,323.64961910182762,24.743220869827425,136.03827859905093,118.06705027336682,87.68034513033848,16.540272572958003,1042.7614777113286]
[null,"2020-09-01",366.37762080808562,375.95088767415598,27.829204022145088,148.38648232586746,133.42538671805761,106.45660720363358,18.605275525273576,1177.0314642772191,null,"2020-09-01",390.08540539313083,411.40426984959947,30.152934789825974,164.12547799347615,141.8669257033778,115.80123374507572,20.219600792979499,1307.5728017528872,null,"2020-09-01",343.0094042418379,340.69921030267983,25.89509483746631,137.64149477475016,132.18076088211862,102.45662827464091,17.14226248251747,1099.0248557960113]
[null,"2020-10-01",360.0131256747373,321.04739616422927,26.858748873638731,147.23979637087149,98.05149834333973,89.316722386393835,18.151799406463741,1060.6790872196741,null,"2020-10-01",383.18693363488376,355.79035266396465,29.10427631235677,162.84199080845141,106.3039434600831,98.385163731786065,19.709974803902217,1189.1976648888624,null,"2020-10-01",337.16483852909192,286.49373152486322,24.999311725515305,136.6323377725785,96.991202393158602,82.715400213540661,16.743347954857718,981.74017011360593]
[null,"2020-11-01",364.3614687904647,338.06810963962329,27.973991740236453,148.62818768279186,106.44118062934294,93.190609620688704,18.671958196061837,1097.3355062992098,null,"2020-11-01",388.04430213065473,373.56439913475674,30.293574880247398,164.35962095707364,114.88262438922627,102.53636441638184,20.278301547792147,1222.7921508191635,null,"2020-11-01",341.02191176056658,302.77812724497738,26.045082502946396,137.89054624919487,105.19844814757519,86.461242050286458,17.21742205900032,1016.6127800145473]
[null,"2020-12-01",370.58206777076856,295.83969172507773,27.06767023023027,147.43904092698872,94.558992614706938,89.55733293827987,18.296191471693135,1043.3409876777453,null,"2020-12-01",393.82492007197197,330.6765117553004,29.325892252120422,163.05956787398881,102.83685372015978,98.660834733361526,19.862834536167401,1167.0381729392489,null,"2020-12-01",347.66703565198958,261.19605822871722,25.196750652243537,136.81297354681467,93.474339462947739,83.1944851542994,16.879855875129703,964.4214985721419]
[null,"2021-01-01",373.56520488486819,304.6063991368718,26.240574452782951,147.87904142469941,102.20402253687475,87.602162318504199,17.940321515135256,1060.0377262697366,null,"2021-01-01",396.50408521580795,339.10668952736205,28.439212941699743,163.44592349439475,110.37272484388868,96.544431703692382,19.468497570495689,1182.6299814553486,null,"2021-01-01",350.94442227964839,270.27891451803134,24.423805984800843,137.35096304888637,101.22280698862664,81.388017401712276,16.561061369065342,982.16999159077113]
[null,"2021-02-01",400.17759132826484,362.97788184591695,29.926075456616218,153.19416054978811,115.88126921491246,100.41114447703316,19.924193653975824,1182.4923165265077,null,"2021-02-01",425.05736721199241,399.83194031724554,32.392695939400191,169.29155865618338,124.72572912132159,110.27583063444018,21.659899272777391,1311.9409617313038,null,"2021-02-01",375.65492158151142,326.32505639270533,27.849362792808574,142.13702315093818,114.23712453304415,93.295827827950859,18.342067821524751,1097.8413841004831]
[null,"2021-03-01",392.26811690882965,356.35494087225919,26.837000124058822,148.66769285606813,134.13800445130818,89.820556848854338,18.210005798437638,1166.2963178598161,null,"2021-03-01",415.50227287673766,391.13769492491269,29.079421355142792,164.31896575702825,142.41184314278217,98.910250060408572,19.770578067005491,1294.7943601148413,null,"2021-03-01",369.35473233411284,321.75372002604934,24.977659642989273,138.05508110838173,133.05481794549669,83.466465080010778,16.797930343829904,1087.4604064808707]
[null,"2021-04-01",403.74480446959404,355.45430557748409,27.91313448503977,150.22713057462741,116.41623358191133,96.541157503012585,18.713122461868075,1169.0098886535372,null,"2021-04-01",427.43548984208206,390.82730939036162,30.218761726187889,166.00234011735344,124.84919956653832,105.8643411927131,20.317442089924327,1299.1354827631512,null,"2021-04-01",380.38863107943905,320.27324375226152,25.993858708922371,139.49128318346806,115.17731883416855,92.556559583782388,17.258827776756167,1091.139722918798]
[null,"2021-05-01",385.51364147679953,281.7406875623289,26.752047987237219,148.52696694059529,80.89124329541049,89.688430831468679,18.105092354378503,1031.2181104482186,null,"2021-05-01",408.59923109082996,316.42407432806891,28.974867139295839,164.13837645549725,89.117460398257407,98.713744391564433,19.647749324593875,1154.1932409964654,null,"2021-05-01",362.74880261783062,247.23952281389114,24.912742754793367,137.95416534084603,79.855442178008772,83.400253216977632,16.710739000742517,952.82166792308999]
[null,"2021-06-01",399.3353634728511,308.22976569205684,28.152245017774483,150.38520868019521,92.298551094196711,94.659481099279049,18.774752996143739,1091.835368052497,null,"2021-06-01",423.09101773275813,343.67991321602636,30.471188935204882,166.17537451995148,100.75731979666628,104.02983579404184,20.384562769451545,1217.1239663035617,null,"2021-06-01",375.91782468208731,272.97812706996785,26.22136514465527,139.63447377664534,91.035938729034001,88.038075319368133,17.315156575415532,1011.1409612971734]
[null,"2021-07-01",395.38390918307482,285.00641991351756,27.339301072374553,149.24998010102016,97.538077263531051,91.898714037180014,18.328863731401256,1064.7452653020991,null,"2021-07-01",418.62233850458063,319.79048849107869,29.587783749327318,164.90309498363345,105.81741133290345,101.02462649141857,19.883044951195355,1187.4415272305384,null,"2021-07-01",372.47198134217194,250.41452949966074,25.477236477677877,138.63567138304094,96.451487787676967,85.516278499645395,16.923756790004155,985.89094177987795]
[null,"2021-08-01",402.70441030781177,352.98221770558985,27.207644716981449,148.99646060255105,111.78453915267367,96.143712247962895,18.294198819555195,1158.1131835531257,null,"2021-08-01",425.86450223425493,387.68507926111721,29.446501450071931,164.6280750641736,120.03501077025174,105.2159118216547,19.844551908020325,1279.8102379486481,null,"2021-08-01",379.87052315755182,318.47037358506196,25.355004470988277,138.40364515799445,110.72657819917043,92.409480232596067,16.893009673359678,1082.1286144767228]
[null,"2021-09-01",408.85909036784511,340.4681813535924,28.286676646414378,150.6021878676315,107.01205957923207,95.004325169637383,18.869525369167203,1149.1020463535201,null,"2021-09-01",432.57719404014864,375.96089963058972,30.602146419456638,166.38657605777644,115.46205307027986,104.35108571434304,20.477471034848197,1277.1857820144971,null,"2021-09-01",385.47896568120024,305.17413204447348,26.360025082107633,139.85743306729429,105.75793717134522,88.405963156164376,17.412502472836241,1068.4469586754215]
[null,"2021-10-01",398.76936428116232,307.79686159956378,27.295849043690396,149.34831704834463,82.58672176361938,91.494883500111726,18.39071719674703,1075.6827144332394,null,"2021-10-01",421.93962986486969,342.50254533859214,29.532622773623711,164.98885227858943,90.840895160615247,100.55336221003654,19.942702681695273,1200.9466031803704,null,"2021-10-01",375.92418452112463,273.27930273136997,25.444675275507056,138.74669227406056,81.524463442339936,85.175414764725616,16.988088983126168,997.08282199225391]
[null,"2021-11-01",409.55318310036085,322.07430433577514,28.549840974098476,150.87148957887547,98.279599849595314,98.257022816722468,18.958676988817142,1126.544117644245,null,"2021-11-01",433.27031377599002,357.48513329076286,30.867898520127266,166.6530834982895,106.73167221223167,107.60998485901388,20.563920308259252,1248.1055246553128,null,"2021-11-01",386.17983027448486,286.87095467847757,26.622642349437847,140.12970238806474,97.026498182402776,89.284401452173341,17.505062028276921,1043.619091353318]
[null,"2021-12-01",402.21020433749402,312.33068739750593,27.568367432930149,149.65815493401306,83.083734963267403,92.425530727226828,18.511656032196122,1085.7883358246334,null,"2021-12-01",425.4780059659887,347.18309485487066,29.821500401689676,165.32439506314182,91.374723849263987,101.54958465531254,20.071800696199329,1205.0040397185312,null,"2021-12-01",379.2696605471163,277.67060935500331,25.702357301925417,139.03102600316291,81.985370423838276,86.042272690408907,17.101609555422026,1006.8029058768774]
[null,"2022-01-01",408.44872856508204,286.72909412922616,26.737202104325902,149.11078227446475,73.0381358653256,90.244355036421595,18.170529629020979,1052.4788276038671,null,"2022-01-01",431.4017934589898,321.1650641950057,28.930985643373184,164.69655068299704,81.213606987866399,99.190241547059443,19.694213733532859,1169.7706994309883,null,"2022-01-01",385.8140692755278,252.46650852908758,24.925381241363127,138.56365065242434,72.050310747085348,84.027517976956347,16.795625566072459,974.64306398851693]
[null,"2022-02-01",441.97930498876337,334.97933184771404,30.577032981032204,154.71233102845446,101.0455322540151,103.55913994985993,20.23213692891213,1187.0848099787511,null,"2022-02-01",466.89407383449696,371.71517790739699,33.042734694599254,170.83933178037105,109.90082142072552,113.43404036599446,21.966321886480994,1317.5479490728285,null,"2022-02-01",417.42300010464385,298.44730146190363,28.501910961168107,143.62622125683745,99.39121115410174,96.435689022719544,18.651583469717071,1102.4769174310914]
[null,"2022-03-01",433.47847715157269,370.22897957319856,27.314055037303341,149.98353331578002,115.15089549895526,102.05008238988195,18.441854379129659,1216.6478773458214,null,"2022-03-01",456.73402464195908,405.06944176307138,29.550496095900691,165.6572532176732,123.43833450294272,111.15106883398172,19.996919038946487,1340.6300864273283,null,"2022-03-01",410.54254206337566,335.56792960703154,25.460313173698154,139.3483481051689,114.05313592853014,98.278519871976741,17.035175363331724,1140.2859641131126]
[null,"2022-04-01",439.54179312522029,323.90969424400907,28.407580027487469,151.54251465493121,93.586018519849006,96.559647732086432,18.960467705096679,1152.5077160086801,null,"2022-04-01",463.24479922741364,359.22893860861416,30.706859760465221,167.33737248500509,102.02702992802296,105.88272693706445,20.560055025312028,1275.2973306613401,null,"2022-04-01",416.17332565828252,288.78230500734878,26.494521776571222,140.78690576748232,92.339243789055942,89.980614738808214,17.510796290105905,1072.0677130276549]
[null,"2022-05-01",429.74680716416731,288.89234081560107,27.350612232199317,149.92806871196112,62.812196518143402,92.736890755766666,18.395673961023835,1069.8625901588625,null,"2022-05-01",452.89325093912333,323.50359642219649,29.575298591871896,165.57144760640602,71.059978159849166,101.79186751553321,19.938416830340731,1185.9203063337234,null,"2022-05-01",406.92186141382086,254.46505377093848,25.50985547854939,139.32314966057351,58.196716041144171,86.420512870644941,17.001288405739558,987.83843764141079]
[null,"2022-06-01",442.90386133053204,282.05842372780273,28.620191802477851,151.68401309656107,65.725848988527474,97.289959576014382,19.011102624686607,1087.2934011466023,null,"2022-06-01",466.66028857672723,317.50376979504927,30.930844737764151,167.49089726561698,74.18973116839004,106.65590184815659,20.614416578634085,1219.9091050156235,null,"2022-06-01",419.48484962530557,246.81023577131305,26.697373803496788,140.91641468631138,60.898791436407656,90.672174062722448,17.557957352364511,1003.0377967379214]
[null,"2022-07-01",444.84221835488381,290.28982471049773,27.893432274673529,150.70192619144802,77.010786154381918,94.86519640390614,18.618515581876206,1104.2218996716674,null,"2022-07-01",468.1437910610228,325.07580031916586,30.142061147914919,166.38910821753456,85.315851730716034,104.01595463760918,20.172923522248329,1234.8110811354561,null,"2022-07-01",421.86702636575757,255.69564050911461,26.031063100216905,140.05343935913561,75.898503405290271,88.457741128968706,17.213113324174071,1025.2165271926576]
[null,"2022-08-01",443.37278320076211,320.70433606788293,27.693574053188097,150.28095796188353,89.408708868187517,93.803152059101365,18.545893745775111,1143.8094059567807,null,"2022-08-01",466.54642827470695,355.35805227767059,29.927108383122668,165.93206120807466,97.667406797839163,102.87456514837606,20.092490232857251,1257.6459453071363,null,"2022-08-01",420.52531591350998,286.24177926817799,25.846256432827641,139.66856076631467,88.342596374131745,87.475131740740025,17.148427909256299,1065.2480684049583]
[null,"2022-09-01",452.92715299506932,317.40955497903764,28.770609377847556,151.91488912327651,83.581802488811235,97.783534186607,19.101906326449779,1151.489449477099,null,"2022-09-01",476.64858230754396,352.80497956144256,31.078513557473105,167.71522216444706,92.035480298012232,107.13335419505898,20.702478950505675,1272.0585953948762,null,"2022-09-01",429.54400556025951,282.21320606990548,26.851621645500249,141.15405343132252,82.324013732591055,91.182557581180617,17.652251218220716,1070.9217092389802]
[null,"2022-10-01",444.41143062087571,287.51848017982786,27.867530623856201,150.84390756139851,65.400184686225657,94.637396861162571,18.684025642915898,1089.3629561762625,null,"2022-10-01",467.65444820121633,322.24143817720983,30.105793515826235,166.52054476832208,73.684307853015824,103.73316886850469,20.235924461427643,1207.8076722946653,null,"2022-10-01",421.49332017514314,252.98354850707403,26.014865830289075,140.20604885166941,59.642664153598538,88.280828214114763,17.281472903702301,1005.9027486355913]
[null,"2022-11-01",451.13038402782564,299.70624505506305,29.029944007402001,152.29952690365792,77.881280065370362,98.759241646426773,19.214412433833232,1128.0210341395791,null,"2022-11-01",474.87806417587302,335.07901518128364,31.342409637118379,168.10694062789818,86.347723095942683,108.12472932684925,20.815399784560292,1243.0183028660074,null,"2022-11-01",427.72540646186314,264.53906194391857,27.107856829073175,141.53185411974911,76.613220037355802,92.144644430062471,17.764913188177488,1047.4269570101997]
[null,"2022-12-01",446.88285132680107,301.49283595971144,27.983033826712223,150.84793264455303,76.145467447647349,94.780380042562712,18.733827718156043,1116.866328966144,null,"2022-12-01",470.1280955028322,336.20511762523176,30.225829848527813,166.52329096151385,84.430053608994655,103.88180018854469,20.287154779313983,1229.6972523873976,null,"2022-12-01",423.9648909612049,266.97287538768148,26.127248237774033,140.21160520943317,75.053641943386012,88.419969990562663,17.330510112557864,1038.0807418426]
[null,"2023-01-01",451.30626752694889,307.51514961203929,27.225368420515466,179.83479496104115,80.246198248352556,92.951194614563065,18.425269583779155,1157.5042429672394,null,"2023-01-01",474.27960588730338,341.8929017703702,29.414926447135738,195.44124041171159,88.432412963352903,101.90270041626921,19.945383653085134,1269.0168862212686,null,"2023-01-01",428.65148811030627,273.31143885045719,25.417919087456177,169.2669273531975,79.247772996738433,86.729391383951111,17.053929269087575,1079.6788670511942]
[null,"2023-02-01",480.8587568157526,361.04432390790862,31.150714937747345,185.73936716406237,102.15044546691109,106.82964149602641,20.540381483295356,1288.313631271704,null,"2023-02-01",505.82583838606473,397.77913649720119,33.613834680874945,201.89967787609893,111.028935262478,116.7263824250042,22.272475968354463,1406.5457182120904,null,"2023-02-01",456.2494077526776,324.51220809984665,29.07792659247356,174.61995036778902,100.4724327061343,99.684025703084643,18.961822942044201,1203.5777741640497]
[null,"2023-03-01",467.52362433693753,352.39745456494938,27.825678032200774,180.74427714205899,108.29234509723136,96.976027331803309,18.696544024874445,1252.4559505300558,null,"2023-03-01",490.80193794195503,387.14172175932845,30.058062261080497,196.43861230221907,116.59092713746371,106.08891709745934,20.246909149560864,1369.4581665005398,null,"2023-03-01",444.56578656275224,317.83418924223628,25.976332885930134,170.08842681908138,107.18402954989153,89.030924057045326,17.294599913510865,1171.9742890304476]
[null,"2023-04-01",475.05508759848942,328.92360835516422,28.999312614408975,182.52556499710178,94.592117785990069,99.765279544017545,19.284884937915418,1229.1458558330874,null,"2023-04-01",498.83463192253157,364.2586754419541,31.300703667729628,198.35865428616543,103.06396359280681,109.1208064231671,20.886003824456356,1347.6060806513976,null,"2023-04-01",451.60977807293256,293.78005283996811,27.084149651972176,171.73167289952289,93.31422732008707,93.153658501835054,17.83369500816173,1148.5072342944795]
[null,"2023-05-01",468.19404433959454,296.84958145013121,27.793796408050611,180.58101133481938,64.778733998225178,95.18195544537042,18.647361558529074,1152.0264845347203,null,"2023-05-01",491.33442639246044,331.33627521181529,30.010952290239157,196.23776933798624,73.025702871645734,104.22098506593449,20.185615266908432,1262.825853058232,null,"2023-05-01",445.37542070261628,262.54711152214531,25.960625283355853,169.96272122833028,60.164158690108174,88.881774599365841,17.25747204514705,1070.1492840710689]
[null,"2023-06-01",478.20472023849436,305.90964532967166,29.085579227488104,182.53046182630345,68.567124787632821,100.26862437627112,19.251950647936582,1183.8181064337982,null,"2023-06-01",501.9831831370397,341.29029803192537,31.389362418116743,198.35936423937113,77.044077799368139,109.6519030221051,20.848138364232334,1296.7318627998477,null,"2023-06-01",454.76290682658674,270.72505290233715,27.169377628201996,171.7408219903329,63.104109080971064,93.632937034015214,17.80588026492681,1098.941085727372]
[null,"2023-07-01",474.49104380747519,301.06325205584056,28.458722227391299,181.61663437971987,67.619005280635534,97.946364180501419,18.935363464815829,1170.1303853963798,null,"2023-07-01",497.8623317216244,335.83179451714523,30.708972314331096,197.33905577021039,75.952037028025927,107.12347928575851,20.491488635508194,1281.4669936744992,null,"2023-07-01",451.44641522509488,266.48692205801018,26.59477188313285,170.93287615510854,61.796766798295607,91.512957174906163,17.528227878470062,1086.2989371730184]
[null,"2023-08-01",478.17580983688742,328.85020503502892,28.164717987446924,181.12037541037731,93.074980834180323,96.741523008298458,18.800610621961116,1224.9282227341805,null,"2023-08-01",501.38779968111419,363.47860643062199,30.394012566241557,196.79758369704501,101.35266087540717,105.83519638437477,20.342673192439126,1335.7385928892402,null,"2023-08-01",455.28920749404477,294.41176852522091,26.321362213888072,170.48185529861541,91.989462708802975,90.390514029848148,17.407609618222121,1146.2917798886424]
[null,"2023-09-01",488.78862254889918,321.26382155577232,29.186338861130068,182.60665928426104,105.63281963618063,100.35932850896575,19.333211039549063,1247.1708014347582,null,"2023-09-01",512.49423221439929,356.5204108534312,31.483922598970672,198.41778010589874,114.08398553123462,109.69515466646132,20.926084976470218,1364.7637851739401,null,"2023-09-01",465.42117204779652,286.20610240807594,27.277545405137616,171.83502682830235,104.37756357475382,93.772304027581995,17.891181348776126,1166.7808956404244]
[null,"2023-10-01",478.36098392206884,294.77790857702109,28.361691866770499,181.58713124560452,68.912603061377141,97.448224712498245,18.951889463839429,1168.4004328491799,null,"2023-10-01",501.621790441889,329.35429579326575,30.59582428681454,197.28268823623131,77.204173966228041,106.54950788008702,20.499932403706655,1284.2425113352515,null,"2023-10-01",455.42585703293724,260.39114907650196,26.513527359233997,170.93034273026709,61.752783164836451,91.087313223135169,17.553241561149306,1083.6542141480613]
[null,"2023-11-01",481.06186725556836,307.53003262114055,29.521796660122657,183.14586405713206,69.133809103163344,101.72160324959384,19.486896702208188,1191.6018696489289,null,"2023-11-01",504.8383293106782,342.87744167758842,31.82968358897854,198.97678493922859,77.616141534519087,111.10050006224007,21.083590397507187,1304.4487852739037,null,"2023-11-01",457.62774945112119,272.38773341622044,27.604265996918159,172.35462971840994,64.290871338750165,95.093343384552497,18.041699165391531,1107.4002924713639]
[null,"2023-12-01",475.75992917737949,305.82817680853753,28.494309850789833,181.72098885266473,71.697747519315087,97.800621800380995,19.021343246540187,1180.3231172556082,null,"2023-12-01",499.05818786247573,340.53635462459368,30.735634150277665,197.42637265919808,80.006682345499513,106.92583486054353,20.573222578892576,1291.380550990235,null,"2023-12-01",452.78882488962739,271.31192604178784,26.639878034151323,171.05460120022755,70.581517109327308,91.416354438469796,17.619429040656279,1101.4125307542474]
[null,"2024-01-01",479.97961831574429,315.57033632846162,27.824126038674745,181.25590731925848,83.237898190842657,96.207260965028738,18.732585208421792,1202.8077323664322,null,"2024-01-01",502.68310543343603,349.76181701847042,29.948271151841713,196.89171205214686,91.379101461376194,105.05287173784873,20.204091696030723,1285.9109008946398,null,"2024-01-01",456.95881097832978,281.20257611544389,25.951399258663287,170.65867635707315,82.142858311533132,89.820460331514298,17.317587380273391,1124.0523687328307]
[null,"2024-02-01",506.0195427719201,329.83665960696521,30.753226376089533,185.70879978555541,92.479622634009502,106.52142630837378,20.248917037400108,1271.5681945203139,null,"2024-02-01",530.13697571178386,365.62637845646168,33.070531916185026,201.75082000159438,101.10991999184209,116.0294745199964,21.87188453304244,1360.4575192832915,null,"2024-02-01",481.55754259570915,293.84814467990634,28.681160985123711,174.70763641318678,90.885922198049514,99.455753697256171,18.679228895960144,1187.8153894651919]
[null,"2024-03-01",500.23129661073745,339.11513517267508,28.372830602486232,182.07101380892561,111.99126473569135,111.0388057410435,18.991190922833365,1291.8115375943926,null,"2024-03-01",523.19749422719133,373.62183704292443,30.533700704424209,197.78321883954899,120.2269638455717,120.01881480644889,20.489575008963058,1396.6046791030326,null,"2024-03-01",476.94609669083695,304.42632694771282,26.46236233025925,171.39730043576773,110.79998430373168,107.1075851713795,17.549404653857128,1214.6890605335452]
[null,"2024-04-01",508.11413705400236,330.31351501648419,29.669991865691053,184.04651781531325,95.228178974043104,103.27176725085776,19.648478714839388,1270.2925866912312,null,"2024-04-01",531.61607261448012,365.38718818556777,31.903213321700758,199.91110531929607,103.64906797874207,112.51192536770293,21.200705195111915,1355.7838310194813,null,"2024-04-01",484.27832237191177,295.04545489810926,27.683631951489851,173.22112902802047,93.847145914094909,96.476244994776835,18.151202294803106,1188.7031314532064]
[null,"2024-05-01",497.7784240501145,305.31830439037225,28.398862127711357,182.05389590418932,67.147459561605487,98.4492952448784,18.995083531443026,1198.1413248103145,null,"2024-05-01",520.65296125570876,339.66162666315677,30.54912838352881,197.74206647413592,75.349923363325502,107.37695654165914,20.485935361082884,1277.2945686630749,null,"2024-05-01",474.58367626218109,270.79028753305249,26.498203778677428,171.40418987096902,62.430065605250185,91.973036117711899,17.560761071525658,1115.2402202393678]
[null,"2024-06-01",509.73422687534588,298.07131674224371,29.62694681571309,183.78027143740724,70.059433359786084,103.01221107466458,19.581141190513115,1213.8655474956736,null,"2024-06-01",533.15834922030297,333.10863068075116,31.85244099363856,199.61957909293798,78.456672742925008,112.22388883636157,21.124787917544872,1308.8916780797208,null,"2024-06-01",485.97382003922132,262.83563403169427,27.647136578862614,172.98020657312944,65.142340901364179,96.242076871240627,18.09217472075937,1128.9133897162717]
[null,"2024-07-01",506.78275582317599,294.15541634421771,29.074360291193635,183.08375844881067,80.500125747529395,101.29148007959159,19.29274569642272,1214.1806424309418,null,"2024-07-01",529.87563128659656,328.65648257225064,31.254798748176842,198.83490378900686,88.780121077505868,110.35009100589293,20.80028353435274,1308.5328840168781,null,"2024-07-01",483.3640843804464,259.46046445121726,27.140961722397826,172.37126731697509,79.261357975976665,94.678555123810298,17.84097450621551,1134.1176654770391]
[null,"2024-08-01",504.48869169387689,319.74104770433269,28.707952670942099,182.43309924116389,88.522294128590204,99.651099977012521,19.136347267334695,1242.6805326832527,null,"2024-08-01",527.38730455612222,354.12218005561613,30.863530772885206,198.12832695625522,96.736335766601826,108.60032483331877,20.628180359575257,1320.079941463001,null,"2024-08-01",481.26533334978075,285.1686797403226,26.799902208494391,171.77653691853277,87.350403934558386,93.148980542566306,17.700215585792883,1163.2100522800481]
[null,"2024-09-01",516.47235364227583,337.18378670336551,29.779766196170563,184.03849259547593,89.066655865472541,103.48230377528387,19.706938581076027,1279.7302973591202,null,"2024-09-01",539.87484514028426,372.19553008766331,32.003379046481378,199.87532023301179,97.458077679162045,112.6759059956553,21.250467482842335,1363.5804138839171,null,"2024-09-01",492.7325542844726,301.97227378578066,27.800945889603533,173.2411275929087,87.713640198079162,96.72995514240165,18.21733257240323,1198.4078294656497]
[null,"2024-10-01",506.20461268099223,302.50304875548636,28.927967054923805,182.94488366446916,68.646147295875778,100.42768611006983,19.319655997030431,1208.9740015588477,null,"2024-10-01",529.16615854737665,336.86021100991371,31.090594742802196,198.66311654928288,76.879212042202042,109.38880363196301,20.820177757190145,1290.7482375744632,null,"2024-10-01",482.91799905225895,267.95501421351025,27.012909076798074,172.26543393662837,63.89631538743734,93.915653160639849,17.874511804837397,1125.8378366321103]
[null,"2024-11-01",513.0035620979246,315.379099891186,30.062488421996971,184.53750565420029,71.404255099295625,104.98549317042512,19.807948270326055,1239.1803526053548,null,"2024-11-01",536.44937645134928,350.40849201057426,32.290635271428656,200.38600895649748,79.816743825535269,114.22614259098449,21.348574760893634,1317.4389583542643,null,"2024-11-01",489.2158912846624,280.14318857844182,28.077469687150174,173.72869065335911,66.469310741927558,98.183294678874887,18.320576080236702,1154.1384217046527]
[null,"2024-12-01",511.43349476410191,323.60267310466151,29.136904730222454,183.20037030274742,80.671476497312128,101.19484153637967,19.414561469637608,1248.6543224050627,null,"2024-12-01",534.46534736406568,358.08169825780453,31.310107109358018,198.9375654473321,88.932286003089047,110.20463010804438,20.920058924266957,1324.9976460902149,null,"2024-12-01",488.07446355017959,288.92947566896112,27.210072463734054,172.50215145934689,79.451904568053152,94.632645049253981,17.963784873838929,1168.7644976333677]
[null,"2025-01-01",487.98851228451758,339.65699284912046,28.28765942202606,182.62547861515924,90.358187161294836,99.077199937706581,19.065698162061178,1247.0597284318862,null,"2025-01-01",511.043278003203,373.93700202949424,30.474160540537969,198.26158176871206,98.584456664811881,108.07108358630543,20.582599834850363,1335.1631126812026,null,"2025-01-01",465.25188343992431,305.55252452936151,26.483674217831304,171.98450770788193,89.320062890653247,92.814035667187213,17.697885494282311,1169.1045739471217]
[null,"2025-02-01",520.86484666538684,375.54849392594338,32.281000642763253,188.7497329398953,116.62430085294999,123.7657567890745,21.225461974268409,1379.0595937902817,null,"2025-02-01",545.88694695949437,412.08428196908142,34.734653058228524,204.93102181767054,125.5329399742408,133.69356564395,22.949078603238526,1476.4336896299312,null,"2025-02-01",496.19997577664208,339.2164231633073,30.217959814658393,177.56205556012651,114.91631824919367,119.18456079203921,19.655708569942611,1296.9530019259098]
[null,"2025-03-01",509.04444486859319,394.88663687757264,28.839677895807839,183.53592818353272,133.60241934726434,116.36428352966327,19.335522792320813,1385.6089134947549,null,"2025-03-01",532.38431524139276,429.54219357209848,31.065056949092764,199.25629596108939,141.93475404985227,125.50059167058603,20.88176985303727,1473.5983805531996,null,"2025-03-01",486.02384111626503,360.41176831114751,26.997247779759554,172.81069384363548,132.4602443861877,112.55831347101686,17.937908819478988,1309.2000177274913]
[null,"2025-04-01",517.0757646259857,355.45833486534139,30.090110084669348,185.51694554214765,113.8470028902243,106.2781090180152,19.961329289699471,1328.2275963160832,null,"2025-04-01",540.94537971484476,390.68441710856712,32.387439948967327,201.38355518224498,122.36261219499484,115.67912874835622,21.559103298946027,1414.4471924002523,null,"2025-04-01",493.53977053294619,320.42442854080974,28.179072253445565,174.64472217064235,112.52563176842682,99.621478064966652,18.513701361821337,1247.4488046930587]
[null,"2025-05-01",504.39252633927231,322.84938992728632,28.762639303241471,183.36124787359626,86.14107939137169,101.30546352616796,19.236907026613938,1246.0492533875499,null,"2025-05-01",527.5888673264094,357.25079670548587,30.970749447032553,199.04024674451566,94.422555007269693,110.38417508679844,20.765956423931922,1320.2810081614075,null,"2025-05-01",481.51703203350081,288.63223722824387,26.938467852497695,172.67736767994222,85.050584476034317,94.96556055030095,17.856404476892127,1167.6376542974119]
[null,"2025-06-01",514.54312428780986,320.97131737359103,30.15367533422182,185.36765665425125,74.381248145684879,106.36911765309394,19.926967472708448,1251.7131069213613,null,"2025-06-01",538.3770250053326,356.16717822177679,32.451105860507212,201.21987409428823,82.88626544180066,115.76690298685739,21.520060148597274,1324.658131619723,null,"2025-06-01",491.04602465345152,285.97332117346821,28.244187510405965,174.50974993695851,67.602003650483368,99.719988963775364,18.484259515045895,1165.579535403589]
[null,"2025-07-01",511.28449913495604,326.85161448874703,29.442574295728448,184.52398788457529,82.834967442832948,104.25735626349061,19.555204790538415,1258.750204300869,null,"2025-07-01",534.73023221123776,361.55124003586855,31.68516566542203,200.27558214880307,91.208274198257612,113.47989503136654,21.104344222834754,1329.4250073881342,null,"2025-07-01",488.16367523931666,292.34263488632928,27.585899907853232,173.76727296823233,81.654011674277285,97.777658805381876,18.155154262596575,1179.4463077439873]
[null,"2025-08-01",508.44985048853687,337.15475890324831,29.032027857837441,183.66297709720453,95.942828796644775,102.25116941652259,19.365718841646238,1275.8593314016405,null,"2025-08-01",531.65412311351974,371.55237683964424,31.245539280261955,199.34378638292128,104.22806548832628,111.33674711475196,20.896544921475861,1344.7679661053232,null,"2025-08-01",485.57055283978173,302.94755552632375,27.204389176553473,172.97703767975852,94.850036269887354,95.90873358100113,17.984057063457438,1197.4423621367634]
[null,"2025-09-01",520.11873549686584,343.12091059761082,30.345954655253951,185.71087965079079,111.71927634328463,107.12200204471755,20.059181540926218,1318.1969403294497,null,"2025-09-01",543.95385919208923,378.29028491599195,32.645411830445802,201.56682409463832,120.22600824717567,116.51923398957732,21.653956650053612,1393.486826949242,null,"2025-09-01",496.62122950141736,308.15123398016908,28.435407384772844,174.8490083793902,110.40864957359126,100.47445065440402,18.615411193635079,1237.5553906673799]
[null,"2025-10-01",509.08283854858536,323.43210360004241,29.352867620533768,184.43392368117051,90.190828152743435,103.64670073125339,19.591589017848563,1259.7308513521775,null,"2025-10-01",532.41413725379073,357.9187656051231,31.580689888240656,200.15655533012463,98.519626394563034,112.784805312091,21.134850624757703,1332.2611003580846,null,"2025-10-01",486.07618006914743,289.13469297603001,27.510865585704909,173.70604400042848,89.054088576894799,97.249139764023496,18.197814411305394,1180.9288253835348]
[null,"2025-11-01",517.07769752172749,339.25349228378178,30.463487756860822,186.00889871407119,93.789764124273006,107.92021870964798,20.101689985967134,1294.6152490963293,null,"2025-11-01",540.89696705575511,374.43874271683239,32.759574561351023,201.85945376699885,102.29922225001802,117.32332874569842,21.689529625811076,1363.1388683101511,null,"2025-11-01",493.59913372077261,304.27186202628315,28.557269230862044,175.15218506558827,92.477904382459883,101.26724882722895,18.665337084980191,1213.9909403381753]
[null,"2025-12-01",512.27461313596405,345.81686703817286,29.513279848156287,184.58975797603972,99.069943288565156,111.68568479910573,19.671224499891139,1302.6213705858947,null,"2025-12-01",535.65147567096733,380.38159310728611,31.749738000702802,200.32401404485168,107.4170824232645,120.85024890747682,21.219427684046572,1368.5859676283812,null,"2025-12-01",489.22443185899482,311.44473295195945,27.663691822443909,173.85003009688194,97.915799317680964,107.85775038685397,18.273043895519049,1226.2294803303341]
[null,"2026-01-01",497.44084441651091,353.36298161944364,28.79648314175278,184.05777282212009,98.979220918707355,102.38032939646308,19.356616364489682,1284.3742486794874,null,"2026-01-01",520.21259362150784,387.43377899658157,30.914593376371872,199.74062888685691,107.1560402284687,111.26432877037135,20.82262171454337,1353.8547089225822,null,"2026-01-01",474.35236869149333,319.11540194123523,26.929743721469823,173.4135244882664,97.848576115620546,95.954438851473171,17.947031410935036,1205.5610852204934]
[null,"2026-02-01",526.95313334915807,395.97729808078537,32.827306898914031,190.31808041271327,123.41268382502253,133.34021593648953,21.559222960934431,1424.3879414640173,null,"2026-02-01",551.62137948881036,432.23011132721973,35.20093165720693,206.5440542952517,132.24702076066455,143.11376712021001,23.225784637863757,1500.6134304144164,null,"2026-02-01",501.929676346419,359.51995308799258,30.696770154018793,179.13299585193687,121.61262547346615,128.59898825634733,19.944182295440083,1341.4351914656208]
[null,"2026-03-01",514.55787326277016,449.94513998839761,29.430591300967798,185.0300089073788,152.0275439793827,131.06823596565107,19.677997517166215,1481.7373909217142,null,"2026-03-01",537.62919839024244,484.34206272343727,31.590319005415832,200.80101576609175,160.31025911716216,140.0963477747294,21.176204606941841,1555.4960073111047,null,"2026-03-01",491.16798300409494,415.36555248686079,27.521299640545188,174.29749819099689,150.78899201557201,127.08811642161896,18.23635499701982,1404.4657967567084]
[null,"2026-04-01",513.42675810568892,362.99489996663146,30.62237110255008,186.96505426319794,118.8537835598884,114.48276344122155,20.292005854046124,1347.6376362932244,null,"2026-04-01",536.98311331771629,397.94463010905918,32.846156135706359,202.87480790251968,127.30679393260061,123.75128604897523,21.837180607207795,1422.2147485613377,null,"2026-04-01",489.53824313731184,327.85227592138256,28.64589069993982,176.09450543808455,117.44124380721351,110.25441948056699,18.801812500447017,1268.6283909849465]
[null,"2026-05-01",492.82964146586863,318.5066573930535,29.207015031598345,184.59996840129503,71.132009811994891,104.0861400381943,19.537573729242325,1219.8990058712468,null,"2026-05-01",515.68925788831871,352.60991379049767,31.340058174232613,200.31012146952344,79.340548061779216,113.0120538878453,21.014392514984436,1287.1072694201653,null,"2026-05-01",469.65045028815803,284.21858337527078,27.323735974746594,173.92828057892308,66.408475434904403,97.611178729462338,18.117300988143061,1137.2580053696083]
[null,"2026-06-01",507.03347312449802,313.53269644806301,30.784118362932006,187.03750089415561,78.376020140573459,110.11993183956254,20.332728763320869,1247.2164695731058,null,"2026-06-01",530.61624247504938,348.5350937543725,33.014196359273747,202.95275359052332,86.840756413524289,119.41097121226271,21.880019674708677,1331.1610635321929,null,"2026-06-01",483.1157031459515,278.33237905901785,28.799941912630107,176.16151902898113,70.09180216844274,103.27023943331056,18.840130694850565,1158.6117154431845]
[null,"2026-07-01",500.5658430542241,320.89333445980367,29.908604791231671,185.79268111231164,93.828907026849649,107.22219450558481,19.866890572503571,1258.0784555225091,null,"2026-07-01",523.67307025772618,355.23150524324905,32.07447125564368,201.57553990857525,102.12738572235287,116.29408881030611,21.362769044896528,1340.4670257206928,null,"2026-07-01",477.13445319106125,286.36287155154611,27.990304779438414,175.04845077950344,92.572245623881571,100.59654582404423,18.426885720536923,1178.131757470012]
[null,"2026-08-01",499.04244484860851,323.19811775658536,29.649471670382546,185.29241159642851,87.459827432186188,105.92791900133035,19.76898252164596,1250.3391748271674,null,"2026-08-01",522.01310577818072,357.46384399378809,31.798592763317444,201.03588189544038,95.711759121278192,114.91711806919986,21.255540115296029,1316.5411673875262,null,"2026-08-01",475.74831363826314,288.74193626915951,27.748270721554238,174.58758024571694,86.250235408201533,99.385926442656967,18.338235492947064,1170.8004982184993]
[null,"2026-09-01",505.37654629986156,342.45638229678536,30.845524758332509,187.10223833297439,100.58976310115229,110.21854257046475,20.413318643484395,1297.0023160030553,null,"2026-09-01",528.88560723555008,377.34687530845815,33.067717553107215,202.99871593558629,109.02916334313957,119.46509952807314,21.956018128984372,1370.3116183096736,null,"2026-09-01",481.53108525446771,307.36591381509635,28.868241695526898,176.24521733975081,99.188785801784206,103.41258885960937,18.924592222514441,1215.5364249887498]
[null,"2026-10-01",496.80939937845955,317.79723340884578,29.83249548611991,185.78838154303983,84.850424453497538,106.77967058164631,19.92396206368203,1241.7815669152908,null,"2026-10-01",519.82755102186763,352.02265408314736,31.986105190669129,201.54956810843225,93.116863427381617,115.78418462714507,21.415356944618946,1313.4817664493987,null,"2026-10-01",473.46759363752142,283.38184699441354,27.926785764226658,175.06594933318632,83.626319341557348,100.22428172229465,18.488038012430746,1162.1808148056307]
[null,"2026-11-01",504.60438175012689,343.23101717946992,31.054627886705468,187.48353476779045,90.328127230709185,111.34706380662395,20.50343266475786,1288.5521852861837,null,"2026-11-01",528.12415184053339,378.09951156397079,33.277607358998218,203.38260621444513,98.775959416725257,120.61477660012757,22.042457955536516,1357.3135825865759,null,"2026-11-01",480.74412641198137,308.15679136419777,29.07512652898243,176.62408752224826,88.916753373800901,104.51785401532993,19.017765572452859,1207.0525047889937]
[null,"2026-12-01",498.42967145545282,343.10056249871297,30.044844460249347,186.05015162942877,101.49197277329061,120.37418487442832,20.036527325558961,1299.5279150171218,null,"2026-12-01",521.51970447844928,377.46886235252038,32.209504038337123,201.83165836517736,109.7870360374279,129.41971726133508,21.534922576793793,1366.9849128207081,null,"2026-12-01",475.01414062006666,308.53941820776299,28.127042972193401,175.30758232456128,100.23861930053101,116.37144148096499,18.593005884052975,1222.1912507901336]
[null,"2027-01-01",491.49328436920899,366.39964930778342,29.294526524894305,185.45686017132007,100.2666292466663,118.29493884652069,19.706901603334245,1310.9127900697281,null,"2027-01-01",514.29325720434088,400.41433926370308,31.409592010301733,201.13839785235899,108.46150720493276,127.20051547722777,21.169833000309019,1377.95522429831,null,"2027-01-01",468.37728650442517,332.20737235621795,27.43068086093119,174.77048226040426,99.117721995705693,114.44187722969663,18.300252590542229,1234.6456737979231]
[null,"2027-02-01",519.69701305547937,398.04869598549089,33.443086621499482,192.03041367596899,124.90162093419258,132.51321014785532,21.993610936172612,1422.6276513566593,null,"2027-02-01",544.42819174787223,434.26056505264728,35.816996754461023,208.26538464104951,133.76625701094542,142.32454085865123,23.660038597158195,1496.6066899289344,null,"2027-02-01",494.611740157285,361.63199286197516,31.312219947463763,180.78828988365376,123.07127123901923,127.73403862729644,20.378559258053418,1339.5281119747467]
[null,"2027-03-01",501.72818735112099,429.20705277660488,29.900519389191992,186.36917414789835,151.1649312922205,120.78260734271538,20.029037300957178,1439.1815096007092,null,"2027-03-01",524.80457049652398,463.50848409326574,32.054667470813293,202.13293901348783,159.45603625233034,129.81381905454094,21.523608539041128,1512.5957425636743,null,"2027-03-01",478.33396510716591,394.72231631190203,27.996706453108828,175.60059177664922,149.91786617296935,116.79902679902864,18.590886584535266,1361.9613592053595]
[null,"2027-04-01",501.36558870775889,360.57513798765717,31.088473067483072,188.3406038500853,118.41485660872617,112.76628428091153,20.640237577757443,1333.1911820803796,null,"2027-04-01",524.9202086575682,395.40495111038229,33.305303763996925,204.24057771110421,126.87412580282228,122.03956361120181,22.179967011460043,1408.4831876983051,null,"2027-04-01",477.47959192795889,325.55177350839506,29.1188293077869,177.43508416503363,116.99593406218267,105.93782607650581,19.155331731021306,1251.6743707788842]
[null,"2027-05-01",485.83086578129138,330.12248550716953,29.802887672426969,186.22484011306605,85.111437062025828,107.75688277820289,19.960222032175611,1244.8096209463583,null,"2027-05-01",508.77713217597471,364.27444335965686,31.940199508103166,201.95186587176471,93.359676342554565,116.73004187360071,21.44037033657963,1313.2090624925086,null,"2027-05-01",462.56593385662069,295.78554663854197,27.915340284342889,175.49299750673526,83.906873175266782,101.23462025731055,18.536488604503237,1165.4378003233214]
[null,"2027-06-01",494.09419680421945,339.42809748995944,31.25858786560558,188.43846916190799,88.741984510884862,113.33377674468659,20.68646329715644,1275.9815758744205,null,"2027-06-01",517.68188855449694,374.30485177728349,33.48231491709614,204.34576229356153,97.214620241752314,122.6320021808809,22.228835144323245,1346.8424223244112,null,"2027-06-01",470.17208987460771,304.35285382259661,29.280691912722311,177.52554922451591,87.30821598379184,106.47663063986356,19.198638557839775,1194.3146700159377]
[null,"2027-07-01",492.99748386132109,333.16247156470297,30.354585893749281,187.12002035337946,95.105745803246862,110.1846279531848,20.222215136807236,1269.1471505663917,null,"2027-07-01",516.10381978608314,367.4067266967354,32.5141907135095,202.89403499217036,103.41034844791012,119.2538245992275,21.71471865206794,1338.829832487291,null,"2027-07-01",469.56789351023434,298.72586708753784,28.442583910212498,176.34097912780518,93.843016252594012,103.56167538079558,18.785464594045525,1189.2674798632249]
[null,"2027-08-01",492.45249974943573,348.40374281562731,30.190186286180918,186.77656548000294,104.42016106679111,109.36484048166186,20.158718469724196,1291.7667143494241,null,"2027-08-01",515.46871952468018,382.57263179006009,32.338936738489529,202.52395787567175,112.69289003296022,118.38141971363494,21.644922219318669,1361.7356402158393,null,"2027-08-01",469.11297968186096,314.04317042657669,28.289135584903558,176.02413705069131,103.18942922610613,102.79455769368647,18.728161751890163,1212.1815714157153]
[null,"2027-09-01",498.10087643933645,383.81463587989708,31.354611679189379,188.67262713506196,121.85616919114385,113.81490810507421,20.786063784430002,1358.3998922141329,null,"2027-09-01",521.65475684415617,418.70526594799787,33.574214287838487,204.57307261973807,130.32177432722176,123.09663874038149,22.325618891401831,1435.9434705913259,null,"2027-09-01",474.21201283384312,348.72484150815831,29.380134421754814,177.76633063919112,120.42938423045825,106.97416491589081,19.300392878277272,1276.7872614275739]
[null,"2027-10-01",489.30790718916307,336.00620530112275,30.322211460381627,187.22235817525018,92.229927208548361,110.01140044190919,20.30675417365461,1265.4067639500299,null,"2027-10-01",512.35693505663494,370.17800038733378,32.473345326401997,202.9835821359415,100.51408689944685,119.03069885125683,21.797497912688492,1341.6062155461877,null,"2027-10-01",465.93593092096302,301.64434725200397,28.419083496574892,176.45597690657613,90.988027814455052,103.44095851995394,18.871414496504169,1185.7557394070311]
[null,"2027-11-01",495.71428424761257,354.49629753681046,31.566505622531956,189.00240369630606,106.01419485257242,114.79012285994745,20.893819987500073,1312.477628803281,null,"2027-11-01",519.27029197476793,389.31048713274629,33.787087846113501,204.90293658429101,114.48218501201424,124.07950931151012,22.431558822352166,1386.1160396678522,null,"2027-11-01",471.81880081453261,319.47647209516236,29.589515533630809,178.09580793141075,104.58273551778754,107.93906746167679,19.409364674998859,1230.9117640291997]
[null,"2027-12-01",492.05398643428543,377.9388878718994,30.513487062979127,187.4908259454499,127.13242167815154,123.42535444061444,20.376973019814336,1358.9319364531941,null,"2027-12-01",515.16570641586929,412.22373667324507,32.673384130975712,203.26872977727066,135.44288217144029,132.49581221138487,21.870155643595826,1431.572278499819,null,"2027-12-01",468.61731105864851,343.46069298162058,28.600424592289485,176.70756173528775,125.86358897106541,119.39711119916358,18.938575856296843,1281.5852663943722]
[null,"2028-01-01",484.96264572765563,423.67308946766269,29.77103648843373,186.8368129629113,130.58899863278128,119.44692304515912,20.055838697386495,1395.3353450219904,null,"2028-01-01",507.77925738193335,457.61097237972513,31.882124295864323,202.53482321589223,138.79746532393372,128.37121021166251,21.514689376466361,1467.889624713308,null,"2028-01-01",461.82998005079861,389.55604427631476,27.910840800822868,176.13398647265862,129.42610265113336,115.57388022239758,18.653099520720378,1319.0839339948461]
[null,"2028-02-01",507.94295427800137,456.90181431523399,32.891280472453531,191.88008471971705,149.1944650690825,138.5930891175428,21.743909027813249,1499.1475969998446,null,"2028-02-01",532.18745193780876,492.39808597522216,35.194662027101238,207.99290911502024,157.89632074216016,148.17520742170282,23.356130491825262,1584.1796892201939,null,"2028-02-01",483.35629191732176,421.20579692841477,30.832986629331188,180.76013315186711,147.5293435937437,134.04709340119197,20.184560757037026,1417.9162063789074]
[null,"2028-03-01",494.14365184032545,444.30957553980397,30.400294035765619,187.86023082179003,158.71532197662233,125.85849090141529,20.39929741509166,1461.6868625308143,null,"2028-03-01",517.25586459144165,478.58931352520125,32.551944930750942,203.64662419469627,167.02831359317449,134.91997518780551,21.890712825862018,1560.4414853247358,null,"2028-03-01",470.71399420086306,409.84613585010845,28.498843674777717,177.06903709199079,157.44641387167795,121.84422232073878,18.964103141298811,1384.3827501514556]
[null,"2028-04-01",498.28595218874608,419.87063091938029,31.596071622204214,189.79482833647435,140.20408402494718,128.58935129564955,21.044553787931235,1429.385472175333,null,"2028-04-01",521.86233942323861,454.62224488546195,33.809895749967843,205.71389172703394,148.67758095620627,137.87365403928547,22.583118265469746,1512.281252954147,null,"2028-04-01",474.37826026644842,384.92449768226305,29.629233118557057,178.87023238499543,138.770627252525,124.34400270515123,19.560589092538979,1350.4774425024791]
[null,"2028-05-01",480.31006429940061,353.85984327045446,30.386052028275319,187.79188023846882,96.789079149556017,111.50007556573442,20.376008784929653,1281.0130033368191,null,"2028-05-01",503.32092068793054,387.94411438106397,32.525751930108797,203.54916071710284,105.06589324989248,120.51696976113216,21.856763014666765,1356.4978700169845,null,"2028-05-01",456.97992406092646,319.58836577887428,28.495587354686595,177.02980137999612,95.555312768886665,104.93243710801731,18.951360670929208,1201.5327891223167]
[null,"2028-06-01",485.98992186349039,333.28772552838473,31.718481382390703,189.8678790529265,88.428021360696235,116.64200490978928,21.054816956469256,1266.9888510541473,null,"2028-06-01",509.58426810389619,368.12740506863008,33.936125832853904,205.78971913795286,96.912820996743761,125.95240541185599,22.59225672078421,1361.193043312614,null,"2028-06-01",462.06171674814971,298.24948199210439,29.746586579539827,178.94042645799701,86.98226590204149,109.7725263994941,19.571668657588116,1185.3246727369146]
[null,"2028-07-01",485.22224779715265,350.10641688186939,30.923735708986559,188.7237254282625,111.79992471006187,118.18493420635451,20.660558908124727,1305.6215436408122,null,"2028-07-01",508.39974028121975,384.33488789452997,33.086122003817032,204.53091105661159,120.13655927107615,127.29301317327683,22.155840739794595,1398.4362626038596,null,"2028-07-01",461.72153290805221,315.68493520450005,29.008848806497042,177.91153212624295,110.50489405602517,114.11742418795862,19.220806880588576,1228.1699741698644]
[null,"2028-08-01",484.60320164115075,409.40384610731422,30.669594991316171,188.17038468743206,132.701700620596,125.26178549329806,20.544549996082363,1391.3550635371894,null,"2028-08-01",507.6374211127557,443.50887600466967,32.814925502857307,203.93484204748407,140.98804970136533,134.29074137251865,22.028778238523447,1467.9039465996211,null,"2028-08-01",461.24563162798245,375.10610152298261,28.771749107365334,177.40089738297704,131.45703340957513,121.27320616127865,19.115715311582225,1314.3703345237436]
[null,"2028-09-01",492.80246729871516,427.5105161021624,31.813259428159331,190.08293182014512,129.73547623176626,123.95309572601121,21.143021872792858,1417.0407684797524,null,"2028-09-01",516.35902949340812,462.29835489080142,34.026321267469797,205.9955982980548,138.20983043093585,133.25004328838719,22.676282037480071,1500.7168754883287,null,"2028-09-01",468.91065355057992,392.52229296715154,29.845042693703732,179.16444504229696,128.29966298419572,119.69104303513078,19.663368029988899,1338.0965083030474]
[null,"2028-10-01",484.75417269132328,362.00667367184246,30.896762548817044,188.85410078186777,105.54275743077763,113.82756105339564,20.741995619305673,1306.6240237973295,null,"2028-10-01",507.87981881574524,396.17744569499973,33.051146842913873,204.64960549836985,113.8616622793063,122.89499321301628,22.234776929690643,1388.8519473700806,null,"2028-10-01",461.30562960934549,327.64509256459309,28.990210362887108,178.05347672820793,104.26594301097322,107.20819455993154,19.304369188115881,1226.7729160240542]
[null,"2028-11-01",491.16405588278957,373.53433967739988,32.049842739435512,190.5304225949875,107.23202094958808,118.33498652850703,21.287717930747341,1334.1333863034549,null,"2028-11-01",514.75345315790821,408.29959804628891,34.267249071795213,206.45324596208235,115.71976696034918,127.65061227416165,22.823017193178973,1413.2705026449146,null,"2028-11-01",467.23580839942355,338.56384314439799,30.076162812633797,179.60156991309924,105.7809536606577,111.45750345954255,19.805526895035054,1252.5213682847898]
[null,"2028-12-01",485.12392090844594,412.80928651455736,30.910244791302084,188.743911398253,133.41206316664818,121.0395282219516,20.725153521974484,1392.7641085231326,null,"2028-12-01",508.21477451142164,446.95943020948039,33.061688562177494,204.52717958944945,141.72087717215527,130.10147501181405,22.213038080506557,1470.3030649767538,null,"2028-12-01",461.70802082637294,378.46502616254304,29.00555148577347,177.95531110377908,132.14457411234218,117.01889652627167,19.291866962600423,1315.5892471796828]
[null,"2029-01-01",480.52077603288234,461.31741576324157,29.987473044158346,188.26917917268045,145.52261577572574,124.28826865292091,20.372315062095407,1450.2780435037046,null,"2029-01-01",503.69723905636016,495.35594118437257,32.159831756839097,203.98714098457481,153.81564327863359,133.36446442085239,21.879115511535556,1527.9128527681301,null,"2029-01-01",457.34431300940429,427.27889034211057,28.132029247741382,177.54640144482792,144.3468537358348,120.40184849843087,18.968028125872525,1374.0183644042227]
[null,"2029-02-01",513.55384920947279,503.71396276235811,34.24571597638942,195.23087752354374,159.91995328188864,149.39622358881476,22.774772668234256,1578.8353550107017,null,"2029-02-01",538.73429731421106,539.95459676523046,36.685950677243802,211.51314256963317,168.9077621665644,159.404009033542,24.49357656040905,1663.5478146707101,null,"2029-02-01",488.37340110473463,467.4733287594857,32.122396191798842,183.94228243452289,158.04940986022973,144.578213757529,21.15848228927673,1495.6975143975774]
[null,"2029-03-01",494.56254060041795,519.85557818303209,30.559876917119791,189.32422511712286,170.31046192239342,144.97639454579377,20.655287878546133,1570.244365164426,null,"2029-03-01",518.03412325598811,554.24098648911763,32.770675602146483,205.13096905882045,178.71323131515544,154.19802883550139,22.191556742069533,1654.3350350465612,null,"2029-03-01",471.09095794484762,485.47016987694656,28.6659931483569,178.51267448741405,169.0249579926483,140.94453586952758,19.221532528239997,1492.9308218479812]
[null,"2029-04-01",496.75915898535942,459.28127459151727,31.758317548614635,191.30806853521105,145.89347845636394,136.8545214985445,21.289439792121033,1483.1442594077321,null,"2029-04-01",520.70983481282178,494.14817524210565,34.034422727385142,207.24789911060617,154.45957163932485,146.30948669568428,22.87354288895434,1567.039362560402,null,"2029-04-01",472.80848315789711,424.41437394092895,29.799127286107925,180.36269200569538,144.44465073641987,132.58933191484616,19.807850208504995,1404.2265092504003]
[null,"2029-05-01",475.03434426190165,364.05206732702118,30.544425932090853,189.24734768934758,90.123195474257301,114.40568829517213,20.593560561272064,1284.0006295410628,null,"2029-05-01",498.40440756449948,398.24810884638657,32.744622743077109,205.02464313544223,98.489120303158728,123.58859497607565,22.117726228512751,1363.0746008376643,null,"2029-05-01",451.66428095930394,329.85602580765567,28.661144037368398,178.46520998753701,88.874536108372752,107.81766942098929,19.17190840724864,1204.5107747284758]
[null,"2029-06-01",488.53188473601938,377.69045708337273,31.886850176580612,191.38535104220165,102.45748276068949,119.695744068981,21.267154872495517,1332.9149247403402,null,"2029-06-01",512.50114175581382,412.65033976342011,34.168359201681135,207.32809259542734,111.03569454293554,129.18251556390479,22.849101270433195,1414.3735515943288,null,"2029-06-01",464.56262771622482,342.73057440332542,29.922256067743884,180.43697046820051,100.99653644146034,112.80386038077796,19.787721987775104,1251.2405474655084]
[null,"2029-07-01",485.32790059521869,434.14112347486298,31.086532451200547,190.19561057925517,126.00992022366009,125.55014222567614,20.858322972492005,1413.1695525223654,null,"2029-07-01",508.86766549895367,468.48762797658867,33.311429347452417,206.02276220354585,134.43642750942178,134.82993079244693,22.396564011788595,1493.039988684694,null,"2029-07-01",461.78813569148355,399.79461897313729,29.178550471212475,179.36343517102347,124.70067840091531,121.46012927234679,19.422595446412675,1335.7081434265315]
[null,"2029-08-01",486.13192778849907,411.53830486745932,30.836544485003422,189.62560927975156,130.02436619466869,121.04536134081296,20.734634695770453,1389.9367486519652,null,"2029-08-01",509.52609477772359,445.76300509914148,33.044801609164004,205.40977080938367,138.40033139558722,130.2467652375075,22.261794923697966,1469.3694026060712,null,"2029-08-01",462.73776079927455,377.31360463577698,28.945202277106631,178.83638867628406,128.76566645676704,117.0337330575598,19.309987981060196,1312.9423438838294]
[null,"2029-09-01",496.49405112536249,454.84768948355395,31.990002570468715,191.59758546002516,148.94864104898801,153.59884456572377,21.332567114501106,1498.809381368623,null,"2029-09-01",520.42334152694912,489.76006823501871,34.26851943848547,207.53087209208383,157.51624700207253,163.07542909531793,22.910111698685437,1585.2306685581227,null,"2029-09-01",472.56476072377575,419.93531073208919,30.02840061871575,180.65844332951139,147.49830055892033,149.31203564957102,19.857536043534044,1419.8547876561174]
[null,"2029-10-01",486.48873083198794,411.75765190235381,31.079162723263117,190.32028861576245,130.6227124622047,116.79371224467351,20.931482541545488,1387.9937413217908,null,"2029-10-01",509.97303559292203,446.0480702071726,33.296789830916524,206.13539558253569,139.03095078543728,126.02957787373772,22.467259429230872,1472.7563831272557,null,"2029-10-01",463.00442607105373,377.46723359753503,29.178450531873512,179.50003564624038,129.33173960198903,110.15273442233003,19.498219167077362,1308.1328390380991]
[null,"2029-11-01",497.26732965558995,423.47046434986601,32.241448182474016,192.04512083182709,132.59779462876762,134.33224946199303,21.4803111953191,1433.4347183058371,null,"2029-11-01",521.23276302168097,458.36787156496899,34.526305702811129,207.98824780433725,141.18099177445208,143.82551745471267,23.06048530183412,1514.9866947732398,null,"2029-11-01",473.30189628949893,388.57305713476308,30.273505578400695,181.09596403425297,131.13186294610006,130.0287570827148,20.002650602021347,1354.4076936677518]
[null,"2029-12-01",489.12228776008266,445.25056852867584,31.102926771284157,190.20505409844037,153.13663939563966,129.59968086865177,20.911886053699781,1459.3290434764742,null,"2029-12-01",512.57369270911545,479.52529898345915,33.319285303987222,206.0078603327118,161.53581086182965,138.82938143494511,22.443331141010145,1539.06836552664,null,"2029-12-01",465.67088281104998,410.97583807389253,29.203483154844889,179.39690912784783,151.85473339246661,125.55975591579981,19.482954479606676,1382.1445569555083]
[null,"2030-01-01",483.66280657127339,489.70311669308819,30.203429943032443,189.68649136862848,153.24988824116795,129.5803607242388,20.562224006576518,1496.6483175480059,null,"2030-01-01",506.87614000295645,523.67694114547226,32.371604543631079,205.44696100918111,161.55803520555179,138.67721169688613,22.064988405804986,1574.1501869167723,null,"2030-01-01",460.77153607945115,455.90257588882974,28.41734371837849,178.94279645061752,152.1294777607672,125.8104426016142,19.208933486111857,1421.1831059857702]
[null,"2030-02-01",513.45970286145712,510.92505420207038,34.507431019328898,196.91535925538224,158.40919897805003,158.86936490282307,23.003917955155536,1596.0900291742673,null,"2030-02-01",538.68134571799669,547.09270195365889,36.943290247499945,213.24705594856016,167.41406586220424,168.90036018005372,24.718291343918843,1680.5045782847537,null,"2030-02-01",488.59915894498624,474.95775850920683,32.461240525148966,185.60043728474588,156.60462612738201,154.18608367989714,21.44356261747609,1513.8528676888432]
[null,"2030-03-01",494.60619502311897,540.01911720288876,30.795130128080046,190.7515487470865,173.78080733740802,147.92628084315038,20.859327641927422,1598.73840692366,null,"2030-03-01",518.11437064408153,574.3393734551745,33.002137790417848,206.60025245177152,182.19889745550762,157.1685576115149,22.391682595513931,1677.3518863704064,null,"2030-03-01",471.42066679422624,505.87726188562544,28.970323330069519,179.91961976494304,172.55276749534022,144.01582783357179,19.47564322228644,1522.2321103260629]
[null,"2030-04-01",501.02451540290826,507.1132112845761,31.997885768519424,192.77567080934153,149.32418337875077,140.58489879216663,21.50364407571071,1544.3240095119734,null,"2030-04-01",525.01204829630649,541.91365360368525,34.27019623123681,208.75831592404143,157.90605692412242,150.06121268615857,23.083777826798443,1624.5710087020886,null,"2030-04-01",477.37356480122656,472.50207967962092,30.111001680086684,181.80980041718325,147.93601672080916,136.44905206531445,20.073578307081782,1466.2550936713228]
[null,"2030-05-01",475.1830147017148,385.7448316130949,30.775226550153448,190.64984558408446,105.64198607191861,117.34524708426386,20.79995655374336,1326.1401081589734,null,"2030-05-01",498.58802367978217,419.8773060697622,32.971868594531855,206.46817794429865,114.02306960496136,126.54869854161122,22.320359952494247,1404.3923702380912,null,"2030-05-01",452.10192175707027,351.79475641957492,28.961878897309873,179.84828794641183,104.45167586036671,110.88254390246112,19.427961423710091,1247.469026206905]
[null,"2030-06-01",488.0408038386791,407.30370683443761,32.127787656978818,192.84462424107113,121.50999653165152,135.25482239507079,21.482877278510564,1398.5646187763996,null,"2030-06-01",512.04603284982568,442.19731364484784,34.405657904938991,208.82989502254804,130.10415657696265,144.76322929038173,23.060938668406411,1479.031194531115,null,"2030-06-01",464.37393979059732,372.60386197312926,30.236712239869284,181.8761281821358,120.11049704994659,131.0906919861032,20.054883815639883,1320.3467150374215]
[null,"2030-07-01",489.09596253421682,473.05458910219033,31.319098956195248,191.60742834148476,145.50738181321816,138.33170410828745,21.071853075471754,1489.9880179310646,null,"2030-07-01",512.66988207428619,507.33772325442646,33.540608291682254,207.47544122978562,153.94927406181557,147.63218420093722,22.606429402138456,1568.791430238834,null,"2030-07-01",465.84948159825717,438.95999227201554,29.482738005668487,180.75619017572546,144.25754934324482,134.37083150279545,19.686031337415727,1413.3628142351226]
[null,"2030-08-01",487.76609300410581,470.39424750204864,31.067065299293667,191.01752025958331,140.74333767571983,131.55513920410905,20.946776149007476,1473.4901790938675,null,"2030-08-01",511.1939341582634,504.55674121973294,33.272075946291729,206.84221203089345,149.13452853094876,140.77645048309446,22.47037440339351,1551.7821082797495,null,"2030-08-01",464.66529798592711,436.42031438671285,29.247332370551501,180.20960321081478,139.5441690222338,127.67372196514242,19.572035726571265,1397.3324746679539]
[null,"2030-09-01",499.07605665804243,507.80376873535783,32.231534180496304,193.04325725528403,148.75431874999808,146.71079439277477,21.552891858217759,1549.1726218301712,null,"2030-09-01",523.04035888322346,542.65144530180623,34.506770054868895,209.01860485278507,157.33796528521293,156.20770996339161,23.126797746989549,1629.3813342789331,null,"2030-09-01",475.45062104308511,473.1523558556342,30.344241842815045,182.08468438032452,147.36579014801234,142.55932871062421,20.129556329414122,1471.0865783099098]
[null,"2030-10-01",487.41185448691374,445.36798901913835,31.313645448303379,191.72091463127128,123.36426217339142,119.73635235437747,21.150344846050562,1420.0653629594462,null,"2030-10-01",510.92944070802963,479.59674026129369,33.528208183580226,207.57645684205545,131.78785987207135,128.99154388542846,22.682695347388048,1498.5405051361774,null,"2030-10-01",464.22064482040628,411.32646827383184,29.484222356020023,180.8821471430287,122.13235541962814,113.22298541692253,19.767076207375126,1341.0358996372127]
[null,"2030-11-01",495.2368227243507,488.11468816384934,32.480993510241547,193.49382862194634,144.93566274738987,124.38628106729058,21.703949826410792,1500.3522266614791,null,"2030-11-01",519.23658778767685,522.94825428523609,34.762737363080042,209.47900171832467,153.53492587993898,133.89943380505289,23.280594084769479,1580.5449602249932,null,"2030-11-01",471.57945558367555,453.48294001539278,30.588562992680455,182.52543024810959,143.53353069272492,117.62443283808753,20.278412591001047,1419.6127649616717]
[null,"2030-12-01",487.72968010951212,504.82914079746905,31.336841987488718,191.60143985848561,143.20653448606299,150.80003221591966,21.1297381294285,1530.6334075843668,null,"2030-12-01",511.21403246795154,539.04260436606705,33.550277461420634,207.44484939963212,151.62118447868525,160.0486194424567,22.657842989370842,1608.9386888416125,null,"2030-12-01",464.57370901255422,470.80671733207805,29.509810416159933,180.7748050398807,141.98443704194631,146.88910857028216,19.751295326218891,1454.2898827391205]
[null,"2031-01-01",471.99400892657678,408.62088292473578,30.728836351492951,191.05857333242804,126.93767639720662,124.35127266064966,20.684574612475256,1374.3758252055648,null,"2031-01-01",495.21272025116241,442.55395351530223,32.895479976140798,206.8369078172054,135.26420272658461,133.47404528893014,22.17938601644116,1446.4516869598151,null,"2031-01-01",449.09239853714399,374.86543270537425,28.944576101033316,180.3190690697883,125.79966529478159,120.55705686244863,19.337800793034091,1298.9159993636042]
[null,"2031-02-01",505.60148500154554,438.45961876669878,35.190302787622649,198.48846127577826,139.72933271030251,150.99661958893992,23.324121423775971,1491.7899415546635,null,"2031-02-01",530.82914508820397,474.58064996398355,37.627990789683892,214.84051145707696,148.75008101922043,161.05527895665358,25.032177088128599,1570.7066547420104,null,"2031-02-01",480.72924859237241,402.54382159903344,33.14351228440276,187.17745210237632,137.90850437799335,146.28706152159782,21.769132748618453,1409.5587332263945]
[null,"2031-03-01",483.42822838951287,458.28418885468972,31.406179992245043,192.15574424802577,146.78266865860522,140.73923724404827,21.115999892800637,1473.9122472799277,null,"2031-03-01",506.94513593975114,492.56058201670982,33.614868607397803,208.02267170431566,155.2155787328374,150.0029758744538,22.643845132943351,1546.9522957940808,null,"2031-03-01",460.22972492698375,424.19003198922599,29.580803097416421,181.32741744201925,145.53962525396594,136.80773914288287,19.736260198701455,1397.4116020511958]
[null,"2031-04-01",488.36536772298678,419.56212983947319,32.622308977289414,194.2195604460139,134.34820292467847,134.46924404870478,21.811880995865771,1425.3986949550122,null,"2031-04-01",512.3601086777461,454.31520734290103,34.896100759221042,210.22037320351885,142.9464819458112,143.96452131830617,23.388490687180028,1499.9937277546592,null,"2031-04-01",464.70281697289579,385.00208494459832,30.735051940198861,183.25802220600741,132.94389801792099,130.31433223559105,20.385032091512553,1347.3412384087248]
[null,"2031-05-01",470.88714461968095,362.15312530054933,31.372149785633809,192.03554755592847,103.68931955479673,121.61852446471659,21.122836812453038,1302.8786480937588,null,"2031-05-01",494.30046319708993,396.23956273998311,33.57005661796584,207.87131635965841,112.0860084265007,130.838500610549,22.640728373446557,1375.4048750346069,null,"2031-05-01",447.79387749590762,328.25250749288898,29.558561541602735,181.23828441539416,102.48362726094533,114.33606039022885,19.753276023619925,1223.4161946205877]
[null,"2031-06-01",482.79573642281673,376.31671360735038,32.746398919646516,194.29152291234774,116.18589626530255,131.24857059731622,21.84867814216021,1355.4335168669406,null,"2031-06-01",506.81032241016237,411.16145374784912,35.0253671024103,210.29505119483829,124.79693248619373,140.77298095120275,23.424829560596191,1430.1009601301382,null,"2031-06-01",459.11563217100911,341.66915312628532,30.855241472437502,183.32724663676876,114.76988794942389,127.06757286080695,20.422693605441548,1277.2274278221735]
[null,"2031-07-01",479.37765050027195,400.10878903200853,31.911494769755521,193.00546183272925,132.36085257706077,130.10140731532877,21.448775793075797,1388.3144318202308,null,"2031-07-01",502.95942925913698,434.34302535086118,34.13380852384963,208.89056140514299,140.81882308331706,139.41532748156391,22.982071671071452,1461.1766891427442,null,"2031-07-01",456.11967083776449,366.06628052229138,30.075272795642125,182.15895689709146,131.0954046357576,126.12600037001683,20.064466291428385,1311.7060523499922]
[null,"2031-08-01",478.7027908175283,409.77436023046573,31.647367033626747,192.39821572189061,129.81941167803529,127.67791168967668,21.336415233107811,1391.3564724043313,null,"2031-08-01",502.14050395938011,443.8878857255329,33.852869406697188,208.23975521751737,138.22645280839853,136.91101550441809,22.85905129053905,1463.5707854817431,null,"2031-08-01",455.58907215700941,375.85233536346738,29.827996387377532,181.59529103334847,128.6048522701594,123.78326305238488,19.962940021082517,1315.2157502848297]
[null,"2031-09-01",487.51543286024645,431.11203474932512,32.829406887943271,194.48052495635204,142.55450475946247,140.36705616298488,21.934482576711698,1450.793442953026,null,"2031-09-01",511.49098636147113,465.90788270882786,35.104941613208034,210.47351248314604,151.15490890309809,149.87558689598237,23.5076796571371,1524.7883491139216,null,"2031-09-01",463.8757865255219,396.51537022599672,30.942654947452155,183.52692389840456,141.14974458339253,136.20229133821914,20.512247093433942,1372.7250186124209]
[null,"2031-10-01",481.03407615417376,408.4977920751092,31.873529372945484,193.10681048401153,143.56735023918156,129.4304887467664,21.566219227802343,1409.0762662999905,null,"2031-10-01",504.56070800550538,442.67394559542493,34.087707376099033,208.97876550468553,152.00607714648064,138.69858418685365,23.097852657548056,1481.1960798113651,null,"2031-10-01",457.83093496697484,374.51128284492768,30.04515518591732,182.2735450165996,142.32073815740455,125.49816576271792,20.184029866290437,1332.6638518008322]
[null,"2031-11-01",487.55931631729891,415.3295726403444,33.053463883698576,194.92752354336514,140.41496169230467,128.3918941447269,22.141856817588994,1421.8185890393274,null,"2031-11-01",511.5683754379171,450.10730333124286,35.334395194248529,210.92976852683702,149.02977246710878,137.92031125185915,23.717745823254916,1495.5196903463604,null,"2031-11-01",463.88962572556841,380.75588596521061,31.162433501626207,183.96484943856385,138.99767633144347,121.21331686602049,20.717449124456369,1340.7012369528895]
[null,"2031-12-01",478.66542444022616,410.22970971042344,31.881704896219745,192.98417729700228,129.87661648351036,138.148390541075,21.559575762330329,1403.3455991307876,null,"2031-12-01",502.15898704137936,444.3886907951985,34.0940641663082,208.84402272573578,138.30609380606538,147.41257036709123,23.086964614790269,1475.0229811304437,null,"2031-12-01",455.49739944674121,376.26370805549095,30.056240673876648,182.16321559619536,128.64004082736298,134.22160740124303,20.182211324218745,1327.024423325129]

{"sheet":"Demanda_Mensual","index":4,"n_rows":192,"n_cols":83,"rows_kept":192,"cut":false,"hidden":false,"merged":[[10,19,10,26],[10,0,11,0],[10,1,10,8],[10,9,11,9],[10,10,10,17],[10,18,11,18]]}
[]
[]
[null,null,null,null,null,null,null,"Contenido",null,null,null,null,null,null,null,null,null,null,null,null,null,null,null,null,null,null,null,null,null,null,null,null,null,null,null,null,null,null,null,null,null,null,null,null,null,null,null,null,null,null,null,null,null,null,null,null,null,null,null,null,null,null,null,null,null,null,null,null,null,null,null,null,null,null,null,"RESIDENCIAL",null,"GBTUD"]
[null,null,null,null,null,null,null,null,null,null,null,null,null,null,null,null,null,null,null,null,null,null,null,null,null,null,null,null,null,null,null,null,null,null,null,null,null,null,null,null,null,null,null,null,null,null,null,null,null,null,null,null,null,null,null,null,null,null,null,null,null,null,null,null,null,null,null,null,null,null,null,null,null,null,null,"TERCIARIO",null,"MPCD"]
[null,null,"Sector de consumo",null,null,null,null,null,null,null,null,null,null,null,null,null,null,null,null,null,null,null,null,null,null,null,null,null,null,null,null,null,null,null,null,null,null,null,null,null,null,null,null,null,null,null,null,null,null,null,null,null,null,null,null,null,null,null,null,null,null,null,null,null,null,null,null,null,null,null,null,null,null,null,null,"INDUSTRIAL"]
[null,null,null,null,null,null,null,null,null,null,null,null,null,null,null,null,null,null,null,null,null,null,null,null,null,null,null,null,null,null,null,null,null,null,null,null,null,null,null,null,null,null,null,null,null,null,null,null,null,null,null,null,null,null,null,null,null,null,null,null,null,null,null,null,null,null,null,null,null,null,null,null,null,null,null,"PETROQUIMICO",null,null,null,null,"nf","nc","nd"]
[null,null,"Unidad de energía",null,null,null,null,null,null,null,null,null,null,null,null,null,null,null,null,null,null,null,null,null,null,null,null,null,null,null,null,null,null,null,null,null,null,null,null,null,null,null,null,null,null,null,null,null,null,null,null,null,null,null,null,null,null,null,null,null,null,null,null,null,null,null,null,null,null,null,null,null,null,null,null,"PETROLERO",null,null,null,"TOTAL",{"$f":"+VLOOKUP($CB7,Mensual!$AH$3:$AK$10,2,FALSE)","v":1293},{"$f":"+VLOOKUP($CB7,Mensual!$AH$3:$AK$10,3,FALSE)","v":3},{"$f":"+VLOOKUP($CB7,Mensual!$AH$3:$AK$10,4,FALSE)","v":180}]
[null,null,null,null,null,null,null,null,null,null,null,null,null,null,null,null,null,null,null,null,null,null,null,null,null,null,null,null,null,null,null,null,null,null,null,null,null,null,null,null,null,null,null,null,null,null,null,null,null,null,null,null,null,null,null,null,null,null,null,null,null,null,null,null,null,null,null,null,null,null,null,null,null,null,null,"GNVC",null,null,null,"GBTUD",{"$f":"+VLOOKUP($CB8,Mensual!$AM$3:$AN$4,2,FALSE)","v":1}]
["Fuente: Construcción UPME con datos de Ecopetrol, Chevron, CNO Gas y Concentra ",null,null,null,null,null,null,null,null,null,null,null,null,null,null,null,null,null,null,null,null,null,null,null,null,null,null,null,null,null,null,null,null,null,null,null,null,null,null,null,null,null,null,null,null,null,null,null,null,null,null,null,null,null,null,null,null,null,null,null,null,null,null,null,null,null,null,null,null,null,null,null,null,null,null,"TERMOELECTRICO"]
[null,null,null,null,null,null,null,null,null,null,null,null,null,null,null,null,null,null,null,null,null,null,null,null,null,null,null,null,null,null,null,null,null,null,null,null,null,null,null,null,null,null,null,null,null,null,null,null,null,null,null,null,null,null,null,null,null,null,null,null,null,null,null,null,null,null,null,null,null,null,null,null,null,null,null,"TOTAL"]
["MES","Proyección Demanda Gas Natural - Escenario Medio - Revisión Abril de 2017",null,null,null,null,null,null,null,"MES","Proyección Demanda Gas Natural - Escenario Alto - Revisión Abril de 2017",null,null,null,null,null,null,null,"MES","Proyección Demanda Gas Natural - Escenario Bajo - Revisión Abril de 2017"]
[null,"CENTRO","COSTA","CQR","NORESTE","NOROESTE","SUROESTE","TOLIMA \nGRANDE","TOTAL",null,"CENTRO","COSTA","CQR","NORESTE","NOROESTE","SUROESTE","TOLIMA \nGRANDE","TOTAL",null,"CENTRO","COSTA","CQR","NORESTE","NOROESTE","SUROESTE","TOLIMA \nGRANDE","TOTAL"]
["2017-01-01",256.72488867595609,355.34137362879926,23.374788120345521,136.80797221425189,103.65379907518127,86.528694053972558,15.056508550335009,977.48802431884167,"2017-01-01",279.90789397595518,389.32401154590366,25.546519450220174,152.64429913725584,111.8924582357556,95.554542567263766,16.59464821497204,1071.4643731273263,"2017-01-01",233.8647014455064,321.51928312085124,21.586552977495412,125.98842001378948,102.60941444235081,82.831730663006667,13.657403658220129,902.0575063212201]
["2017-02-01",287.09919396276331,388.65049958691543,26.741928471217953,141.75678455988108,119.47816605691371,100.23785301426697,17.388015619931831,1081.3524412718903,"2017-02-01",312.40201887489593,425.03310586912937,29.188928802819124,158.15166931955997,128.44093322436342,110.28367611571784,19.154847752467198,1182.6551799589527,"2017-02-01",262.16256127465192,352.4670609360532,24.685891405624258,130.37867452274378,117.7222401988507,95.544458312502869,15.766106307772056,998.72699295819871]
["2017-03-01",263.73687440538765,372.49894831344153,23.791844151070293,137.79022329980521,109.33802167261993,89.311068952915605,15.684386328031605,1012.1513671232718,"2017-03-01",287.30347017220259,407.01582033619627,26.005674994036656,153.74112852248081,117.7064640648471,98.521176203826329,17.272776565612105,1107.5665108592018,"2017-03-01",240.49546746647459,338.15684176150285,21.960349425704148,126.85609279967115,108.16325590051622,85.43041783856529,14.237979691626329,935.30040488406064]
["2017-04-01",269.93967523053766,377.48614016777941,25.080889629022373,139.44830833398152,111.16917557266331,92.608576446130925,16.210345906135565,1031.943111286251,"2017-04-01",293.90561392840624,412.62070422355339,27.383948055724129,155.54588434929263,119.67957572508973,102.0228196856425,17.841238082465708,1128.9997840501742,"2017-04-01",246.31477531851647,342.54092696299369,23.163852885913208,128.36750704121198,109.85701325457148,88.532658141599882,14.72396611315987,953.50069971796665]
["2017-05-01",260.0803427172637,361.78059734185376,24.049590030161902,137.91610742857424,105.34282692468921,88.005804648115344,15.646793482522677,992.8220625731808,"2017-05-01",283.39607847564133,396.00941908716595,26.269053381322276,153.85515908885191,113.61774467861524,97.085403245093346,17.218728098955211,1087.4515860556453,"2017-05-01",237.09220524394598,327.73332571524861,22.213877065857336,126.99383049083816,104.26177879544252,84.257570906405221,14.218936827969227,916.77152504570699]
["2017-06-01",269.42133163704534,372.00617355347549,25.282907418291011,139.46854753163313,109.62931822349182,92.810975166105436,16.378288385544003,1024.9975419155862,"2017-06-01",293.41944864443184,407.20252261559801,27.59598532934562,155.55645497020109,118.15057036133837,102.25785841532914,18.016961603131005,1122.199801939375,"2017-06-01",245.7666243263956,337.00631539526557,23.357948240487222,128.39741481560677,108.30657275272736,88.704522359752303,14.886289400230346,946.42568729046513]
["2017-07-01",263.2885928105606,366.12676889781289,24.889978220383,138.52385697023334,106.58835453537796,90.210152797896328,15.813212283729545,1005.4409165159934,"2017-07-01",286.78405496237156,400.77324454124846,27.158899970309076,154.48908542328775,114.93708009657958,99.424169109194082,17.389457757491414,1100.9559918604818,"2017-07-01",240.1268608002699,331.67340810027099,23.008112881195597,127.57540323972053,105.43541845548245,86.332663947363201,14.383281303668365,928.5351487279712]
["2017-08-01",261.71937137759051,365.08193564581086,24.638397357099642,138.2319698046858,106.41031273294855,89.022276058124518,15.765263481588729,1000.8695264578486,"2017-08-01",285.0578618626717,399.57805896446206,26.8869576390227,154.18680114705094,114.7011461166064,98.138369897571891,17.331634918447367,1095.8808305458331,"2017-08-01",238.71273310032706,330.77556841908597,22.77638389166005,127.29391318486223,105.31367710066417,85.239202157195479,14.34585175297749,924.45732960677242]
["2017-09-01",269.19744727333187,370.18611678601644,25.55685471280206,139.42700500843637,110.20265597222377,92.548660903295797,16.360465890858695,1023.4792065469651,"2017-09-01",293.05128234747139,405.32167198214199,27.876549551360966,155.50913695379145,118.67288474058989,101.92104413451216,17.982003161958257,1120.3345728718261,"2017-09-01",245.68842961717206,335.24957130292125,23.626517879674871,128.36164778562286,108.93042619368946,88.516925521213324,14.887906363020955,945.26142466331487]
["2017-10-01",262.40991953122727,361.05940666527812,24.834018195070236,138.44520281107046,106.76510804311259,89.5105213788095,15.805700632297738,998.82987725686587,"2017-10-01",285.72427451456889,395.54324229650138,27.088390429690616,154.38499513008725,115.04587679214475,98.617401461218208,17.367928945462303,1093.7721095696734,"2017-10-01",239.42556730732471,326.76301840417705,22.965615893324369,127.52218521459528,105.67761422683925,85.735705603844906,14.39124093074768,922.48094758085335]
["2017-11-01",269.63979667951673,376.07186737754841,25.967364225999503,139.67190109503144,109.3986096137707,93.606806156329,16.392190894655702,1030.7485360428514,"2017-11-01",293.5028315584043,411.3967170197601,28.30258512762272,155.73312525335461,117.8835978295586,103.01629676129907,18.007630116450088,1127.8427836664496,"2017-11-01",246.12540360629851,340.95372904753657,24.023266255490725,128.62745165924989,108.11372533415449,89.543058703843897,14.926879840758886,952.31351444733309]
["2017-12-01",279.6756141234091,368.40774021737934,25.009688319054533,138.64744588067839,107.77282987113952,90.114852483419739,15.95246602041558,1025.5806369154961,"2017-12-01",303.05451389987911,403.06126197733317,27.275866717948276,154.61540651562035,116.07833514164336,99.258719267453742,17.524549104037526,1120.8686526239155,"2017-12-01",256.6275470671502,333.94394536522105,23.130478284186403,127.69625996827803,106.66034807657952,86.304392735933817,14.529177580826483,948.89214907817563]
["2018-01-01",281.51201565050155,392.7579941900226,24.483326574651834,140.15923397919229,115.11118703506183,89.83082866147717,15.762464032823321,1059.6170501237307,"2018-01-01",304.52531517250947,427.09743142581453,26.693166830839875,155.60842772944073,123.29734891560038,98.800762472909199,17.293753424599792,1153.316205971714,"2018-01-01",258.81437873629301,358.5914909309559,22.654983221830392,129.7443455322387,114.11317322196058,86.183025958299993,14.377756473586757,984.4791540751653]
["2018-02-01",310.9767301702621,433.82815136068575,28.120620483803453,145.21962519045664,130.64864328377621,103.11583856779707,17.974036181698072,1169.8836452384792,"2018-02-01",335.98908901105631,470.55418393657737,30.611766056757066,161.20901388339601,139.52700895297957,113.03837002608724,19.721043531788247,1270.6504753986417,"2018-02-01",286.32054857324783,397.30745695039838,26.020557118150332,134.26716650399379,128.97145782574285,98.538458460187641,16.378802320842741,1087.8044477525636]
["2018-03-01",286.79000543643463,403.27663970461833,25.123164767753476,141.03457178660341,121.61892027529274,92.825328704869378,16.130262567377251,1086.7988932429494,"2018-03-01",310.10910581350146,437.94097489202642,27.380403848499665,156.57267113761696,129.91207120254705,101.95932633075412,17.69447972111179,1181.5690329460574,"2018-03-01",263.78988253190863,368.7944483165428,23.249641853203546,130.53196978118109,120.51597065810867,89.019708517886045,14.713223674626978,1010.6148453334579]
["2018-04-01",293.93681723537753,410.83852425642556,26.303356106132973,142.54860649371614,123.73756916926241,96.636541746256469,16.74689119870996,1110.7483062058811,"2018-04-01",317.74184274937119,446.17890650748075,28.635344377942104,158.22349745283537,132.20286203906761,106.01584449369314,18.363947715054334,1207.3622453354444,"2018-04-01",270.46622994037097,375.69338089373383,24.358892784828441,131.91032863641988,122.46738496310059,92.594955757487526,15.278865334248108,1032.7700383101894]
["2018-05-01",281.97100511690593,389.36356932041343,25.151236913622359,140.96711224310877,114.54507044036492,91.398012963574089,16.06341469513205,1059.4594216931216,"2018-05-01",305.13747087123198,423.94722606894749,27.395416268338217,156.47560275006444,122.78789622077198,100.44967746089073,17.618426220690285,1153.8117158609352,"2018-05-01",259.12433266878355,354.96339376546666,23.291411026709323,130.49501127680088,113.49283823775002,87.675470214230202,14.65601335152491,983.69847054126558]
["2018-06-01",290.07715512902229,384.39714085065441,26.34200197572774,142.47359641259996,117.71541084689139,95.655599810090806,16.69224114017748,1073.3531461651639,"2018-06-01",313.83769866881244,419.72573914245606,28.671968015786231,158.13541333916478,126.16853024500573,105.01863931312226,18.305804489156071,1169.8637932135036,"2018-06-01",266.6545112725222,349.26889254147858,24.400971319800941,131.84931929615828,116.45899186893178,91.633252124660245,15.228333949949873,995.49427237350187]
["2018-07-01",286.33951849241379,382.81296966244463,25.876027367505731,141.77165184878879,114.6354337873606,93.740313062672769,16.335995343203191,1061.5119095643895,"2018-07-01",309.70285126889627,417.62275297390789,28.156236605751918,157.33546379098829,122.95140425654867,102.92998033914895,17.908223946076987,1156.6069131813188,"2018-07-01",263.30338689018714,348.19943645659498,23.983675141747923,131.2451490035489,113.51353282477157,89.887358272012321,14.912616832517163,985.04515542138006]
["2018-08-01",284.71537445907541,400.90639375831284,25.528286801708624,141.27554491683659,114.96761693011135,92.396479709343069,16.231200614648362,1076.0208971900363,"2018-08-01",307.88705414179879,435.5981404110409,27.782194610907059,156.78938853150299,123.2161597846852,101.46558740032305,17.790064455804021,1170.5285893360619,"2018-08-01",261.86928271349126,366.40633718277644,23.661309991458459,130.79931574804101,113.91160288134101,88.661751725453811,14.821273557463455,1000.1308738000253]
["2018-09-01",291.3283680808928,405.78306915971734,26.512693910147696,142.64934170202579,119.33743113225351,96.033645798243754,16.846314766381354,1098.4908645496623,"2018-09-01",315.03248936792772,441.13569112106842,28.840901252341983,158.30528188117611,127.77277018279787,105.35973752631693,18.461751948826766,1194.9086232804557,"2018-09-01",267.96282349304556,370.63124321802081,24.574208631648915,132.03194608120754,118.09884789345622,92.04791287775042,15.381659879707248,1020.7286420748367]
["2018-10-01",284.25074938578371,394.40787196187966,25.684977900166714,141.66435680088722,115.07102471736559,92.707392699421945,16.361059928887066,1070.1474333943918,"2018-10-01",307.43985804324433,429.09382581938974,27.941192470989709,157.19638690518269,123.3237641599529,101.76752325554392,17.926011462013609,1164.6885621163167,"2018-10-01",261.38696774549709,359.9118759503155,23.815231671865572,131.17035493089534,114.01087485178704,88.97885469869513,14.945414121768076,994.21957397082372]
["2018-11-01",294.10262839326049,417.40375547726535,26.836476843487077,143.04786603237682,121.54671472427799,97.630538173540813,16.947407491254275,1117.5153871354628,"2018-11-01",317.8275816368722,452.82601198459122,29.171293002839089,158.71328399857708,129.99737932475722,107.0040754741357,18.559501536384893,1214.0991269581575,"2018-11-01",270.72200899131315,382.19104823281077,24.893412825845662,132.42151223018718,120.29569070316204,93.601908296988597,15.486898284571346,1039.6124795648789]
["2018-12-01",287.27125242311666,406.05824360137046,25.951677453825656,141.97615092668755,117.80181912666229,93.938261811197648,16.523518634691602,1089.5209239775518,"2018-12-01",310.56469082696759,440.896179198288,28.225328680617057,157.53662001429251,126.09235393304073,103.0638333223676,18.099028665962415,1184.4780346415359,"2018-12-01",264.30538732533284,371.41410836159872,24.065923412440462,131.45417823843601,116.70445275042866,90.14655567745703,15.098130183851394,1013.1887359495453]
["2019-01-01",326.78721084238896,367.31929060398926,25.311452671759298,142.37201111499786,95.515339672149608,88.993798051036848,16.635596415644311,1062.9346993719662,"2019-01-01",349.40395630709895,401.59310639077319,27.456495274109638,157.90058132780854,103.6118774745751,97.806451127872464,18.122475899849931,1155.8949438020877,"2019-01-01",303.85784416046761,332.86958086408106,23.417997770845936,131.881034479048,94.465288516240591,85.23836376870932,15.205983606410548,986.93609316580296]
["2019-02-01",349.29207958545425,374.53692124927943,29.067310221385107,147.63706010631373,98.462358043287338,100.8765728839946,18.749672710940246,1118.6219748006549,"2019-02-01",373.87790557350826,411.22317670551286,31.485118144353532,163.71237576131878,107.24537702259391,110.63630094689253,20.445894010522618,1218.6261481647025,"2019-02-01",324.35364131320398,337.64302632977262,26.891711160144311,136.60178534672568,96.712836200301695,96.151540524939264,17.105544728853179,1035.4600856039408]
["2019-03-01",328.8101602918012,346.00995941913249,25.839410144926216,143.04969032847143,87.139036551876387,89.274703505174116,17.091539928222023,1037.214500169604,"2019-03-01",351.67783280521093,380.59612219714086,28.022123644046989,158.65145803236197,95.324009854042089,98.206485664347937,18.607747021086528,1131.0857792182371,"2019-03-01",305.62745523636306,311.24119997906109,23.906809278150131,132.48583037179989,85.998827208537236,85.394909579550571,15.632355969377221,960.28738762283933]
["2019-04-01",338.70091276346221,365.87930575749544,27.070071034721231,144.68125870950146,132.79622361868348,93.158441974841594,17.729555197925272,1120.0157690566307,"2019-04-01",362.07075567871448,401.08927970073682,29.324055582948759,160.42441209597308,141.15800532524636,102.347550765664,19.296423221349293,1215.7104823706327,"2019-04-01",314.99980008262025,330.47214251435958,25.062132683811463,133.97685440184455,131.4736856592024,89.010701452224779,16.217884259505666,1041.2132010535686]
["2019-05-01",328.25002745202465,341.65518562696286,25.927953610717186,143.09063659813265,93.346805196485718,88.643143936275322,17.216731722632979,1038.1304841432313,"2019-05-01",351.0255070283182,376.1494690280914,28.100848603494935,158.67218481872095,101.50080062911141,97.532633771630415,18.724642092727432,1131.7060859720946,"2019-05-01",305.15777058014498,306.97540453620468,24.004203547723201,132.54719891126288,92.236654775334415,84.80309075994262,15.765515238373265,961.48983834898604]
["2019-06-01",335.60604536054751,345.55355948860938,27.164723748313627,144.69067084468861,94.17569714351859,92.757563296601177,17.841211740707465,1057.7894716229864,"2019-06-01",358.97581856118563,380.81627876311586,29.420351901793488,160.4308839628878,102.54147565374029,101.96206599976801,19.405776241216703,1153.552651083708,"2019-06-01",311.90165963841935,310.08933973085618,25.153849355484574,133.98946179062017,92.847911919679547,88.591404661717704,16.331351622636372,978.90497871941386]
["2019-07-01",331.52245628684199,337.54805159187958,26.568122162215996,143.77425804582984,87.702987108130031,90.200144526099649,17.561665657184662,1034.8776853781817,"2019-07-01",354.45214530892662,372.19178333886072,28.766520824982102,159.39824006683332,95.912504419780902,99.187753795880113,19.082888479001777,1128.9918362342655,"2019-07-01",308.26849702188338,302.7069677395001,24.615618904505798,133.18883490337828,86.53391646149764,86.254836453504225,16.096042277564983,957.66471376183438]
["2019-08-01",329.58014828125511,332.72433013620713,26.28740518766066,143.41115313628075,76.182754601343618,88.971708535563835,17.481208758868338,1014.6387086371793,"2019-08-01",352.37404380968457,367.28070971382829,28.465942033319063,158.99659858470147,84.346337886431201,97.891535033033222,18.988575971791505,1108.3437430327895,"2019-08-01",306.46308123277868,297.97442865358147,24.35551866659916,132.86430072821307,75.060929769324787,85.096080837325999,16.029355162831649,937.84369505065479]
["2019-09-01",336.04600926167768,331.08342069209391,27.391325532241051,144.92555341373404,95.260366120772829,92.298013748792272,18.125945413765145,1045.1306341830768,"2019-09-01",359.40107419379052,366.37566469789908,29.648066908551019,160.66664957598661,103.62136747734959,101.4799986074261,19.694859226467116,1140.88768068747,"2019-09-01",312.35448402501044,295.58804474882118,25.378284005590967,134.22389037927385,93.936818160365803,88.153783078031879,16.610658305956974,966.24596270305096]
["2019-10-01",334.21860797784649,331.45312684201701,26.485911384637809,143.93673027572419,96.266084835105062,89.188497504191176,17.71980941778131,1039.268768237303,"2019-10-01",357.09562220610871,366.11493099834172,28.672808567199059,159.55279588915562,104.45825545416724,98.133431583265136,19.237492327501446,1133.265337025739,"2019-10-01",311.0195226283912,296.60143525909893,24.546530186593646,133.35943168553024,95.116256703011743,80.288479502231269,16.257385409680076,957.18904137453694]
["2019-11-01",338.95397188011958,344.32449805459123,27.497107968585464,144.9728670303287,109.28495212229046,92.312286299296943,18.19249874131166,1075.538182096524,"2019-11-01",362.22413250463478,379.49216130641423,29.74318695436202,160.68965236992759,117.61892343079845,101.46650569897065,19.749670245482488,1170.9842325105903,"2019-11-01",315.34232901400264,308.94705670906956,25.493321575341692,134.29582153611545,107.98592806644163,83.418820631685563,16.68835657423077,992.17163410688727]
["2019-12-01",334.72092312574915,343.24115316661965,26.710942043308837,144.08252469098019,118.71016867154634,89.277193563109719,17.893235963945777,1074.6361412252595,"2019-12-01",357.65102691427728,377.92241529336297,28.908703989823092,159.7126250029493,126.91856884667338,98.250444045763743,19.418294004176502,1168.7820780970262,"2019-12-01",311.46548549214162,308.36467305517965,24.759038167869022,133.49149741335319,117.54287056427246,80.790882907821782,16.422659092625551,992.83710669326319]
["2020-01-01",331.55047560500145,387.47590472018084,25.77814874647061,145.68225416537643,121.95797922918186,89.248189156973737,17.539324822426259,1119.2322764456114,"2020-01-01",354.47327870632847,421.94617916653647,27.983421505691702,161.20239694338218,130.11767129994684,98.177273789527234,19.074291693188155,1212.9745131046009,"2020-01-01",308.94561359247172,353.17949837363778,23.955353377610045,135.15758264464378,120.98606418067827,85.641359685972162,16.15385673661007,1044.0193285916239]
["2020-02-01",352.42603449525444,395.70734857735999,28.437710927772386,149.61736126836536,141.76110459756489,111.5863197642466,18.896186314657868,1198.4320659452214,"2020-02-01",376.77822350793804,431.86319979687022,30.840605052775988,165.52888451328957,150.42353780286589,121.21273786437943,20.580539255399682,1297.2277277935189,"2020-02-01",328.42006794672864,359.74939800645683,26.423264698497235,138.69889484951489,140.29756209740873,107.29961293203455,17.364324608620084,1118.2531251392609]
["2020-03-01",348.43239287967191,387.72398026667918,26.307261801845144,146.51991897417227,183.29748559069941,105.90155125304487,17.824804441616003,1216.0073952077287,"2020-03-01",371.65726297037344,422.63027310070424,28.554322960806051,162.1276349628487,191.57172651912381,114.98817039146422,19.390161701471762,1310.9195526067924,"2020-03-01",325.52685860805406,352.99779063915673,24.443189271243583,135.90754382516099,182.21343691838072,102.14309983139219,16.408347416599192,1139.6402665099874]
["2020-04-01",354.93954260897499,360.91458939948257,27.471751914414472,148.14530693768859,146.30551576096721,92.643428706178156,18.377968661063324,1148.7981039887693,"2020-04-01",378.66450119103939,396.4158756263181,29.789066735386843,163.88747046008828,154.75321943196826,101.98833059958265,19.991589999642354,1245.490054044026,"2020-04-01",331.54951105628328,325.60651727162394,25.541068912659266,137.39767734267431,145.05267036260994,84.839119802831959,16.914735357577971,1066.9013001062606]
["2020-05-01",348.13766378394234,335.54204042593392,26.273828332177544,146.34346950416045,106.38065942648589,88.126925719040798,17.759220411584856,1068.5638076033258,"2020-05-01",371.20220651921255,370.16457020839516,28.502175801594735,161.90762559958577,114.59617105610866,97.147270681009516,19.305953831314927,1162.8259736972213,"2020-05-01",325.39431657832517,301.1037731868812,24.429594963299685,135.77453744377658,105.3563391030326,80.810803870437525,16.361222409344819,989.2305875550976]
["2020-06-01",357.33310895608582,312.94676954621764,27.620337305864084,148.08598670714278,100.57454444191167,92.626920180216104,18.425846895330157,1057.6135140327683,"2020-06-01",381.04946326024663,348.41665401291283,29.942713512983556,163.82167618723938,109.01903423407219,101.97885988505662,20.038627224679637,1154.2670283171908,"2020-06-01",333.95571143889885,277.67715946926273,25.686611547628608,137.3446674911136,99.326703573020453,85.153857322533682,16.963703504146302,976.10841434660415]
["2020-07-01",358.8973085581847,318.71150324111193,26.958002065202905,147.32337522700107,102.94968662830868,90.511506030653734,18.073632006855068,1063.4250137573181,"2020-07-01",382.19901357675985,353.69612987398682,29.221350029825043,162.95457289914125,111.25420397545815,99.679095623545024,19.638313344350216,1158.6426793230664,"2020-07-01",335.92206205467005,283.91922927644299,25.081256703396779,136.68704035558864,101.83806898584047,83.373577273509781,16.658339014387732,983.47957366383639]
["2020-08-01",358.78440912848924,358.09639385465323,26.591290167836522,146.60909137753742,119.09070456418721,91.367786075745173,17.939297208139145,1118.478972376588,"2020-08-01",381.85257050206633,392.73481248266796,28.825770821140917,162.17474856940856,127.30727061490838,100.39285533770735,19.48774704968281,1212.7757753775825,"2020-08-01",336.04269116395932,323.64961910182762,24.743220869827425,136.03827859905093,118.06705027336682,87.68034513033848,16.540272572958003,1042.7614777113286]
["2020-09-01",366.37762080808562,375.95088767415598,27.829204022145088,148.38648232586746,133.42538671805761,106.45660720363358,18.605275525273576,1177.0314642772189,"2020-09-01",390.08540539313083,411.40426984959947,30.152934789825974,164.12547799347615,141.8669257033778,115.80123374507572,20.219600792979499,1273.6558482674654,"2020-09-01",343.0094042418379,340.69921030267983,25.89509483746631,137.64149477475016,132.18076088211862,102.45662827464091,17.14226248251747,1099.0248557960113]
["2020-10-01",360.0131256747373,321.04739616422927,26.858748873638731,147.23979637087149,98.05149834333973,89.316722386393835,18.151799406463741,1060.6790872196743,"2020-10-01",383.18693363488376,355.79035266396465,29.10427631235677,162.84199080845141,106.3039434600831,98.385163731786065,19.709974803902217,1155.3226354154281,"2020-10-01",337.16483852909192,286.49373152486322,24.999311725515305,136.6323377725785,96.991202393158602,82.715400213540661,16.743347954857718,981.74017011360593]
["2020-11-01",364.3614687904647,338.06810963962329,27.973991740236453,148.62818768279186,106.44118062934294,93.190609620688704,18.671958196061837,1097.3355062992096,"2020-11-01",388.04430213065473,373.56439913475674,30.293574880247398,164.35962095707364,114.88262438922627,102.53636441638184,20.278301547792147,1193.9591874561329,"2020-11-01",341.02191176056658,302.77812724497738,26.045082502946396,137.89054624919487,105.19844814757519,86.461242050286458,17.21742205900032,1016.6127800145472]
["2020-12-01",370.58206777076856,295.83969172507773,27.06767023023027,147.43904092698872,94.558992614706938,89.55733293827987,18.296191471693135,1043.3409876777453,"2020-12-01",393.82492007197197,330.6765117553004,29.325892252120422,163.05956787398881,102.83685372015978,98.660834733361526,19.862834536167401,1138.2474149430702,"2020-12-01",347.66703565198958,261.19605822871722,25.196750652243537,136.81297354681467,93.474339462947739,83.1944851542994,16.879855875129703,964.42149857214179]
["2021-01-01",373.56520488486819,304.6063991368718,26.240574452782951,147.87904142469941,102.20402253687475,87.602162318504199,17.940321515135256,1060.0377262697366,"2021-01-01",396.50408521580795,339.10668952736205,28.439212941699743,163.44592349439475,110.37272484388868,96.544431703692382,19.468497570495689,1153.8815652973412,"2021-01-01",350.94442227964839,270.27891451803134,24.423805984800843,137.35096304888637,101.22280698862664,81.388017401712276,16.561061369065342,982.16999159077125]
["2021-02-01",400.17759132826484,362.97788184591695,29.926075456616218,153.19416054978811,115.88126921491246,100.41114447703316,19.924193653975824,1182.4923165265075,"2021-02-01",425.05736721199241,399.83194031724554,32.392695939400191,169.29155865618338,124.72572912132159,110.27583063444018,21.659899272777391,1283.2350211533605,"2021-02-01",375.65492158151142,326.32505639270533,27.849362792808574,142.13702315093818,114.23712453304415,93.295827827950859,18.342067821524751,1097.8413841004833]
["2021-03-01",392.26811690882965,356.35494087225919,26.837000124058822,148.66769285606813,134.13800445130818,89.820556848854338,18.210005798437638,1166.2963178598159,"2021-03-01",415.50227287673766,391.13769492491269,29.079421355142792,164.31896575702825,142.41184314278217,98.910250060408572,19.770578067005491,1261.1310261840176,"2021-03-01",369.35473233411284,321.75372002604934,24.977659642989273,138.05508110838173,133.05481794549669,83.466465080010778,16.797930343829904,1087.4604064808705]
["2021-04-01",403.74480446959404,355.45430557748409,27.91313448503977,150.22713057462741,116.41623358191133,96.541157503012585,18.713122461868075,1169.0098886535372,"2021-04-01",427.43548984208206,390.82730939036162,30.218761726187889,166.00234011735344,124.84919956653832,105.8643411927131,20.317442089924327,1265.5148839251606,"2021-04-01",380.38863107943905,320.27324375226152,25.993858708922371,139.49128318346806,115.17731883416855,92.556559583782388,17.258827776756167,1091.139722918798]
["2021-05-01",385.51364147679953,281.7406875623289,26.752047987237219,148.52696694059529,80.89124329541049,89.688430831468679,18.105092354378503,1031.2181104482186,"2021-05-01",408.59923109082996,316.42407432806891,28.974867139295839,164.13837645549725,89.117460398257407,98.713744391564433,19.647749324593875,1125.6155031281078,"2021-05-01",362.74880261783062,247.23952281389114,24.912742754793367,137.95416534084603,79.855442178008772,83.400253216977632,16.710739000742517,952.82166792308999]
["2021-06-01",399.3353634728511,308.22976569205684,28.152245017774483,150.38520868019521,92.298551094196711,94.659481099279049,18.774752996143739,1091.835368052497,"2021-06-01",423.09101773275813,343.67991321602636,30.471188935204882,166.17537451995148,100.75731979666628,104.02983579404184,20.384562769451545,1188.5892127641007,"2021-06-01",375.91782468208731,272.97812706996785,26.22136514465527,139.63447377664534,91.035938729034001,88.038075319368133,17.315156575415532,1011.1409612971735]
["2021-07-01",395.38390918307482,285.00641991351756,27.339301072374553,149.24998010102016,97.538077263531051,91.898714037180014,18.328863731401256,1064.7452653020994,"2021-07-01",418.62233850458063,319.79048849107869,29.587783749327318,164.90309498363345,105.81741133290345,101.02462649141857,19.883044951195355,1159.6287885041374,"2021-07-01",372.47198134217194,250.41452949966074,25.477236477677877,138.63567138304094,96.451487787676967,85.516278499645395,16.923756790004155,985.89094177987818]
["2021-08-01",402.70441030781177,352.98221770558985,27.207644716981449,148.99646060255105,111.78453915267367,96.143712247962895,18.294198819555195,1158.113183553126,"2021-08-01",425.86450223425493,387.68507926111721,29.446501450071931,164.6280750641736,120.03501077025174,105.2159118216547,19.844551908020325,1252.7196325095445,"2021-08-01",379.87052315755182,318.47037358506196,25.355004470988277,138.40364515799445,110.72657819917043,92.409480232596067,16.893009673359678,1082.1286144767228]
["2021-09-01",408.85909036784511,340.4681813535924,28.286676646414378,150.6021878676315,107.01205957923207,95.004325169637383,18.869525369167203,1149.1020463535201,"2021-09-01",432.57719404014864,375.96089963058972,30.602146419456638,166.38657605777644,115.46205307027986,104.35108571434304,20.477471034848197,1245.8174259674424,"2021-09-01",385.47896568120024,305.17413204447348,26.360025082107633,139.85743306729429,105.75793717134522,88.405963156164376,17.412502472836241,1068.4469586754215]
["2021-10-01",398.76936428116232,307.79686159956378,27.295849043690396,149.34831704834463,82.58672176361938,91.494883500111726,18.39071719674703,1075.6827144332392,"2021-10-01",421.93962986486969,342.50254533859214,29.532622773623711,164.98885227858943,90.840895160615247,100.55336221003654,19.942702681695273,1170.300610308022,"2021-10-01",375.92418452112463,273.27930273136997,25.444675275507056,138.74669227406056,81.524463442339936,85.175414764725616,16.988088983126168,997.08282199225391]
["2021-11-01",409.55318310036085,322.07430433577514,28.549840974098476,150.87148957887547,98.279599849595314,98.257022816722468,18.958676988817142,1126.5441176442448,"2021-11-01",433.27031377599002,357.48513329076286,30.867898520127266,166.6530834982895,106.73167221223167,107.60998485901388,20.563920308259252,1223.1820064646743,"2021-11-01",386.17983027448486,286.87095467847757,26.622642349437847,140.12970238806474,97.026498182402776,89.284401452173341,17.505062028276921,1043.6190913533178]
["2021-12-01",402.21020433749402,312.33068739750593,27.568367432930149,149.65815493401306,83.083734963267403,92.425530727226828,18.511656032196122,1085.7883358246334,"2021-12-01",425.4780059659887,347.18309485487066,29.821500401689676,165.32439506314182,91.374723849263987,101.54958465531254,20.071800696199329,1180.8031054864668,"2021-12-01",379.2696605471163,277.67060935500331,25.702357301925417,139.03102600316291,81.985370423838276,86.042272690408907,17.101609555422026,1006.802905876877]
["2022-01-01",408.44872856508204,286.72909412922616,26.737202104325902,149.11078227446475,73.0381358653256,90.244355036421595,18.170529629020979,1052.4788276038671,"2022-01-01",431.4017934589898,321.1650641950057,28.930985643373184,164.69655068299704,81.213606987866399,99.190241547059443,19.694213733532859,1146.2924562488245,"2022-01-01",385.8140692755278,252.46650852908758,24.925381241363127,138.56365065242434,72.050310747085348,84.027517976956347,16.795625566072459,974.64306398851693]
["2022-02-01",441.97930498876337,334.97933184771404,30.577032981032204,154.71233102845446,101.0455322540151,103.55913994985993,20.23213692891213,1187.0848099787511,"2022-02-01",466.89407383449696,371.71517790739699,33.042734694599254,170.83933178037105,109.90082142072552,113.43404036599446,21.966321886480994,1287.7925018900653,"2022-02-01",417.42300010464385,298.44730146190363,28.501910961168107,143.62622125683745,99.39121115410174,96.435689022719544,18.651583469717071,1102.4769174310914]
["2022-03-01",433.47847715157269,370.22897957319856,27.314055037303341,149.98353331578002,115.15089549895526,102.05008238988195,18.441854379129659,1216.6478773458214,"2022-03-01",456.73402464195908,405.06944176307138,29.550496095900691,165.6572532176732,123.43833450294272,111.15106883398172,19.996919038946487,1311.5975380944756,"2022-03-01",410.54254206337566,335.56792960703154,25.460313173698154,139.3483481051689,114.05313592853014,98.278519871976741,17.035175363331724,1140.2859641131126]
["2022-04-01",439.54179312522029,323.90969424400907,28.407580027487469,151.54251465493121,93.586018519849006,96.559647732086432,18.960467705096679,1152.5077160086803,"2022-04-01",463.24479922741364,359.22893860861416,30.706859760465221,167.33737248500509,102.02702992802296,105.88272693706445,20.560055025312028,1248.9877819718977,"2022-04-01",416.17332565828252,288.78230500734878,26.494521776571222,140.78690576748232,92.339243789055942,89.980614738808214,17.510796290105905,1072.0677130276549]
["2022-05-01",429.74680716416731,288.89234081560107,27.350612232199317,149.92806871196112,62.812196518143402,92.736890755766666,18.395673961023835,1069.8625901588628,"2022-05-01",452.89325093912333,323.50359642219649,29.575298591871896,165.57144760640602,71.059978159849166,101.79186751553321,19.938416830340731,1164.3338560653206,"2022-05-01",406.92186141382086,254.46505377093848,25.50985547854939,139.32314966057351,58.196716041144171,86.420512870644941,17.001288405739558,987.83843764141102]
["2022-06-01",442.90386133053204,282.05842372780273,28.620191802477851,151.68401309656107,65.725848988527474,97.289959576014382,19.011102624686607,1087.2934011466023,"2022-06-01",466.66028857672723,317.50376979504927,30.930844737764151,167.49089726561698,74.18973116839004,106.65590184815659,20.614416578634085,1184.0458499703382,"2022-06-01",419.48484962530557,246.81023577131305,26.697373803496788,140.91641468631138,60.898791436407656,90.672174062722448,17.557957352364511,1003.0377967379214]
["2022-07-01",444.84221835488381,290.28982471049773,27.893432274673529,150.70192619144802,77.010786154381918,94.86519640390614,18.618515581876206,1104.2218996716674,"2022-07-01",468.1437910610228,325.07580031916586,30.142061147914919,166.38910821753456,85.315851730716034,104.01595463760918,20.172923522248329,1199.2554906362116,"2022-07-01",421.86702636575757,255.69564050911461,26.031063100216905,140.05343935913561,75.898503405290271,88.457741128968706,17.213113324174071,1025.2165271926578]
["2022-08-01",443.37278320076211,320.70433606788293,27.693574053188097,150.28095796188353,89.408708868187517,93.803152059101365,18.545893745775111,1143.8094059567807,"2022-08-01",466.54642827470695,355.35805227767059,29.927108383122668,165.93206120807466,97.667406797839163,102.87456514837606,20.092490232857251,1238.3981123226474,"2022-08-01",420.52531591350998,286.24177926817799,25.846256432827641,139.66856076631467,88.342596374131745,87.475131740740025,17.148427909256299,1065.2480684049583]
["2022-09-01",452.92715299506932,317.40955497903764,28.770609377847556,151.91488912327651,83.581802488811235,97.783534186607,19.101906326449779,1151.4894494770992,"2022-09-01",476.64858230754396,352.80497956144256,31.078513557473105,167.71522216444706,92.035480298012232,107.13335419505898,20.702478950505675,1248.1186110344836,"2022-09-01",429.54400556025951,282.21320606990548,26.851621645500249,141.15405343132252,82.324013732591055,91.182557581180617,17.652251218220716,1070.9217092389802]
["2022-10-01",444.41143062087571,287.51848017982786,27.867530623856201,150.84390756139851,65.400184686225657,94.637396861162571,18.684025642915898,1089.3629561762623,"2022-10-01",467.65444820121633,322.24143817720983,30.105793515826235,166.52054476832208,73.684307853015824,103.73316886850469,20.235924461427643,1184.1756258455227,"2022-10-01",421.49332017514314,252.98354850707403,26.014865830289075,140.20604885166941,59.642664153598538,88.280828214114763,17.281472903702301,1005.9027486355911]
["2022-11-01",451.13038402782564,299.70624505506305,29.029944007402001,152.29952690365792,77.881280065370362,98.759241646426773,19.214412433833232,1128.0210341395791,"2022-11-01",474.87806417587302,335.07901518128364,31.342409637118379,168.10694062789818,86.347723095942683,108.12472932684925,20.815399784560292,1224.6942818295256,"2022-11-01",427.72540646186314,264.53906194391857,27.107856829073175,141.53185411974911,76.613220037355802,92.144644430062471,17.764913188177488,1047.4269570101997]
["2022-12-01",446.88285132680107,301.49283595971144,27.983033826712223,150.84793264455303,76.145467447647349,94.780380042562712,18.733827718156043,1116.866328966144,"2022-12-01",470.1280955028322,336.20511762523176,30.225829848527813,166.52329096151385,84.430053608994655,103.88180018854469,20.287154779313983,1211.6813425149592,"2022-12-01",423.9648909612049,266.97287538768148,26.127248237774033,140.21160520943317,75.053641943386012,88.419969990562663,17.330510112557864,1038.0807418426]
["2023-01-01",451.30626752694889,307.51514961203929,27.225368420515466,179.83479496104115,80.246198248352556,92.951194614563065,18.425269583779155,1157.5042429672396,"2023-01-01",474.27960588730338,341.8929017703702,29.414926447135738,195.44124041171159,88.432412963352903,101.90270041626921,19.945383653085134,1251.309171549228,"2023-01-01",428.65148811030627,273.31143885045719,25.417919087456177,169.2669273531975,79.247772996738433,86.729391383951111,17.053929269087575,1079.6788670511944]
["2023-02-01",480.8587568157526,361.04432390790862,31.150714937747345,185.73936716406237,102.15044546691109,106.82964149602641,20.540381483295356,1288.3136312717038,"2023-02-01",505.82583838606473,397.77913649720119,33.613834680874945,201.89967787609893,111.028935262478,116.7263824250042,22.272475968354463,1389.1462810960763,"2023-02-01",456.2494077526776,324.51220809984665,29.07792659247356,174.61995036778902,100.4724327061343,99.684025703084643,18.961822942044201,1203.57777416405]
["2023-03-01",467.52362433693753,352.39745456494938,27.825678032200774,180.74427714205899,108.29234509723136,96.976027331803309,18.696544024874445,1252.4559505300558,"2023-03-01",490.80193794195503,387.14172175932845,30.058062261080497,196.43861230221907,116.59092713746371,106.08891709745934,20.246909149560864,1347.3670876490671,"2023-03-01",444.56578656275224,317.83418924223628,25.976332885930134,170.08842681908138,107.18402954989153,89.030924057045326,17.294599913510865,1171.9742890304476]
["2023-04-01",475.05508759848942,328.92360835516422,28.999312614408975,182.52556499710178,94.592117785990069,99.765279544017545,19.284884937915418,1229.1458558330876,"2023-04-01",498.83463192253157,364.2586754419541,31.300703667729628,198.35865428616543,103.06396359280681,109.1208064231671,20.886003824456356,1325.823439158811,"2023-04-01",451.60977807293256,293.78005283996811,27.084149651972176,171.73167289952289,93.31422732008707,93.153658501835054,17.83369500816173,1148.5072342944795]
["2023-05-01",468.19404433959454,296.84958145013121,27.793796408050611,180.58101133481938,64.778733998225178,95.18195544537042,18.647361558529074,1152.0264845347206,"2023-05-01",491.33442639246044,331.33627521181529,30.010952290239157,196.23776933798624,73.025702871645734,104.22098506593449,20.185615266908432,1246.3517264369898,"2023-05-01",445.37542070261628,262.54711152214531,25.960625283355853,169.96272122833028,60.164158690108174,88.881774599365841,17.25747204514705,1070.1492840710689]
["2023-06-01",478.20472023849436,305.90964532967166,29.085579227488104,182.53046182630345,68.567124787632821,100.26862437627112,19.251950647936582,1183.8181064337982,"2023-06-01",501.9831831370397,341.29029803192537,31.389362418116743,198.35936423937113,77.044077799368139,109.6519030221051,20.848138364232334,1280.5663270121584,"2023-06-01",454.76290682658674,270.72505290233715,27.169377628201996,171.7408219903329,63.104109080971064,93.632937034015214,17.80588026492681,1098.941085727372]
["2023-07-01",474.49104380747519,301.06325205584056,28.458722227391299,181.61663437971987,67.619005280635534,97.946364180501419,18.935363464815829,1170.1303853963796,"2023-07-01",497.8623317216244,335.83179451714523,30.708972314331096,197.33905577021039,75.952037028025927,107.12347928575851,20.491488635508194,1265.3091592726037,"2023-07-01",451.44641522509488,266.48692205801018,26.59477188313285,170.93287615510854,61.796766798295607,91.512957174906163,17.528227878470062,1086.2989371730182]
["2023-08-01",478.17580983688742,328.85020503502892,28.164717987446924,181.12037541037731,93.074980834180323,96.741523008298458,18.800610621961116,1224.9282227341803,"2023-08-01",501.38779968111419,363.47860643062199,30.394012566241557,196.79758369704501,101.35266087540717,105.83519638437477,20.342673192439126,1319.5885328272439,"2023-08-01",455.28920749404477,294.41176852522091,26.321362213888072,170.48185529861541,91.989462708802975,90.390514029848148,17.407609618222121,1146.2917798886424]
["2023-09-01",488.78862254889918,321.26382155577232,29.186338861130068,182.60665928426104,105.63281963618063,100.35932850896575,19.333211039549063,1247.170801434758,"2023-09-01",512.49423221439929,356.5204108534312,31.483922598970672,198.41778010589874,114.08398553123462,109.69515466646132,20.926084976470218,1343.6215709468663,"2023-09-01",465.42117204779652,286.20610240807594,27.277545405137616,171.83502682830235,104.37756357475382,93.772304027581995,17.891181348776126,1166.7808956404244]
["2023-10-01",478.36098392206884,294.77790857702109,28.361691866770499,181.58713124560452,68.912603061377141,97.448224712498245,18.951889463839429,1168.4004328491797,"2023-10-01",501.621790441889,329.35429579326575,30.59582428681454,197.28268823623131,77.204173966228041,106.54950788008702,20.499932403706655,1263.1082130082225,"2023-10-01",455.42585703293724,260.39114907650196,26.513527359233997,170.93034273026709,61.752783164836451,91.087313223135169,17.553241561149306,1083.6542141480611]
["2023-11-01",481.06186725556836,307.53003262114055,29.521796660122657,183.14586405713206,69.133809103163344,101.72160324959384,19.486896702208188,1191.6018696489289,"2023-11-01",504.8383293106782,342.87744167758842,31.82968358897854,198.97678493922859,77.616141534519087,111.10050006224007,21.083590397507187,1288.3224715107401,"2023-11-01",457.62774945112119,272.38773341622044,27.604265996918159,172.35462971840994,64.290871338750165,95.093343384552497,18.041699165391531,1107.4002924713639]
["2023-12-01",475.75992917737949,305.82817680853753,28.494309850789833,181.72098885266473,71.697747519315087,97.800621800380995,19.021343246540187,1180.3231172556079,"2023-12-01",499.05818786247573,340.53635462459368,30.735634150277665,197.42637265919808,80.006682345499513,106.92583486054353,20.573222578892576,1275.262289081481,"2023-12-01",452.78882488962739,271.31192604178784,26.639878034151323,171.05460120022755,70.581517109327308,91.416354438469796,17.619429040656279,1101.4125307542477]
["2024-01-01",479.97961831574429,315.57033632846162,27.824126038674745,181.25590731925848,83.237898190842657,96.207260965028738,18.732585208421792,1202.8077323664322,"2024-01-01",502.68310543343603,349.76181701847042,29.948271151841713,196.89171205214686,91.379101461376194,105.05287173784873,20.204091696030723,1295.9209705511507,"2024-01-01",456.95881097832978,281.20257611544389,25.951399258663287,170.65867635707315,82.142858311533132,89.820460331514298,17.317587380273391,1124.0523687328309]
["2024-02-01",506.0195427719201,329.83665960696521,30.753226376089533,185.70879978555541,92.479622634009502,106.52142630837378,20.248917037400108,1271.5681945203137,"2024-02-01",530.13697571178386,365.62637845646168,33.070531916185026,201.75082000159438,101.10991999184209,116.0294745199964,21.87188453304244,1369.595985130906,"2024-02-01",481.55754259570915,293.84814467990634,28.681160985123711,174.70763641318678,90.885922198049514,99.455753697256171,18.679228895960144,1187.8153894651919]
["2024-03-01",500.23129661073745,339.11513517267508,28.372830602486232,182.07101380892561,111.99126473569135,111.0388057410435,18.991190922833365,1291.8115375943926,"2024-03-01",523.19749422719133,373.62183704292443,30.533700704424209,197.78321883954899,120.2269638455717,120.01881480644889,20.489575008963058,1385.8716044750727,"2024-03-01",476.94609669083695,304.42632694771282,26.46236233025925,171.39730043576773,110.79998430373168,107.1075851713795,17.549404653857128,1214.6890605335452]
["2024-04-01",508.11413705400236,330.31351501648419,29.669991865691053,184.04651781531325,95.228178974043104,103.27176725085776,19.648478714839388,1270.2925866912312,"2024-04-01",531.61607261448012,365.38718818556777,31.903213321700758,199.91110531929607,103.64906797874207,112.51192536770293,21.200705195111915,1366.1792779826014,"2024-04-01",484.27832237191177,295.04545489810926,27.683631951489851,173.22112902802047,93.847145914094909,96.476244994776835,18.151202294803106,1188.7031314532062]
["2024-05-01",497.7784240501145,305.31830439037225,28.398862127711357,182.05389590418932,67.147459561605487,98.4492952448784,18.995083531443026,1198.1413248103142,"2024-05-01",520.65296125570876,339.66162666315677,30.54912838352881,197.74206647413592,75.349923363325502,107.37695654165914,20.485935361082884,1291.8185980425981,"2024-05-01",474.58367626218109,270.79028753305249,26.498203778677428,171.40418987096902,62.430065605250185,91.973036117711899,17.560761071525658,1115.2402202393678]
["2024-06-01",509.73422687534588,298.07131674224371,29.62694681571309,183.78027143740724,70.059433359786084,103.01221107466458,19.581141190513115,1213.8655474956736,"2024-06-01",533.15834922030297,333.10863068075116,31.85244099363856,199.61957909293798,78.456672742925008,112.22388883636157,21.124787917544872,1309.5443494844621,"2024-06-01",485.97382003922132,262.83563403169427,27.647136578862614,172.98020657312944,65.142340901364179,96.242076871240627,18.09217472075937,1128.9133897162717]
["2024-07-01",506.78275582317599,294.15541634421771,29.074360291193635,183.08375844881067,80.500125747529395,101.29148007959159,19.29274569642272,1214.1806424309418,"2024-07-01",529.87563128659656,328.65648257225064,31.254798748176842,198.83490378900686,88.780121077505868,110.35009100589293,20.80028353435274,1308.5523120137823,"2024-07-01",483.3640843804464,259.46046445121726,27.140961722397826,172.37126731697509,79.261357975976665,94.678555123810298,17.84097450621551,1134.1176654770391]
["2024-08-01",504.48869169387689,319.74104770433269,28.707952670942099,182.43309924116389,88.522294128590204,99.651099977012521,19.136347267334695,1242.680532683253,"2024-08-01",527.38730455612222,354.12218005561613,30.863530772885206,198.12832695625522,96.736335766601826,108.60032483331877,20.628180359575257,1336.4661833003745,"2024-08-01",481.26533334978075,285.1686797403226,26.799902208494391,171.77653691853277,87.350403934558386,93.148980542566306,17.700215585792883,1163.2100522800481]
["2024-09-01",516.47235364227583,337.18378670336551,29.779766196170563,184.03849259547593,89.066655865472541,103.48230377528387,19.706938581076027,1279.7302973591204,"2024-09-01",539.87484514028426,372.19553008766331,32.003379046481378,199.87532023301179,97.458077679162045,112.6759059956553,21.250467482842335,1375.3335256651005,"2024-09-01",492.7325542844726,301.97227378578066,27.800945889603533,173.2411275929087,87.713640198079162,96.72995514240165,18.21733257240323,1198.4078294656495]
["2024-10-01",506.20461268099223,302.50304875548636,28.927967054923805,182.94488366446916,68.646147295875778,100.42768611006983,19.319655997030431,1208.9740015588475,"2024-10-01",529.16615854737665,336.86021100991371,31.090594742802196,198.66311654928288,76.879212042202042,109.38880363196301,20.820177757190145,1302.8682742807302,"2024-10-01",482.91799905225895,267.95501421351025,27.012909076798074,172.26543393662837,63.89631538743734,93.915653160639849,17.874511804837397,1125.8378366321101]
["2024-11-01",513.0035620979246,315.379099891186,30.062488421996971,184.53750565420029,71.404255099295625,104.98549317042512,19.807948270326055,1239.1803526053545,"2024-11-01",536.44937645134928,350.40849201057426,32.290635271428656,200.38600895649748,79.816743825535269,114.22614259098449,21.348574760893634,1334.9259738672629,"2024-11-01",489.2158912846624,280.14318857844182,28.077469687150174,173.72869065335911,66.469310741927558,98.183294678874887,18.320576080236702,1154.1384217046525]
["2024-12-01",511.43349476410191,323.60267310466151,29.136904730222454,183.20037030274742,80.671476497312128,101.19484153637967,19.414561469637608,1248.6543224050629,"2024-12-01",534.46534736406568,358.08169825780453,31.310107109358018,198.9375654473321,88.932286003089047,110.20463010804438,20.920058924266957,1342.8516932139605,"2024-12-01",488.07446355017959,288.92947566896112,27.210072463734054,172.50215145934689,79.451904568053152,94.632645049253981,17.963784873838929,1168.7644976333677]
["2025-01-01",487.98851228451758,339.65699284912046,28.28765942202606,182.62547861515924,90.358187161294836,99.077199937706581,19.065698162061178,1247.059728431886,"2025-01-01",511.043278003203,373.93700202949424,30.474160540537969,198.26158176871206,98.584456664811881,108.07108358630543,20.582599834850363,1340.9541624279148,"2025-01-01",465.25188343992431,305.55252452936151,26.483674217831304,171.98450770788193,89.320062890653247,92.814035667187213,17.697885494282311,1169.1045739471217]
["2025-02-01",520.86484666538684,375.54849392594338,32.281000642763253,188.7497329398953,116.62430085294999,123.7657567890745,21.225461974268409,1379.0595937902817,"2025-02-01",545.88694695949437,412.08428196908142,34.734653058228524,204.93102181767054,125.5329399742408,133.69356564395,22.949078603238526,1479.8124880259045,"2025-02-01",496.19997577664208,339.2164231633073,30.217959814658393,177.56205556012651,114.91631824919367,119.18456079203921,19.655708569942611,1296.9530019259098]
["2025-03-01",509.04444486859319,394.88663687757264,28.839677895807839,183.53592818353272,133.60241934726434,116.36428352966327,19.335522792320813,1385.6089134947547,"2025-03-01",532.38431524139276,429.54219357209848,31.065056949092764,199.25629596108939,141.93475404985227,125.50059167058603,20.88176985303727,1480.564977297149,"2025-03-01",486.02384111626503,360.41176831114751,26.997247779759554,172.81069384363548,132.4602443861877,112.55831347101686,17.937908819478988,1309.2000177274911]
["2025-04-01",517.0757646259857,355.45833486534139,30.090110084669348,185.51694554214765,113.8470028902243,106.2781090180152,19.961329289699471,1328.227596316083,"2025-04-01",540.94537971484476,390.68441710856712,32.387439948967327,201.38355518224498,122.36261219499484,115.67912874835622,21.559103298946027,1425.001636196921,"2025-04-01",493.53977053294619,320.42442854080974,28.179072253445565,174.64472217064235,112.52563176842682,99.621478064966652,18.513701361821337,1247.4488046930587]
["2025-05-01",504.39252633927231,322.84938992728632,28.762639303241471,183.36124787359626,86.14107939137169,101.30546352616796,19.236907026613938,1246.0492533875497,"2025-05-01",527.5888673264094,357.25079670548587,30.970749447032553,199.04024674451566,94.422555007269693,110.38417508679844,20.765956423931922,1340.4233467414433,"2025-05-01",481.51703203350081,288.63223722824387,26.938467852497695,172.67736767994222,85.050584476034317,94.96556055030095,17.856404476892127,1167.6376542974119]
["2025-06-01",514.54312428780986,320.97131737359103,30.15367533422182,185.36765665425125,74.381248145684879,106.36911765309394,19.926967472708448,1251.7131069213613,"2025-06-01",538.3770250053326,356.16717822177679,32.451105860507212,201.21987409428823,82.88626544180066,115.76690298685739,21.520060148597274,1348.3884117591599,"2025-06-01",491.04602465345152,285.97332117346821,28.244187510405965,174.50974993695851,67.602003650483368,99.719988963775364,18.484259515045895,1165.579535403589]
["2025-07-01",511.28449913495604,326.85161448874703,29.442574295728448,184.52398788457529,82.834967442832948,104.25735626349061,19.555204790538415,1258.750204300869,"2025-07-01",534.73023221123776,361.55124003586855,31.68516566542203,200.27558214880307,91.208274198257612,113.47989503136654,21.104344222834754,1354.0347335137903,"2025-07-01",488.16367523931666,292.34263488632928,27.585899907853232,173.76727296823233,81.654011674277285,97.777658805381876,18.155154262596575,1179.4463077439873]
["2025-08-01",508.44985048853687,337.15475890324831,29.032027857837441,183.66297709720453,95.942828796644775,102.25116941652259,19.365718841646238,1275.8593314016407,"2025-08-01",531.65412311351974,371.55237683964424,31.245539280261955,199.34378638292128,104.22806548832628,111.33674711475196,20.896544921475861,1370.2571831409014,"2025-08-01",485.57055283978173,302.94755552632375,27.204389176553473,172.97703767975852,94.850036269887354,95.90873358100113,17.984057063457438,1197.4423621367632]
["2025-09-01",520.11873549686584,343.12091059761082,30.345954655253951,185.71087965079079,111.71927634328463,107.12200204471755,20.059181540926218,1318.1969403294499,"2025-09-01",543.95385919208923,378.29028491599195,32.645411830445802,201.56682409463832,120.22600824717567,116.51923398957732,21.653956650053612,1414.855578919972,"2025-09-01",496.62122950141736,308.15123398016908,28.435407384772844,174.8490083793902,110.40864957359126,100.47445065440402,18.615411193635079,1237.5553906673799]
["2025-10-01",509.08283854858536,323.43210360004241,29.352867620533768,184.43392368117051,90.190828152743435,103.64670073125339,19.591589017848563,1259.7308513521773,"2025-10-01",532.41413725379073,357.9187656051231,31.580689888240656,200.15655533012463,98.519626394563034,112.784805312091,21.134850624757703,1354.5094304086911,"2025-10-01",486.07618006914743,289.13469297603001,27.510865585704909,173.70604400042848,89.054088576894799,97.249139764023496,18.197814411305394,1180.9288253835346]
["2025-11-01",517.07769752172749,339.25349228378178,30.463487756860822,186.00889871407119,93.789764124273006,107.92021870964798,20.101689985967134,1294.6152490963293,"2025-11-01",540.89696705575511,374.43874271683239,32.759574561351023,201.85945376699885,102.29922225001802,117.32332874569842,21.689529625811076,1391.2668187224649,"2025-11-01",493.59913372077261,304.27186202628315,28.557269230862044,175.15218506558827,92.477904382459883,101.26724882722895,18.665337084980191,1213.9909403381751]
["2025-12-01",512.27461313596405,345.81686703817286,29.513279848156287,184.58975797603972,99.069943288565156,111.68568479910573,19.671224499891139,1302.621370585895,"2025-12-01",535.65147567096733,380.38159310728611,31.749738000702802,200.32401404485168,107.4170824232645,120.85024890747682,21.219427684046572,1397.5935798385958,"2025-12-01",489.22443185899482,311.44473295195945,27.663691822443909,173.85003009688194,97.915799317680964,107.85775038685397,18.273043895519049,1226.2294803303341]
["2026-01-01",497.44084441651091,353.36298161944364,28.79648314175278,184.05777282212009,98.979220918707355,102.38032939646308,19.356616364489682,1284.3742486794874,"2026-01-01",520.21259362150784,387.43377899658157,30.914593376371872,199.74062888685691,107.1560402284687,111.26432877037135,20.82262171454337,1377.5445855947016,"2026-01-01",474.35236869149333,319.11540194123523,26.929743721469823,173.4135244882664,97.848576115620546,95.954438851473171,17.947031410935036,1205.5610852204936]
["2026-02-01",526.95313334915807,395.97729808078537,32.827306898914031,190.31808041271327,123.41268382502253,133.34021593648953,21.559222960934431,1424.3879414640171,"2026-02-01",551.62137948881036,432.23011132721973,35.20093165720693,206.5440542952517,132.24702076066455,143.11376712021001,23.225784637863757,1524.183049287227,"2026-02-01",501.929676346419,359.51995308799258,30.696770154018793,179.13299585193687,121.61262547346615,128.59898825634733,19.944182295440083,1341.4351914656206]
["2026-03-01",514.55787326277016,449.94513998839761,29.430591300967798,185.0300089073788,152.0275439793827,131.06823596565107,19.677997517166215,1481.7373909217145,"2026-03-01",537.62919839024244,484.34206272343727,31.590319005415832,200.80101576609175,160.31025911716216,140.0963477747294,21.176204606941841,1575.9454073840204,"2026-03-01",491.16798300409494,415.36555248686079,27.521299640545188,174.29749819099689,150.78899201557201,127.08811642161896,18.23635499701982,1404.4657967567084]
["2026-04-01",513.42675810568892,362.99489996663146,30.62237110255008,186.96505426319794,118.8537835598884,114.48276344122155,20.292005854046124,1347.6376362932247,"2026-04-01",536.98311331771629,397.94463010905918,32.846156135706359,202.87480790251968,127.30679393260061,123.75128604897523,21.837180607207795,1443.5439680537852,"2026-04-01",489.53824313731184,327.85227592138256,28.64589069993982,176.09450543808455,117.44124380721351,110.25441948056699,18.801812500447017,1268.6283909849465]
["2026-05-01",492.82964146586863,318.5066573930535,29.207015031598345,184.59996840129503,71.132009811994891,104.0861400381943,19.537573729242325,1219.899005871247,"2026-05-01",515.68925788831871,352.60991379049767,31.340058174232613,200.31012146952344,79.340548061779216,113.0120538878453,21.014392514984436,1313.3163457871813,"2026-05-01",469.65045028815803,284.21858337527078,27.323735974746594,173.92828057892308,66.408475434904403,97.611178729462338,18.117300988143061,1137.2580053696083]
["2026-06-01",507.03347312449802,313.53269644806301,30.784118362932006,187.03750089415561,78.376020140573459,110.11993183956254,20.332728763320869,1247.2164695731053,"2026-06-01",530.61624247504938,348.5350937543725,33.014196359273747,202.95275359052332,86.840756413524289,119.41097121226271,21.880019674708677,1343.2500334797146,"2026-06-01",483.1157031459515,278.33237905901785,28.799941912630107,176.16151902898113,70.09180216844274,103.27023943331056,18.840130694850565,1158.6117154431843]
["2026-07-01",500.5658430542241,320.89333445980367,29.908604791231671,185.79268111231164,93.828907026849649,107.22219450558481,19.866890572503571,1258.0784555225091,"2026-07-01",523.67307025772618,355.23150524324905,32.07447125564368,201.57553990857525,102.12738572235287,116.29408881030611,21.362769044896528,1352.3388302427497,"2026-07-01",477.13445319106125,286.36287155154611,27.990304779438414,175.04845077950344,92.572245623881571,100.59654582404423,18.426885720536923,1178.131757470012]
["2026-08-01",499.04244484860851,323.19811775658536,29.649471670382546,185.29241159642851,87.459827432186188,105.92791900133035,19.76898252164596,1250.3391748271674,"2026-08-01",522.01310577818072,357.46384399378809,31.798592763317444,201.03588189544038,95.711759121278192,114.91711806919986,21.255540115296029,1344.1958417365006,"2026-08-01",475.74831363826314,288.74193626915951,27.748270721554238,174.58758024571694,86.250235408201533,99.385926442656967,18.338235492947064,1170.8004982184991]
["2026-09-01",505.37654629986156,342.45638229678536,30.845524758332509,187.10223833297439,100.58976310115229,110.21854257046475,20.413318643484395,1297.0023160030555,"2026-09-01",528.88560723555008,377.34687530845815,33.067717553107215,202.99871593558629,109.02916334313957,119.46509952807314,21.956018128984372,1392.7491970328988,"2026-09-01",481.53108525446771,307.36591381509635,28.868241695526898,176.24521733975081,99.188785801784206,103.41258885960937,18.924592222514441,1215.5364249887498]
["2026-10-01",496.80939937845955,317.79723340884578,29.83249548611991,185.78838154303983,84.850424453497538,106.77967058164631,19.92396206368203,1241.7815669152908,"2026-10-01",519.82755102186763,352.02265408314736,31.986105190669129,201.54956810843225,93.116863427381617,115.78418462714507,21.415356944618946,1335.7022834032618,"2026-10-01",473.46759363752142,283.38184699441354,27.926785764226658,175.06594933318632,83.626319341557348,100.22428172229465,18.488038012430746,1162.1808148056305]
["2026-11-01",504.60438175012689,343.23101717946992,31.054627886705468,187.48353476779045,90.328127230709185,111.34706380662395,20.50343266475786,1288.5521852861837,"2026-11-01",528.12415184053339,378.09951156397079,33.277607358998218,203.38260621444513,98.775959416725257,120.61477660012757,22.042457955536516,1384.3170709503368,"2026-11-01",480.74412641198137,308.15679136419777,29.07512652898243,176.62408752224826,88.916753373800901,104.51785401532993,19.017765572452859,1207.0525047889935]
["2026-12-01",498.42967145545282,343.10056249871297,30.044844460249347,186.05015162942877,101.49197277329061,120.37418487442832,20.036527325558961,1299.5279150171218,"2026-12-01",521.51970447844928,377.46886235252038,32.209504038337123,201.83165836517736,109.7870360374279,129.41971726133508,21.534922576793793,1393.7714051100411,"2026-12-01",475.01414062006666,308.53941820776299,28.127042972193401,175.30758232456128,100.23861930053101,116.37144148096499,18.593005884052975,1222.1912507901332]
["2027-01-01",491.49328436920899,366.39964930778342,29.294526524894305,185.45686017132007,100.2666292466663,118.29493884652069,19.706901603334245,1310.9127900697281,"2027-01-01",514.29325720434088,400.41433926370308,31.409592010301733,201.13839785235899,108.46150720493276,127.20051547722777,21.169833000309019,1404.087442013174,"2027-01-01",468.37728650442517,332.20737235621795,27.43068086093119,174.77048226040426,99.117721995705693,114.44187722969663,18.300252590542229,1234.6456737979231]
["2027-02-01",519.69701305547937,398.04869598549089,33.443086621499482,192.03041367596899,124.90162093419258,132.51321014785532,21.993610936172612,1422.6276513566593,"2027-02-01",544.42819174787223,434.26056505264728,35.816996754461023,208.26538464104951,133.76625701094542,142.32454085865123,23.660038597158195,1522.5219746627849,"2027-02-01",494.611740157285,361.63199286197516,31.312219947463763,180.78828988365376,123.07127123901923,127.73403862729644,20.378559258053418,1339.5281119747469]
["2027-03-01",501.72818735112099,429.20705277660488,29.900519389191992,186.36917414789835,151.1649312922205,120.78260734271538,20.029037300957178,1439.1815096007094,"2027-03-01",524.80457049652398,463.50848409326574,32.054667470813293,202.13293901348783,159.45603625233034,129.81381905454094,21.523608539041128,1533.2941249200032,"2027-03-01",478.33396510716591,394.72231631190203,27.996706453108828,175.60059177664922,149.91786617296935,116.79902679902864,18.590886584535266,1361.961359205359]
["2027-04-01",501.36558870775889,360.57513798765717,31.088473067483072,188.3406038500853,118.41485660872617,112.76628428091153,20.640237577757443,1333.1911820803798,"2027-04-01",524.9202086575682,395.40495111038229,33.305303763996925,204.24057771110421,126.87412580282228,122.03956361120181,22.179967011460043,1428.964697668536,"2027-04-01",477.47959192795889,325.55177350839506,29.1188293077869,177.43508416503363,116.99593406218267,105.93782607650581,19.155331731021306,1251.6743707788844]
["2027-05-01",485.83086578129138,330.12248550716953,29.802887672426969,186.22484011306605,85.111437062025828,107.75688277820289,19.960222032175611,1244.8096209463581,"2027-05-01",508.77713217597471,364.27444335965686,31.940199508103166,201.95186587176471,93.359676342554565,116.73004187360071,21.44037033657963,1338.4737294682345,"2027-05-01",462.56593385662069,295.78554663854197,27.915340284342889,175.49299750673526,83.906873175266782,101.23462025731055,18.536488604503237,1165.4378003233214]
["2027-06-01",494.09419680421945,339.42809748995944,31.25858786560558,188.43846916190799,88.741984510884862,113.33377674468659,20.68646329715644,1275.9815758744203,"2027-06-01",517.68188855449694,374.30485177728349,33.48231491709614,204.34576229356153,97.214620241752314,122.6320021808809,22.228835144323245,1371.8902751093945,"2027-06-01",470.17208987460771,304.35285382259661,29.280691912722311,177.52554922451591,87.30821598379184,106.47663063986356,19.198638557839775,1194.3146700159377]
["2027-07-01",492.99748386132109,333.16247156470297,30.354585893749281,187.12002035337946,95.105745803246862,110.1846279531848,20.222215136807236,1269.1471505663919,"2027-07-01",516.10381978608314,367.4067266967354,32.5141907135095,202.89403499217036,103.41034844791012,119.2538245992275,21.71471865206794,1363.2976638877039,"2027-07-01",469.56789351023434,298.72586708753784,28.442583910212498,176.34097912780518,93.843016252594012,103.56167538079558,18.785464594045525,1189.2674798632252]
["2027-08-01",492.45249974943573,348.40374281562731,30.190186286180918,186.77656548000294,104.42016106679111,109.36484048166186,20.158718469724196,1291.7667143494239,"2027-08-01",515.46871952468018,382.57263179006009,32.338936738489529,202.52395787567175,112.69289003296022,118.38141971363494,21.644922219318669,1385.6234778948153,"2027-08-01",469.11297968186096,314.04317042657669,28.289135584903558,176.02413705069131,103.18942922610613,102.79455769368647,18.728161751890163,1212.1815714157153]
["2027-09-01",498.10087643933645,383.81463587989708,31.354611679189379,188.67262713506196,121.85616919114385,113.81490810507421,20.786063784430002,1358.3998922141332,"2027-09-01",521.65475684415617,418.70526594799787,33.574214287838487,204.57307261973807,130.32177432722176,123.09663874038149,22.325618891401831,1454.2513416587356,"2027-09-01",474.21201283384312,348.72484150815831,29.380134421754814,177.76633063919112,120.42938423045825,106.97416491589081,19.300392878277272,1276.7872614275739]
["2027-10-01",489.30790718916307,336.00620530112275,30.322211460381627,187.22235817525018,92.229927208548361,110.01140044190919,20.30675417365461,1265.4067639500299,"2027-10-01",512.35693505663494,370.17800038733378,32.473345326401997,202.9835821359415,100.51408689944685,119.03069885125683,21.797497912688492,1359.3341465697042,"2027-10-01",465.93593092096302,301.64434725200397,28.419083496574892,176.45597690657613,90.988027814455052,103.44095851995394,18.871414496504169,1185.7557394070311]
["2027-11-01",495.71428424761257,354.49629753681046,31.566505622531956,189.00240369630606,106.01419485257242,114.79012285994745,20.893819987500073,1312.477628803281,"2027-11-01",519.27029197476793,389.31048713274629,33.787087846113501,204.90293658429101,114.48218501201424,124.07950931151012,22.431558822352166,1408.2640566837952,"2027-11-01",471.81880081453261,319.47647209516236,29.589515533630809,178.09580793141075,104.58273551778754,107.93906746167679,19.409364674998859,1230.9117640291997]
["2027-12-01",492.05398643428543,377.9388878718994,30.513487062979127,187.4908259454499,127.13242167815154,123.42535444061444,20.376973019814336,1358.9319364531943,"2027-12-01",515.16570641586929,412.22373667324507,32.673384130975712,203.26872977727066,135.44288217144029,132.49581221138487,21.870155643595826,1453.1404070237816,"2027-12-01",468.61731105864851,343.46069298162058,28.600424592289485,176.70756173528775,125.86358897106541,119.39711119916358,18.938575856296843,1281.5852663943724]
["2028-01-01",484.96264572765563,423.67308946766269,29.77103648843373,186.8368129629113,130.58899863278128,119.44692304515912,20.055838697386495,1395.3353450219904,"2028-01-01",507.77925738193335,457.61097237972513,31.882124295864323,202.53482321589223,138.79746532393372,128.37121021166251,21.514689376466361,1488.4905421854774,"2028-01-01",461.82998005079861,389.55604427631476,27.910840800822868,176.13398647265862,129.42610265113336,115.57388022239758,18.653099520720378,1319.0839339948459]
["2028-02-01",507.94295427800137,456.90181431523399,32.891280472453531,191.88008471971705,149.1944650690825,138.5930891175428,21.743909027813249,1499.1475969998446,"2028-02-01",532.18745193780876,492.39808597522216,35.194662027101238,207.99290911502024,157.89632074216016,148.17520742170282,23.356130491825262,1597.2007677108409,"2028-02-01",483.35629191732176,421.20579692841477,30.832986629331188,180.76013315186711,147.5293435937437,134.04709340119197,20.184560757037026,1417.9162063789074]
["2028-03-01",494.14365184032545,444.30957553980397,30.400294035765619,187.86023082179003,158.71532197662233,125.85849090141529,20.39929741509166,1461.6868625308143,"2028-03-01",517.25586459144165,478.58931352520125,32.551944930750942,203.64662419469627,167.02831359317449,134.91997518780551,21.890712825862018,1555.8827488489321,"2028-03-01",470.71399420086306,409.84613585010845,28.498843674777717,177.06903709199079,157.44641387167795,121.84422232073878,18.964103141298811,1384.3827501514556]
["2028-04-01",498.28595218874608,419.87063091938029,31.596071622204214,189.79482833647435,140.20408402494718,128.58935129564955,21.044553787931235,1429.3854721753328,"2028-04-01",521.86233942323861,454.62224488546195,33.809895749967843,205.71389172703394,148.67758095620627,137.87365403928547,22.583118265469746,1525.1427250466638,"2028-04-01",474.37826026644842,384.92449768226305,29.629233118557057,178.87023238499543,138.770627252525,124.34400270515123,19.560589092538979,1350.4774425024791]
["2028-05-01",480.31006429940061,353.85984327045446,30.386052028275319,187.79188023846882,96.789079149556017,111.50007556573442,20.376008784929653,1281.0130033368193,"2028-05-01",503.32092068793054,387.94411438106397,32.525751930108797,203.54916071710284,105.06589324989248,120.51696976113216,21.856763014666765,1374.7795737418976,"2028-05-01",456.97992406092646,319.58836577887428,28.495587354686595,177.02980137999612,95.555312768886665,104.93243710801731,18.951360670929208,1201.5327891223167]
["2028-06-01",485.98992186349039,333.28772552838473,31.718481382390703,189.8678790529265,88.428021360696235,116.64200490978928,21.054816956469256,1266.9888510541471,"2028-06-01",509.58426810389619,368.12740506863008,33.936125832853904,205.78971913795286,96.912820996743761,125.95240541185599,22.59225672078421,1362.8950012727171,"2028-06-01",462.06171674814971,298.24948199210439,29.746586579539827,178.94042645799701,86.98226590204149,109.7725263994941,19.571668657588116,1185.3246727369146]
["2028-07-01",485.22224779715265,350.10641688186939,30.923735708986559,188.7237254282625,111.79992471006187,118.18493420635451,20.660558908124727,1305.6215436408124,"2028-07-01",508.39974028121975,384.33488789452997,33.086122003817032,204.53091105661159,120.13655927107615,127.29301317327683,22.155840739794595,1399.9370744203259,"2028-07-01",461.72153290805221,315.68493520450005,29.008848806497042,177.91153212624295,110.50489405602517,114.11742418795862,19.220806880588576,1228.1699741698646]
["2028-08-01",484.60320164115075,409.40384610731422,30.669594991316171,188.17038468743206,132.701700620596,125.26178549329806,20.544549996082363,1391.3550635371898,"2028-08-01",507.6374211127557,443.50887600466967,32.814925502857307,203.93484204748407,140.98804970136533,134.29074137251865,22.028778238523447,1485.2036339801741,"2028-08-01",461.24563162798245,375.10610152298261,28.771749107365334,177.40089738297704,131.45703340957513,121.27320616127865,19.115715311582225,1314.3703345237436]
["2028-09-01",492.80246729871516,427.5105161021624,31.813259428159331,190.08293182014512,129.73547623176626,123.95309572601121,21.143021872792858,1417.0407684797524,"2028-09-01",516.35902949340812,462.29835489080142,34.026321267469797,205.9955982980548,138.20983043093585,133.25004328838719,22.676282037480071,1512.8154597065375,"2028-09-01",468.91065355057992,392.52229296715154,29.845042693703732,179.16444504229696,128.29966298419572,119.69104303513078,19.663368029988899,1338.0965083030478]
["2028-10-01",484.75417269132328,362.00667367184246,30.896762548817044,188.85410078186777,105.54275743077763,113.82756105339564,20.741995619305673,1306.6240237973293,"2028-10-01",507.87981881574524,396.17744569499973,33.051146842913873,204.64960549836985,113.8616622793063,122.89499321301628,22.234776929690643,1400.749449274042,"2028-10-01",461.30562960934549,327.64509256459309,28.990210362887108,178.05347672820793,104.26594301097322,107.20819455993154,19.304369188115881,1226.7729160240544]
["2028-11-01",491.16405588278957,373.53433967739988,32.049842739435512,190.5304225949875,107.23202094958808,118.33498652850703,21.287717930747341,1334.1333863034549,"2028-11-01",514.75345315790821,408.29959804628891,34.267249071795213,206.45324596208235,115.71976696034918,127.65061227416165,22.823017193178973,1429.9669426657645,"2028-11-01",467.23580839942355,338.56384314439799,30.076162812633797,179.60156991309924,105.7809536606577,111.45750345954255,19.805526895035054,1252.5213682847898]
["2028-12-01",485.12392090844594,412.80928651455736,30.910244791302084,188.743911398253,133.41206316664818,121.0395282219516,20.725153521974484,1392.7641085231328,"2028-12-01",508.21477451142164,446.95943020948039,33.061688562177494,204.52717958944945,141.72087717215527,130.10147501181405,22.213038080506557,1486.7984631370048,"2028-12-01",461.70802082637294,378.46502616254304,29.00555148577347,177.95531110377908,132.14457411234218,117.01889652627167,19.291866962600423,1315.5892471796828]
["2029-01-01",480.52077603288234,461.31741576324157,29.987473044158346,188.26917917268045,145.52261577572574,124.28826865292091,20.372315062095407,1450.2780435037046,"2029-01-01",503.69723905636016,495.35594118437257,32.159831756839097,203.98714098457481,153.81564327863359,133.36446442085239,21.879115511535556,1544.259376193168,"2029-01-01",457.34431300940429,427.27889034211057,28.132029247741382,177.54640144482792,144.3468537358348,120.40184849843087,18.968028125872525,1374.0183644042222]
["2029-02-01",513.55384920947279,503.71396276235811,34.24571597638942,195.23087752354374,159.91995328188864,149.39622358881476,22.774772668234256,1578.8353550107017,"2029-02-01",538.73429731421106,539.95459676523046,36.685950677243802,211.51314256963317,168.9077621665644,159.404009033542,24.49357656040905,1679.6933350868342,"2029-02-01",488.37340110473463,467.4733287594857,32.122396191798842,183.94228243452289,158.04940986022973,144.578213757529,21.15848228927673,1495.6975143975778]
["2029-03-01",494.56254060041795,519.85557818303209,30.559876917119791,189.32422511712286,170.31046192239342,144.97639454579377,20.655287878546133,1570.244365164426,"2029-03-01",518.03412325598811,554.24098648911763,32.770675602146483,205.13096905882045,178.71323131515544,154.19802883550139,22.191556742069533,1665.2795712987991,"2029-03-01",471.09095794484762,485.47016987694656,28.6659931483569,178.51267448741405,169.0249579926483,140.94453586952758,19.221532528239997,1492.9308218479807]
["2029-04-01",496.75915898535942,459.28127459151727,31.758317548614635,191.30806853521105,145.89347845636394,136.8545214985445,21.289439792121033,1483.1442594077319,"2029-04-01",520.70983481282178,494.14817524210565,34.034422727385142,207.24789911060617,154.45957163932485,146.30948669568428,22.87354288895434,1579.7829331168821,"2029-04-01",472.80848315789711,424.41437394092895,29.799127286107925,180.36269200569538,144.44465073641987,132.58933191484616,19.807850208504995,1404.2265092504003]
["2029-05-01",475.03434426190165,364.05206732702118,30.544425932090853,189.24734768934758,90.123195474257301,114.40568829517213,20.593560561272064,1284.0006295410626,"2029-05-01",498.40440756449948,398.24810884638657,32.744622743077109,205.02464313544223,98.489120303158728,123.58859497607565,22.117726228512751,1378.6172237971525,"2029-05-01",451.66428095930394,329.85602580765567,28.661144037368398,178.46520998753701,88.874536108372752,107.81766942098929,19.17190840724864,1204.5107747284756]
["2029-06-01",488.53188473601938,377.69045708337273,31.886850176580612,191.38535104220165,102.45748276068949,119.695744068981,21.267154872495517,1332.9149247403404,"2029-06-01",512.50114175581382,412.65033976342011,34.168359201681135,207.32809259542734,111.03569454293554,129.18251556390479,22.849101270433195,1429.7152446936161,"2029-06-01",464.56262771622482,342.73057440332542,29.922256067743884,180.43697046820051,100.99653644146034,112.80386038077796,19.787721987775104,1251.2405474655079]
["2029-07-01",485.32790059521869,434.14112347486298,31.086532451200547,190.19561057925517,126.00992022366009,125.55014222567614,20.858322972492005,1413.1695525223658,"2029-07-01",508.86766549895367,468.48762797658867,33.311429347452417,206.02276220354585,134.43642750942178,134.82993079244693,22.396564011788595,1508.3524073401977,"2029-07-01",461.78813569148355,399.79461897313729,29.178550471212475,179.36343517102347,124.70067840091531,121.46012927234679,19.422595446412675,1335.7081434265315]
["2029-08-01",486.13192778849907,411.53830486745932,30.836544485003422,189.62560927975156,130.02436619466869,121.04536134081296,20.734634695770453,1389.9367486519654,"2029-08-01",509.52609477772359,445.76300509914148,33.044801609164004,205.40977080938367,138.40033139558722,130.2467652375075,22.261794923697966,1484.6525638522057,"2029-08-01",462.73776079927455,377.31360463577698,28.945202277106631,178.83638867628406,128.76566645676704,117.0337330575598,19.309987981060196,1312.9423438838294]
["2029-09-01",496.49405112536249,454.84768948355395,31.990002570468715,191.59758546002516,148.94864104898801,153.59884456572377,21.332567114501106,1498.8093813686235,"2029-09-01",520.42334152694912,489.76006823501871,34.26851943848547,207.53087209208383,157.51624700207253,163.07542909531793,22.910111698685437,1595.4845890886131,"2029-09-01",472.56476072377575,419.93531073208919,30.02840061871575,180.65844332951139,147.49830055892033,149.31203564957102,19.857536043534044,1419.8547876561177]
["2029-10-01",486.48873083198794,411.75765190235381,31.079162723263117,190.32028861576245,130.6227124622047,116.79371224467351,20.931482541545488,1387.9937413217908,"2029-10-01",509.97303559292203,446.0480702071726,33.296789830916524,206.13539558253569,139.03095078543728,126.02957787373772,22.467259429230872,1482.9810793019526,"2029-10-01",463.00442607105373,377.46723359753503,29.178450531873512,179.50003564624038,129.33173960198903,110.15273442233003,19.498219167077362,1308.1328390380991]
["2029-11-01",497.26732965558995,423.47046434986601,32.241448182474016,192.04512083182709,132.59779462876762,134.33224946199303,21.4803111953191,1433.4347183058367,"2029-11-01",521.23276302168097,458.36787156496899,34.526305702811129,207.98824780433725,141.18099177445208,143.82551745471267,23.06048530183412,1530.1821826247972,"2029-11-01",473.30189628949893,388.57305713476308,30.273505578400695,181.09596403425297,131.13186294610006,130.0287570827148,20.002650602021347,1354.4076936677516]
["2029-12-01",489.12228776008266,445.25056852867584,31.102926771284157,190.20505409844037,153.13663939563966,129.59968086865177,20.911886053699781,1459.3290434764742,"2029-12-01",512.57369270911545,479.52529898345915,33.319285303987222,206.0078603327118,161.53581086182965,138.82938143494511,22.443331141010145,1554.2346607670584,"2029-12-01",465.67088281104998,410.97583807389253,29.203483154844889,179.39690912784783,151.85473339246661,125.55975591579981,19.482954479606676,1382.1445569555083]
["2030-01-01",483.66280657127339,489.70311669308819,30.203429943032443,189.68649136862848,153.24988824116795,129.5803607242388,20.562224006576518,1496.6483175480057,"2030-01-01",506.87614000295645,523.67694114547226,32.371604543631079,205.44696100918111,161.55803520555179,138.67721169688613,22.064988405804986,1590.6718820094839,"2030-01-01",460.77153607945115,455.90257588882974,28.41734371837849,178.94279645061752,152.1294777607672,125.8104426016142,19.208933486111857,1421.18310598577]
["2030-02-01",513.45970286145712,510.92505420207038,34.507431019328898,196.91535925538224,158.40919897805003,158.86936490282307,23.003917955155536,1596.0900291742671,"2030-02-01",538.68134571799669,547.09270195365889,36.943290247499945,213.24705594856016,167.41406586220424,168.90036018005372,24.718291343918843,1696.9971112538926,"2030-02-01",488.59915894498624,474.95775850920683,32.461240525148966,185.60043728474588,156.60462612738201,154.18608367989714,21.44356261747609,1513.8528676888432]
["2030-03-01",494.60619502311897,540.01911720288876,30.795130128080046,190.7515487470865,173.78080733740802,147.92628084315038,20.859327641927422,1598.73840692366,"2030-03-01",518.11437064408153,574.3393734551745,33.002137790417848,206.60025245177152,182.19889745550762,157.1685576115149,22.391682595513931,1693.8152720039818,"2030-03-01",471.42066679422624,505.87726188562544,28.970323330069519,179.91961976494304,172.55276749534022,144.01582783357179,19.47564322228644,1522.2321103260626]
["2030-04-01",501.02451540290826,507.1132112845761,31.997885768519424,192.77567080934153,149.32418337875077,140.58489879216663,21.50364407571071,1544.3240095119736,"2030-04-01",525.01204829630649,541.91365360368525,34.27019623123681,208.75831592404143,157.90605692412242,150.06121268615857,23.083777826798443,1641.0052614923495,"2030-04-01",477.37356480122656,472.50207967962092,30.111001680086684,181.80980041718325,147.93601672080916,136.44905206531445,20.073578307081782,1466.2550936713228]
["2030-05-01",475.1830147017148,385.7448316130949,30.775226550153448,190.64984558408446,105.64198607191861,117.34524708426386,20.79995655374336,1326.1401081589734,"2030-05-01",498.58802367978217,419.8773060697622,32.971868594531855,206.46817794429865,114.02306960496136,126.54869854161122,22.320359952494247,1420.7975043874419,"2030-05-01",452.10192175707027,351.79475641957492,28.961878897309873,179.84828794641183,104.45167586036671,110.88254390246112,19.427961423710091,1247.4690262069048]
["2030-06-01",488.0408038386791,407.30370683443761,32.127787656978818,192.84462424107113,121.50999653165152,135.25482239507079,21.482877278510564,1398.5646187763996,"2030-06-01",512.04603284982568,442.19731364484784,34.405657904938991,208.82989502254804,130.10415657696265,144.76322929038173,23.060938668406411,1495.4072239579111,"2030-06-01",464.37393979059732,372.60386197312926,30.236712239869284,181.8761281821358,120.11049704994659,131.0906919861032,20.054883815639883,1320.3467150374213]
["2030-07-01",489.09596253421682,473.05458910219033,31.319098956195248,191.60742834148476,145.50738181321816,138.33170410828745,21.071853075471754,1489.9880179310646,"2030-07-01",512.66988207428619,507.33772325442646,33.540608291682254,207.47544122978562,153.94927406181557,147.63218420093722,22.606429402138456,1585.2115425150721,"2030-07-01",465.84948159825717,438.95999227201554,29.482738005668487,180.75619017572546,144.25754934324482,134.37083150279545,19.686031337415727,1413.3628142351226]
["2030-08-01",487.76609300410581,470.39424750204864,31.067065299293667,191.01752025958331,140.74333767571983,131.55513920410905,20.946776149007476,1473.4901790938679,"2030-08-01",511.1939341582634,504.55674121973294,33.272075946291729,206.84221203089345,149.13452853094876,140.77645048309446,22.47037440339351,1568.2463167726182,"2030-08-01",464.66529798592711,436.42031438671285,29.247332370551501,180.20960321081478,139.5441690222338,127.67372196514242,19.572035726571265,1397.3324746679539]
["2030-09-01",499.07605665804243,507.80376873535783,32.231534180496304,193.04325725528403,148.75431874999808,146.71079439277477,21.552891858217759,1549.172621830171,"2030-09-01",523.04035888322346,542.65144530180623,34.506770054868895,209.01860485278507,157.33796528521293,156.20770996339161,23.126797746989549,1645.8896520882777,"2030-09-01",475.45062104308511,473.1523558556342,30.344241842815045,182.08468438032452,147.36579014801234,142.55932871062421,20.129556329414122,1471.0865783099096]
["2030-10-01",487.41185448691374,445.36798901913835,31.313645448303379,191.72091463127128,123.36426217339142,119.73635235437747,21.150344846050562,1420.065362959446,"2030-10-01",510.92944070802963,479.59674026129369,33.528208183580226,207.57645684205545,131.78785987207135,128.99154388542846,22.682695347388048,1515.0929450998469,"2030-10-01",464.22064482040628,411.32646827383184,29.484222356020023,180.8821471430287,122.13235541962814,113.22298541692253,19.767076207375126,1341.0358996372124]
["2030-11-01",495.2368227243507,488.11468816384934,32.480993510241547,193.49382862194634,144.93566274738987,124.38628106729058,21.703949826410792,1500.3522266614791,"2030-11-01",519.23658778767685,522.94825428523609,34.762737363080042,209.47900171832467,153.53492587993898,133.89943380505289,23.280594084769479,1597.1415349240792,"2030-11-01",471.57945558367555,453.48294001539278,30.588562992680455,182.52543024810959,143.53353069272492,117.62443283808753,20.278412591001047,1419.6127649616722]
["2030-12-01",487.72968010951212,504.82914079746905,31.336841987488718,191.60143985848561,143.20653448606299,150.80003221591966,21.1297381294285,1530.6334075843665,"2030-12-01",511.21403246795154,539.04260436606705,33.550277461420634,207.44484939963212,151.62118447868525,160.0486194424567,22.657842989370842,1625.5794106055844,"2030-12-01",464.57370901255422,470.80671733207805,29.509810416159933,180.7748050398807,141.98443704194631,146.88910857028216,19.751295326218891,1454.2898827391205]
["2031-01-01",471.99400892657678,408.62088292473578,30.728836351492951,191.05857333242804,126.93767639720662,124.35127266064966,20.684574612475256,1374.375825205565,"2031-01-01",495.21272025116241,442.55395351530223,32.895479976140798,206.8369078172054,135.26420272658461,133.47404528893014,22.17938601644116,1468.4166955917667,"2031-01-01",449.09239853714399,374.86543270537425,28.944576101033316,180.3190690697883,125.79966529478159,120.55705686244863,19.337800793034091,1298.9159993636044]
["2031-02-01",505.60148500154554,438.45961876669878,35.190302787622649,198.48846127577826,139.72933271030251,150.99661958893992,23.324121423775971,1491.7899415546635,"2031-02-01",530.82914508820397,474.58064996398355,37.627990789683892,214.84051145707696,148.75008101922043,161.05527895665358,25.032177088128599,1592.715834362951,"2031-02-01",480.72924859237241,402.54382159903344,33.14351228440276,187.17745210237632,137.90850437799335,146.28706152159782,21.769132748618453,1409.5587332263942]
["2031-03-01",483.42822838951287,458.28418885468972,31.406179992245043,192.15574424802577,146.78266865860522,140.73923724404827,21.115999892800637,1473.9122472799274,"2031-03-01",506.94513593975114,492.56058201670982,33.614868607397803,208.02267170431566,155.2155787328374,150.0029758744538,22.643845132943351,1569.005658008409,"2031-03-01",460.22972492698375,424.19003198922599,29.580803097416421,181.32741744201925,145.53962525396594,136.80773914288287,19.736260198701455,1397.4116020511956]
["2031-04-01",488.36536772298678,419.56212983947319,32.622308977289414,194.2195604460139,134.34820292467847,134.46924404870478,21.811880995865771,1425.3986949550122,"2031-04-01",512.3601086777461,454.31520734290103,34.896100759221042,210.22037320351885,142.9464819458112,143.96452131830617,23.388490687180028,1522.0912839346847,"2031-04-01",464.70281697289579,385.00208494459832,30.735051940198861,183.25802220600741,132.94389801792099,130.31433223559105,20.385032091512553,1347.3412384087251]
["2031-05-01",470.88714461968095,362.15312530054933,31.372149785633809,192.03554755592847,103.68931955479673,121.61852446471659,21.122836812453038,1302.878648093759,"2031-05-01",494.30046319708993,396.23956273998311,33.57005661796584,207.87131635965841,112.0860084265007,130.838500610549,22.640728373446557,1397.5466363251937,"2031-05-01",447.79387749590762,328.25250749288898,29.558561541602735,181.23828441539416,102.48362726094533,114.33606039022885,19.753276023619925,1223.4161946205875]
["2031-06-01",482.79573642281673,376.31671360735038,32.746398919646516,194.29152291234774,116.18589626530255,131.24857059731622,21.84867814216021,1355.4335168669404,"2031-06-01",506.81032241016237,411.16145374784912,35.0253671024103,210.29505119483829,124.79693248619373,140.77298095120275,23.424829560596191,1452.2869374532529,"2031-06-01",459.11563217100911,341.66915312628532,30.855241472437502,183.32724663676876,114.76988794942389,127.06757286080695,20.422693605441548,1277.227427822173]
["2031-07-01",479.37765050027195,400.10878903200853,31.911494769755521,193.00546183272925,132.36085257706077,130.10140731532877,21.448775793075797,1388.3144318202305,"2031-07-01",502.95942925913698,434.34302535086118,34.13380852384963,208.89056140514299,140.81882308331706,139.41532748156391,22.982071671071452,1483.5430467749434,"2031-07-01",456.11967083776449,366.06628052229138,30.075272795642125,182.15895689709146,131.0954046357576,126.12600037001683,20.064466291428385,1311.7060523499922]
["2031-08-01",478.7027908175283,409.77436023046573,31.647367033626747,192.39821572189061,129.81941167803529,127.67791168967668,21.336415233107811,1391.3564724043313,"2031-08-01",502.14050395938011,443.8878857255329,33.852869406697188,208.23975521751737,138.22645280839853,136.91101550441809,22.85905129053905,1486.1175339124834,"2031-08-01",455.58907215700941,375.85233536346738,29.827996387377532,181.59529103334847,128.6048522701594,123.78326305238488,19.962940021082517,1315.2157502848295]
["2031-09-01",487.51543286024645,431.11203474932512,32.829406887943271,194.48052495635204,142.55450475946247,140.36705616298488,21.934482576711698,1450.7934429530258,"2031-09-01",511.49098636147113,465.90788270882786,35.104941613208034,210.47351248314604,151.15490890309809,149.87558689598237,23.5076796571371,1547.5154986228708,"2031-09-01",463.8757865255219,396.51537022599672,30.942654947452155,183.52692389840456,141.14974458339253,136.20229133821914,20.512247093433942,1372.7250186124209]
["2031-10-01",481.03407615417376,408.4977920751092,31.873529372945484,193.10681048401153,143.56735023918156,129.4304887467664,21.566219227802343,1409.0762662999905,"2031-10-01",504.56070800550538,442.67394559542493,34.087707376099033,208.97876550468553,152.00607714648064,138.69858418685365,23.097852657548056,1504.1036404725971,"2031-10-01",457.83093496697484,374.51128284492768,30.04515518591732,182.2735450165996,142.32073815740455,125.49816576271792,20.184029866290437,1332.6638518008324]
["2031-11-01",487.55931631729891,415.3295726403444,33.053463883698576,194.92752354336514,140.41496169230467,128.3918941447269,22.141856817588994,1421.8185890393274,"2031-11-01",511.5683754379171,450.10730333124286,35.334395194248529,210.92976852683702,149.02977246710878,137.92031125185915,23.717745823254916,1518.6076720324684,"2031-11-01",463.88962572556841,380.75588596521061,31.162433501626207,183.96484943856385,138.99767633144347,121.21331686602049,20.717449124456369,1340.7012369528893]
["2031-12-01",478.66542444022616,410.22970971042344,31.881704896219745,192.98417729700228,129.87661648351036,138.148390541075,21.559575762330329,1403.3455991307874,"2031-12-01",502.15898704137936,444.3886907951985,34.0940641663082,208.84402272573578,138.30609380606538,147.41257036709123,23.086964614790269,1498.2913935165684,"2031-12-01",455.49739944674121,376.26370805549095,30.056240673876648,182.16321559619536,128.64004082736298,134.22160740124303,20.182211324218745,1327.024423325129]