{"text_format":"1","workbook":"xlsx","n_sheets":19,"sheets":["areas","barras","criterios","obras","proyectos","cortocircuito","zonas","zonaBarra","calificacionProyectos","ejecutar","ASIGNACION","RESUMEN","RESUMEN %","EXPANSION","BENEFICIO","INTERCAMBIO","PORCENTAJE BARRAS","PORCENTAJE AREAS","PORCENTAJE ZONAS"],"not_rendered":{"charts":0,"images":0,"macros":1,"external_links":0,"defined_names":4,"comments":0,"pivot_tables":0},"unopened":[],"bounds":{"document_bytes":16777216,"sheet_cells":100000,"rows_first":2000,"rows_last":500,"rows_between":2000,"halvings":0,"cell_chars":16384,"cell_head_chars":4096},"cells_cut":0,"cells_raw":0,"read":"whole","date_system":"1900"}

{"sheet":"areas","index":0,"n_rows":12,"n_cols":8,"rows_kept":12,"cut":false,"hidden":true,"merged":[]}
["nombre","periodo","limiteimportacion","limiteexportacion","demanda","generacion","factorimportacion","factorexportacion"]
["Atlántico",2023,9999999,999999,200,300,1,1]
["Atlántico",2024,9999999,999999,200,300,1,1]
["Atlántico",2025,9999999,999999,200,300,1,1]
["Atlántico",2026,9999999,999999,200,300,1,1]
["Atlántico",2027,9999999,999999,200,300,1,1]
["Atlántico",2028,9999999,999999,200,300,1,1]
["Atlántico",2029,9999999,999999,200,300,1,1]
["Atlántico",2030,9999999,999999,200,300,1,1]
["Atlántico",2031,9999999,999999,200,300,1,1]
["Atlántico",2032,9999999,999999,200,300,1,1]
["Atlántico",2033,9999999,999999,200,300,1,1]

{"sheet":"barras","index":1,"n_rows":617,"n_cols":6,"rows_kept":617,"cut":false,"hidden":false,"merged":[]}
["nombre","periodo","capacidad","cortocircuito","factorcapacidad","factorcorto"]
["Baranoa 13.8",2023,32.452392578125,14.49466337995673,1,1]
["Baranoa 34.5",2023,14.1796875,16.344199371177911,1,1]
["Barra 2 Nbq 13.8",2023,50,10.36888368450755,1,1]
["Brrquilla 13.8",2023,21.5625,14.3175958544051,1,1]
["Brrquilla 13.8 3",2023,50,0.1575,1,1]
["Brrquilla 13.8 4",2023,50,0.1575,1,1]
["Brrquilla 13.8 5",2023,21.5625,0.1575,1,1]
["Brrquilla 2 13.8",2023,21.5625,0.1575,1,1]
["Campo de la cruz 13.8",2023,6.4471435546875,8.1824197885609884,1,1]
["Campo de la Cruz 34.5",2023,5.48828125,23.425924704067551,1,1]
["Caracoli 1 13.8",2023,19.431495368480679,13.066178160292299,1,1]
["Caracoli 110",2023,149.54732460319059,0.2,1,1]
["Caracolí 13.8",2023,50,0.125,1,1]
["Caracoli 2 13.8",2023,19.431495368480679,13.101673124493701,1,1]
["Caracoli 220",2023,156.25,5.7196580614532877,1,1]
["Centro 110",2023,104.0216695517302,0.1575,1,1]
["Cordialidad 110",2023,134.73272323608401,11.38163553030941,1,1]
["El Rio 110",2023,111.328125,0.1575,1,1]
["El Rio 220",2023,96.973419189453125,7.3614359066527797,1,1]
["Estadio 110",2023,104.3972373008728,9.6786904999633308,1,1]
["Flores 220",2023,63.064193725585938,0.1575,1,1]
["Galapa 110",2023,0,0,1,1]
["Galapa 13.8",2023,0,0,1,1]
["Galapa 34.5",2023,0,0,1,1]
["Juan Mina 110",2023,64.29443359375,24.588195322698802,1,1]
["Juan Mina 13.8",2023,0,14.96563016963149,1,1]
["Juan Mina 34.5",2023,13.82080078125,18.937842742664131,1,1]
["Las Flores 110",2023,32.8125,0.1575,1,1]
["Magdalena 110",2023,121.7041015625,8.3364008463770709,1,1]
["Malambo 110",2023,167.93308258056641,5.0327464981104484,1,1]
["Norte 110",2023,151.20947329179299,20.347062283614179,1,1]
["Nv Baranoa 110",2023,76.188445091247559,12.39849055156874,1,1]
["Nv Barranquilla 110",2023,151.20947329179299,19.715201618071941,1,1]
["Nv Barranquilla 220",2023,212.5,0.1575,1,1]
["Nv Brrquilla 1 13.8",2023,35.531005859375,8.6102489716132808,1,1]
["Nv Brrquilla 13.8",2023,46.5625,8.9115145211062483,1,1]
["Oasis 110",2023,31.25,0.1575,1,1]
["Palermo 110",2023,0,0,1,1]
["Ponedera 13.8",2023,3.76373291015625,7.3136178380747499,1,1]
["Ponedera 34.5",2023,3.0987143516540532,13.6305132954557,1,1]
["Sabanalarga 110",2023,61.744594573974609,12.85611937223501,1,1]
["Sabanalarga 13.8",2023,47.5,12.92906821921188,1,1]
["Sabanalarga 220",2023,437.5,0.2,1,1]
["Sabanalarga 34.5",2023,0,10.637209544254119,1,1]
["Sabanalarga 500",2023,784.765625,17.566266371996559,1,1]
["Salamina EC 110",2023,61.309814453125,26.166043583158441,1,1]
["Silencio 110",2023,108.3133935928345,0.1575,1,1]
["Tebsa 110",2023,127.91347503662109,0.2,1,1]
["Tebsa 220",2023,125,0.1575,1,1]
["Tebsa II 110",2023,75.18157958984375,21.538277035760231,1,1]
["Termoflores 110",2023,30.80610632896423,0.2,1,1]
["Union 110",2023,125.4180908203125,1.70047787147055,1,1]
["Veinte Julio 110",2023,128.0937194824219,2.9277432368475398,1,1]
["Palermo 34.5",2023,0,0,1,1]
["Palermo 13.8",2023,0,0,1,1]
["Baranoa 13.8",2024,32.764892578125,14.06085894349304,1,1]
["Baranoa 34.5",2024,14.4921875,15.964962745665289,1,1]
["Barra 2 Nbq 13.8",2024,50,8.1931647850118203,1,1]
["Brrquilla 13.8",2024,21.5625,13.76052135424675,1,1]
["Brrquilla 13.8 3",2024,50,0.1575,1,1]
["Brrquilla 13.8 4",2024,50,0.1575,1,1]
["Brrquilla 13.8 5",2024,21.5625,0.1575,1,1]
["Brrquilla 2 13.8",2024,21.875,0.1575,1,1]
["Campo de la cruz 13.8",2024,10.8221435546875,8.0221867808333052,1,1]
["Campo de la Cruz 34.5",2024,10.48828125,23.367675632509119,1,1]
["Caracoli 1 13.8",2024,19.384765625,12.10458241708066,1,1]
["Caracoli 110",2024,129.8095703125,0.2,1,1]
["Caracolí 13.8",2024,50,0.125,1,1]
["Caracoli 2 13.8",2024,19.384765625,12.141551522153589,1,1]
["Caracoli 220",2024,135.09521484375,2.0623805221999869,1,1]
["Centro 110",2024,115.625,0.1575,1,1]
["Cordialidad 110",2024,135.60791015625,10.40201131097832,1,1]
["El Rio 110",2024,84.375,0.1575,1,1]
["El Rio 220",2024,90.912580490112305,5.8687454705330211,1,1]
["Estadio 110",2024,110.6472373008728,8.1124334401978793,1,1]
["Flores 220",2024,59.122681617736824,0.1575,1,1]
["Galapa 110",2024,17.1875,19.37737078482602,1,1]
["Galapa 13.8",2024,16.875,16.30206901631588,1,1]
["Galapa 34.5",2024,16.875,18.920827529876011,1,1]
["Juan Mina 110",2024,7.0322036743164062,15.01979212316995,1,1]
["Juan Mina 13.8",2024,0,13.96977433909773,1,1]
["Juan Mina 34.5",2024,6.910400390625,18.0864096667243,1,1]
["Las Flores 110",2024,28.125,0.1575,1,1]
["Magdalena 110",2024,127.9541015625,7.1437508678501302,1,1]
["Malambo 110",2024,126.123046875,3.2206995924231911,1,1]
["Norte 110",2024,101.5938648679234,15.44209112955634,1,1]
["Nv Baranoa 110",2024,76.188445091247559,11.66547957698122,1,1]
["Nv Barranquilla 110",2024,101.5938648679234,14.134925559466859,1,1]
["Nv Barranquilla 220",2024,133.23974609375,0.1575,1,1]
["Nv Brrquilla 1 13.8",2024,35.185317993164062,4.6387473905839407,1,1]
["Nv Brrquilla 13.8",2024,46.9921875,5.2801421040917091,1,1]
["Oasis 110",2024,27.34375,0.1575,1,1]
["Palermo 110",2024,125,13.23200368156269,1,1]
["Ponedera 13.8",2024,3.76373291015625,7.1396527766096298,1,1]
["Ponedera 34.5",2024,3.7237143516540532,13.54271503435575,1,1]
["Sabanalarga 110",2024,53.06176096200943,11.87006586651095,1,1]
["Sabanalarga 13.8",2024,47.8125,11.659649197168919,1,1]
["Sabanalarga 220",2024,393.75,0.2,1,1]
["Sabanalarga 34.5",2024,0,9.839185298077421,1,1]
["Sabanalarga 500",2024,999.52392578125,15.10152815194224,1,1]
["Salamina EC 110",2024,51.730155944824219,25.907463225785769,1,1]
["Silencio 110",2024,114.5633935928345,0.1575,1,1]
["Tebsa 110",2024,134.16347503662109,0.2,1,1]
["Tebsa 220",2024,119.2226886749268,0.1575,1,1]
["Tebsa II 110",2024,75.146484375,20.9302288331859,1,1]
["Termoflores 110",2024,19.253816455602649,0.2,1,1]
["Union 110",2024,131.6680908203125,0.68345624464776122,1,1]
["Veinte Julio 110",2024,134.3437194824219,2.3559027300126911,1,1]
["Palermo 34.5",2024,29.375,34.739191977237908,1,1]
["Palermo 13.8",2024,32.5,18.347980110384931,1,1]
["Baranoa 13.8",2025,33.389892578125,13.983859423248481,1,1]
["Baranoa 34.5",2025,15.1171875,15.898006096633329,1,1]
["Barra 2 Nbq 13.8",2025,50,8.0117552074019009,1,1]
["Brrquilla 13.8",2025,21.5625,13.64796831168589,1,1]
["Brrquilla 13.8 3",2025,50,0.1575,1,1]
["Brrquilla 13.8 4",2025,50,0.1575,1,1]
["Brrquilla 13.8 5",2025,21.875,0.1575,1,1]
["Brrquilla 2 13.8",2025,21.875,0.1575,1,1]
["Campo de la cruz 13.8",2025,6.66107177734375,7.9861064619015201,1,1]
["Campo de la Cruz 34.5",2025,5.899658203125,23.354515978526759,1,1]
["Caracoli 1 13.8",2025,19.6875,12.02939911540471,1,1]
["Caracoli 110",2025,193.29732460319059,0.2,1,1]
["Caracolí 13.8",2025,50,0.125,1,1]
["Caracoli 2 13.8",2025,19.6875,12.06667550947485,1,1]
["Caracoli 220",2025,200,1.535523292956277,1,1]
["Centro 110",2025,109.23906520474701,0.1575,1,1]
["Cordialidad 110",2025,147.23272323608401,10.23256342222477,1,1]
["El Rio 110",2025,84.375,0.1575,1,1]
["El Rio 220",2025,90.912580490112305,5.4641253102154366,1,1]
["Estadio 110",2025,108.3984375,7.8485277494434627,1,1]
["Flores 220",2025,59.122681617736824,0.1575,1,1]
["Galapa 110",2025,18.359375,19.192481268699659,1,1]
["Galapa 13.8",2025,18.125,16.19205702347513,1,1]
["Galapa 34.5",2025,18.125,18.876822732185669,1,1]
["Juan Mina 110",2025,7.8134536743164062,14.874979198840119,1,1]
["Juan Mina 13.8",2025,0,13.89691286338171,1,1]
["Juan Mina 34.5",2025,7.535400390625,18.039548942724441,1,1]
["Las Flores 110",2025,28.125,0.1575,1,1]
["Magdalena 110",2025,127.9541015625,6.8664962894744477,1,1]
["Malambo 110",2025,206.99558258056641,3.0182788730136001,1,1]
["Norte 110",2025,104.7188648679235,15.30258457170715,1,1]
["Nv Baranoa 110",2025,77.750945091247559,11.53389738705347,1,1]
["Nv Barranquilla 110",2025,104.7188648679235,13.98248661964778,1,1]
["Nv Barranquilla 220",2025,275,0.1575,1,1]
["Nv Brrquilla 1 13.8",2025,35.625,4.4277272998582191,1,1]
["Nv Brrquilla 13.8",2025,47.744140625,5.0737040625364784,1,1]
["Oasis 110",2025,27.34375,0.1575,1,1]
["Palermo 110",2025,125,13.016060386115109,1,1]
["Ponedera 13.8",2025,3.76373291015625,7.1004646903151487,1,1]
["Ponedera 34.5",2025,3.7237143516540532,13.522839509565239,1,1]
["Sabanalarga 110",2025,56.18676096200943,11.646386784241789,1,1]
["Sabanalarga 13.8",2025,48.359375,11.39473974683469,1,1]
["Sabanalarga 220",2025,323.78982249647379,0.2,1,1]
["Sabanalarga 34.5",2025,0,9.6513614143055086,1,1]
["Sabanalarga 500",2025,999.52392578125,14.28043769103123,1,1]
["Salamina EC 110",2025,54.855155944824219,25.85183115559806,1,1]
["Silencio 110",2025,114.5633935928345,0.1575,1,1]
["Tebsa 110",2025,134.16347503662109,0.2,1,1]
["Tebsa 220",2025,162.5,0.1575,1,1]
["Tebsa II 110",2025,79.6875,20.79365353095692,1,1]
["Termoflores 110",2025,28.628816455602649,0.2,1,1]
["Union 110",2025,127.55346298217771,0.42860821624065082,1,1]
["Veinte Julio 110",2025,134.3437194824219,2.120618185875689,1,1]
["Palermo 34.5",2025,29.375,34.705549550975043,1,1]
["Palermo 13.8",2025,32.5,18.263874045796779,1,1]
["Baranoa 13.8",2026,33.702392578125,14.069490377683451,1,1]
["Baranoa 34.5",2026,15.4296875,15.97144218244653,1,1]
["Barra 2 Nbq 13.8",2026,50,8.2115624653235706,1,1]
["Brrquilla 13.8",2026,21.5625,13.7728920746956,1,1]
["Brrquilla 13.8 3",2026,50,0.1575,1,1]
["Brrquilla 13.8 4",2026,50,0.1575,1,1]
["Brrquilla 13.8 5",2026,21.40625,0.1575,1,1]
["Brrquilla 2 13.8",2026,21.875,0.1575,1,1]
["Campo de la cruz 13.8",2026,6.66107177734375,8.0270729195765433,1,1]
["Campo de la Cruz 34.5",2026,5.899658203125,23.36943461688956,1,1]
["Caracoli 1 13.8",2026,19.384765625,12.113655947288089,1,1]
["Caracoli 110",2026,193.29732460319059,0.2,1,1]
["Caracolí 13.8",2026,50,0.125,1,1]
["Caracoli 2 13.8",2026,19.384765625,12.150596197884431,1,1]
["Caracoli 220",2026,278.37593667209148,1.7448592212561489,1,1]
["Centro 110",2026,109.23906520474701,0.1575,1,1]
["Cordialidad 110",2026,147.23272323608401,10.371961526289651,1,1]
["El Rio 110",2026,84.375,0.1575,1,1]
["El Rio 220",2026,90.912580490112305,5.6434663454878518,1,1]
["Estadio 110",2026,108.3984375,8.0376207503017909,1,1]
["Flores 220",2026,58.9599609375,0.1575,1,1]
["Galapa 110",2026,19.140625,19.33847411765397,1,1]
["Galapa 13.8",2026,19.375,16.315115790518519,1,1]
["Galapa 34.5",2026,18.75,18.926046239624569,1,1]
["Juan Mina 110",2026,8.2040786743164062,14.996915763807481,1,1]
["Juan Mina 13.8",2026,0,13.97893905486297,1,1]
["Juan Mina 34.5",2026,8.160400390625,18.091752158144381,1,1]
["Las Flores 110",2026,28.125,0.1575,1,1]
["Magdalena 110",2026,126.3427734375,7.0623334121996066,1,1]
["Malambo 110",2026,208.55808258056641,3.1732243077597988,1,1]
["Norte 110",2026,104.7188648679235,15.43104476726009,1,1]
["Nv Baranoa 110",2026,78.532195091247559,11.6455541126863,1,1]
["Nv Barranquilla 110",2026,104.7188648679235,14.120417308081681,1,1]
["Nv Barranquilla 220",2026,363.14975321292877,0.1575,1,1]
["Nv Brrquilla 1 13.8",2026,35.447173118591309,4.6542121788587316,1,1]
["Nv Brrquilla 13.8",2026,48.30810546875,5.2955876708202787,1,1]
["Oasis 110",2026,27.34375,0.1575,1,1]
["Palermo 110",2026,125,13.182271819295471,1,1]
["Ponedera 13.8",2026,3.76373291015625,7.144914966478332,1,1]
["Ponedera 34.5",2026,3.7237143516540532,13.54525797844205,1,1]
["Sabanalarga 110",2026,60.87426096200943,11.82697286505703,1,1]
["Sabanalarga 13.8",2026,49.1796875,11.67263526208429,1,1]
["Sabanalarga 220",2026,661.28982249647379,0.2,1,1]
["Sabanalarga 34.5",2026,0,9.8411891514843894,1,1]
["Sabanalarga 500",2026,999.52392578125,14.19206406520502,1,1]
["Salamina EC 110",2026,59.542655944824219,25.906899895037562,1,1]
["Silencio 110",2026,114.5633935928345,0.1575,1,1]
["Tebsa 110",2026,134.16347503662109,0.2,1,1]
["Tebsa 220",2026,169.22268867492679,0.1575,1,1]
["Tebsa II 110",2026,79.6875,20.923070888599899,1,1]
["Termoflores 110",2026,25.050214398652319,0.2,1,1]
["Union 110",2026,127.55346298217771,0.61431615021032115,1,1]
["Veinte Julio 110",2026,134.3437194824219,2.296971488707729,1,1]
["Palermo 34.5",2026,29.375,34.743420211947218,1,1]
["Palermo 13.8",2026,32.8125,18.358550697022121,1,1]
["Baranoa 13.8",2027,34.327392578125,14.079843308634,1,1]
["Baranoa 34.5",2027,15.7421875,15.98025395084696,1,1]
["Barra 2 Nbq 13.8",2027,50,8.2355931432396901,1,1]
["Brrquilla 13.8",2027,21.5625,13.78798069467361,1,1]
["Brrquilla 13.8 3",2027,50,0.1575,1,1]
["Brrquilla 13.8 4",2027,50,0.1575,1,1]
["Brrquilla 13.8 5",2027,21.71875,0.1575,1,1]
["Brrquilla 2 13.8",2027,21.40625,0.1575,1,1]
["Campo de la cruz 13.8",2027,6.66107177734375,7.613773803979762,1,1]
["Campo de la Cruz 34.5",2027,5.899658203125,23.371255219211928,1,1]
["Caracoli 1 13.8",2027,19.39422607421875,12.12388098991525,1,1]
["Caracoli 110",2027,194.952392578125,0.2,1,1]
["Caracolí 13.8",2027,50,0.125,1,1]
["Caracoli 2 13.8",2027,19.39422607421875,12.160780933375261,1,1]
["Caracoli 220",2027,303.37593667209148,1.74450951219481,1,1]
["Centro 110",2027,121.73906520474701,0.1575,1,1]
["Cordialidad 110",2027,159.73272323608401,10.38588428742365,1,1]
["El Rio 110",2027,84.375,0.1575,1,1]
["El Rio 220",2027,97.162580490112305,5.6404283047227324,1,1]
["Estadio 110",2027,116.8972373008728,8.0542337816389704,1,1]
["Flores 220",2027,62.247681617736824,0.1575,1,1]
["Galapa 110",2027,19.921875,19.35256167454196,1,1]
["Galapa 13.8",2027,20,16.330043874913979,1,1]
["Galapa 34.5",2027,20,18.932017473458149,1,1]
["Juan Mina 110",2027,8.9853286743164062,15.00932279738973,1,1]
["Juan Mina 13.8",2027,0,13.988924547871751,1,1]
["Juan Mina 34.5",2027,8.785400390625,18.098070467904559,1,1]
["Las Flores 110",2027,33.984375,0.1575,1,1]
["Magdalena 110",2027,134.2041015625,7.0792760678173678,1,1]
["Malambo 110",2027,209.33933258056641,3.1877628873998201,1,1]
["Norte 110",2027,105.5001148679235,15.444782184910791,1,1]
["Nv Baranoa 110",2027,79.313445091247559,11.6569847385268,1,1]
["Nv Barranquilla 110",2027,105.5001148679235,14.13497081449492,1,1]
["Nv Barranquilla 220",2027,400.64975321292877,0.1575,1,1]
["Nv Brrquilla 1 13.8",2027,35.447173118591309,4.6811073233475398,1,1]
["Nv Brrquilla 13.8",2027,48.7310791015625,5.3219559731856494,1,1]
["Oasis 110",2027,27.34375,0.1575,1,1]
["Palermo 110",2027,126.5625,13.197944952887021,1,1]
["Ponedera 13.8",2027,3.76373291015625,7.1503480563586379,1,1]
["Ponedera 34.5",2027,3.7237143516540532,13.54798719723436,1,1]
["Sabanalarga 110",2027,63.99926096200943,11.844332222888861,1,1]
["Sabanalarga 13.8",2027,49.58984375,11.705240739519629,1,1]
["Sabanalarga 220",2027,723.78982249647379,0.2,1,1]
["Sabanalarga 34.5",2027,0,9.8628760516435214,1,1]
["Sabanalarga 500",2027,999.52392578125,14.08409682867827,1,1]
["Salamina EC 110",2027,62.667655944824219,25.913153466491892,1,1]
["Silencio 110",2027,120.8133935928345,0.1575,1,1]
["Tebsa 110",2027,146.66347503662109,0.2,1,1]
["Tebsa 220",2027,181.72268867492679,0.1575,1,1]
["Tebsa II 110",2027,79.6875,20.937214193512041,1,1]
["Termoflores 110",2027,20.35329919890501,0.2,1,1]
["Union 110",2027,140.05346298217771,0.63092138867748915,1,1]
["Veinte Julio 110",2027,140.5937194824219,2.313189262788232,1,1]
["Palermo 34.5",2027,29.375,34.748029862949529,1,1]
["Palermo 13.8",2027,32.8125,18.370074824381259,1,1]
["Baranoa 13.8",2028,34.478988647460938,14.079843308634,1,1]
["Baranoa 34.5",2028,15.965576171875,15.9802539506861,1,1]
["Barra 2 Nbq 13.8",2028,50,8.2355931269294587,1,1]
["Brrquilla 13.8",2028,21.5625,13.78798069467361,1,1]
["Brrquilla 13.8 3",2028,50,0.1575,1,1]
["Brrquilla 13.8 4",2028,50,0.1575,1,1]
["Brrquilla 13.8 5",2028,21.2890625,0.1575,1,1]
["Brrquilla 2 13.8",2028,21.71875,0.1575,1,1]
["Campo de la cruz 13.8",2028,7.2715234756469718,7.6137738039797451,1,1]
["Campo de la Cruz 34.5",2028,6.3655829429626456,23.371255219211928,1,1]
["Caracoli 1 13.8",2028,19.39422607421875,12.12388098991525,1,1]
["Caracoli 110",2028,182.76786804199219,0.2,1,1]
["Caracolí 13.8",2028,50,0.125,1,1]
["Caracoli 2 13.8",2028,19.39422607421875,12.160780933375261,1,1]
["Caracoli 220",2028,284.375,1.7445095057628071,1,1]
["Centro 110",2028,114.92919921875,0.1575,1,1]
["Cordialidad 110",2028,156.73828125,10.38588428742365,1,1]
["El Rio 110",2028,84.375,0.1575,1,1]
["El Rio 220",2028,94.79522705078125,5.6404283047227182,1,1]
["Estadio 110",2028,113.818359375,8.0542337816389704,1,1]
["Flores 220",2028,62.5274658203125,0.1575,1,1]
["Galapa 110",2028,20.6298828125,19.35256167454196,1,1]
["Galapa 13.8",2028,20.9375,16.330043874914342,1,1]
["Galapa 34.5",2028,20.625,18.932017473458021,1,1]
["Juan Mina 110",2028,9.2048764228820801,15.00932279738973,1,1]
["Juan Mina 13.8",2028,0,13.988924538937541,1,1]
["Juan Mina 34.5",2028,9.1693878173828125,18.098070460112901,1,1]
["Las Flores 110",2028,34.375,0.1575,1,1]
["Magdalena 110",2028,132.4249267578125,7.0792760678173678,1,1]
["Malambo 110",2028,211.22001931071279,3.1877628873998201,1,1]
["Norte 110",2028,106.07921373820651,15.444782182883539,1,1]
["Nv Baranoa 110",2028,80.063400790095329,11.65698473852679,1,1]
["Nv Barranquilla 110",2028,106.07921373820651,14.13497081242134,1,1]
["Nv Barranquilla 220",2028,375,0.1575,1,1]
["Nv Brrquilla 1 13.8",2028,35.2734375,4.6811073233475398,1,1]
["Nv Brrquilla 13.8",2028,49.048309326171882,5.3219559731856494,1,1]
["Oasis 110",2028,27.34375,0.1575,1,1]
["Palermo 110",2028,126.5625,13.197944952887021,1,1]
["Ponedera 13.8",2028,3.881553411483766,7.1503480563586246,1,1]
["Ponedera 34.5",2028,3.8215136853978038,13.54798719723436,1,1]
["Sabanalarga 110",2028,68.309969501569867,11.844332220756151,1,1]
["Sabanalarga 13.8",2028,49.58984375,11.705240739519629,1,1]
["Sabanalarga 220",2028,578.125,0.2,1,1]
["Sabanalarga 34.5",2028,0,9.8628760516413898,1,1]
["Sabanalarga 500",2028,999.52392578125,14.084096828365951,1,1]
["Salamina EC 110",2028,66.414323449134827,25.913153466491892,1,1]
["Silencio 110",2028,118.9453125,0.1575,1,1]
["Tebsa 110",2028,139.794921875,0.2,1,1]
["Tebsa 220",2028,180.46875,0.1575,1,1]
["Tebsa II 110",2028,78.4423828125,20.937214192378811,1,1]
["Termoflores 110",2028,15.681701949461059,0.2,1,1]
["Union 110",2028,132.0831298828125,0.63092138867749981,1,1]
["Veinte Julio 110",2028,139.794921875,2.313189262788232,1,1]
["Palermo 34.5",2028,29.08203125,34.748029862949522,1,1]
["Palermo 13.8",2028,32.8125,18.370074824381081,1,1]
["Baranoa 13.8",2029,34.952392578125,14.079843308634,1,1]
["Baranoa 34.5",2029,16.3671875,15.980253950847001,1,1]
["Barra 2 Nbq 13.8",2029,50,8.2355931432395586,1,1]
["Brrquilla 13.8",2029,21.5625,13.78798069467361,1,1]
["Brrquilla 13.8 3",2029,50,0.1575,1,1]
["Brrquilla 13.8 4",2029,50,0.1575,1,1]
["Brrquilla 13.8 5",2029,21.6015625,0.1575,1,1]
["Brrquilla 2 13.8",2029,21.71875,0.1575,1,1]
["Campo de la cruz 13.8",2029,17.91107177734375,7.6137738039796892,1,1]
["Campo de la Cruz 34.5",2029,18.399658203125,23.371255219211928,1,1]
["Caracoli 1 13.8",2029,19.100656509399411,12.12388098991525,1,1]
["Caracoli 110",2029,159.92188453674319,0.2,1,1]
["Caracolí 13.8",2029,50,0.125,1,1]
["Caracoli 2 13.8",2029,19.100656509399411,12.160780933375261,1,1]
["Caracoli 220",2029,303.125,1.744509512196309,1,1]
["Centro 110",2029,114.92919921875,0.1575,1,1]
["Cordialidad 110",2029,156.73828125,10.38588428742365,1,1]
["El Rio 110",2029,84.375,0.1575,1,1]
["El Rio 220",2029,94.795227050781236,5.6404283047227324,1,1]
["Estadio 110",2029,113.818359375,8.0542337816389384,1,1]
["Flores 220",2029,62.5274658203125,0.1575,1,1]
["Galapa 110",2029,21.484375,19.35256167454196,1,1]
["Galapa 13.8",2029,21.875,16.33004387491393,1,1]
["Galapa 34.5",2029,21.25,18.932017473458021,1,1]
["Juan Mina 110",2029,9.7665786743164062,15.00932279738973,1,1]
["Juan Mina 13.8",2029,0,13.98892454787156,1,1]
["Juan Mina 34.5",2029,9.410400390625,18.098070467904812,1,1]
["Las Flores 110",2029,34.375,0.1575,1,1]
["Magdalena 110",2029,132.4249267578125,7.0792760678173678,1,1]
["Malambo 110",2029,212.4821662902832,3.1877628873998201,1,1]
["Norte 110",2029,107.0626148679235,15.44478218491084,1,1]
["Nv Baranoa 110",2029,80.875945091247559,11.6569847385268,1,1]
["Nv Barranquilla 110",2029,107.0626148679235,14.13497081449554,1,1]
["Nv Barranquilla 220",2029,412.5,0.1575,1,1]
["Nv Brrquilla 1 13.8",2029,35.2734375,4.6811073233475398,1,1]
["Nv Brrquilla 13.8",2029,49.524154663085938,5.3219559731856494,1,1]
["Oasis 110",2029,27.34375,0.1575,1,1]
["Palermo 110",2029,126.5625,13.197944952887021,1,1]
["Ponedera 13.8",2029,3.8215136853978038,7.1503480563586077,1,1]
["Ponedera 34.5",2029,3.881553411483766,13.54798719723436,1,1]
["Sabanalarga 110",2029,71.81176096200943,11.844332222888569,1,1]
["Sabanalarga 13.8",2029,49.58984375,11.705240739519629,1,1]
["Sabanalarga 220",2029,653.125,0.2,1,1]
["Sabanalarga 34.5",2029,0,9.8628760516434717,1,1]
["Sabanalarga 500",2029,999.52392578125,14.084096828678121,1,1]
["Salamina EC 110",2029,68.917655944824219,25.913153466491892,1,1]
["Silencio 110",2029,118.9453125,0.1575,1,1]
["Tebsa 110",2029,139.794921875,0.2,1,1]
["Tebsa 220",2029,180.46875,0.1575,1,1]
["Tebsa II 110",2029,78.4423828125,20.937214193512141,1,1]
["Termoflores 110",2029,11.448730799384069,0.2,1,1]
["Union 110",2029,132.0831298828125,0.63092138867748915,1,1]
["Veinte Julio 110",2029,139.794921875,2.3131892627882209,1,1]
["Palermo 34.5",2029,29.08203125,34.748029862949743,1,1]
["Palermo 13.8",2029,32.8125,18.370074824381081,1,1]
["Baranoa 13.8",2030,35.416488647460938,14.079843308634,1,1]
["Baranoa 34.5",2030,16.590576171875,15.980253950846709,1,1]
["Barra 2 Nbq 13.8",2030,50,8.2355931432401199,1,1]
["Brrquilla 13.8",2030,21.171875,13.78798069467361,1,1]
["Brrquilla 13.8 3",2030,50,0.1575,1,1]
["Brrquilla 13.8 4",2030,50,0.1575,1,1]
["Brrquilla 13.8 5",2030,21.201171875,0.1575,1,1]
["Brrquilla 2 13.8",2030,21.2890625,0.1575,1,1]
["Campo de la cruz 13.8",2030,7.8965234756469727,7.6137738039797851,1,1]
["Campo de la Cruz 34.5",2030,6.9905829429626456,23.371255219211928,1,1]
["Caracoli 1 13.8",2030,19.100656509399411,12.12388098991525,1,1]
["Caracoli 110",2030,139.9316489696503,0.2,1,1]
["Caracolí 13.8",2030,50,0.125,1,1]
["Caracoli 2 13.8",2030,19.100656509399411,12.160780933375261,1,1]
["Caracoli 220",2030,328.125,1.7445095121947181,1,1]
["Centro 110",2030,114.92919921875,0.1575,1,1]
["Cordialidad 110",2030,156.73828125,10.38588428742365,1,1]
["El Rio 110",2030,84.375,0.1575,1,1]
["El Rio 220",2030,94.795227050781236,5.6404283047227182,1,1]
["Estadio 110",2030,113.818359375,8.0542337816389704,1,1]
["Flores 220",2030,60.573482513427727,0.1575,1,1]
["Galapa 110",2030,22.1923828125,19.35256167454196,1,1]
["Galapa 13.8",2030,22.1875,16.330043874914232,1,1]
["Galapa 34.5",2030,21.875,18.932017473458071,1,1]
["Juan Mina 110",2030,9.9861264228820801,15.00932279738973,1,1]
["Juan Mina 13.8",2030,0,13.98892454787161,1,1]
["Juan Mina 34.5",2030,9.7943878173828125,18.09807046790467,1,1]
["Las Flores 110",2030,34.375,0.1575,1,1]
["Magdalena 110",2030,132.4249267578125,7.0792760678173678,1,1]
["Malambo 110",2030,212.78251931071279,3.1877628873998201,1,1]
["Norte 110",2030,107.64171373820651,15.44478218491072,1,1]
["Nv Baranoa 110",2030,81.625900790095329,11.65698473852679,1,1]
["Nv Barranquilla 110",2030,107.64171373820651,14.134970814495169,1,1]
["Nv Barranquilla 220",2030,437.5,0.1575,1,1]
["Nv Brrquilla 1 13.8",2030,35.2734375,4.6811073233475398,1,1]
["Nv Brrquilla 13.8",2030,49.524154663085938,5.3219559731856494,1,1]
["Oasis 110",2030,27.34375,0.1575,1,1]
["Palermo 110",2030,126.5625,13.19794495288701,1,1]
["Ponedera 13.8",2030,4.5065534114837646,7.1503480563585882,1,1]
["Ponedera 34.5",2030,3.8215136853978038,13.54798719723436,1,1]
["Sabanalarga 110",2030,74.559969501569867,11.844332222888379,1,1]
["Sabanalarga 13.8",2030,49.58984375,11.705240739519629,1,1]
["Sabanalarga 220",2030,678.125,0.2,1,1]
["Sabanalarga 34.5",2030,0,9.8628760516438412,1,1]
["Sabanalarga 500",2030,999.52392578125,14.084096828677451,1,1]
["Salamina EC 110",2030,69.539323449134827,25.913153466491892,1,1]
["Silencio 110",2030,118.9453125,0.1575,1,1]
["Tebsa 110",2030,139.794921875,0.2,1,1]
["Tebsa 220",2030,180.46875,0.1575,1,1]
["Tebsa II 110",2030,78.4423828125,20.93721419351186,1,1]
["Termoflores 110",2030,10.49360632896423,0.2,1,1]
["Union 110",2030,132.0831298828125,0.63092138867749981,1,1]
["Veinte Julio 110",2030,139.794921875,2.313189262788232,1,1]
["Palermo 34.5",2030,29.08203125,34.748029862949437,1,1]
["Palermo 13.8",2030,32.8125,18.37007482438117,1,1]
["Baranoa 13.8",2031,36.202392578125,14.079843308634,1,1]
["Baranoa 34.5",2031,16.9921875,15.98025682601669,1,1]
["Barra 2 Nbq 13.8",2031,50,8.2355931432390506,1,1]
["Brrquilla 13.8",2031,21.461181640625,13.78798069467361,1,1]
["Brrquilla 13.8 3",2031,50,0.1575,1,1]
["Brrquilla 13.8 4",2031,50,0.1575,1,1]
["Brrquilla 13.8 5",2031,21.461181640625,0.1575,1,1]
["Brrquilla 2 13.8",2031,21.6015625,0.1575,1,1]
["Campo de la cruz 13.8",2031,14.086093902587891,7.6137738039796607,1,1]
["Campo de la Cruz 34.5",2031,13.77487182617188,23.371255219211928,1,1]
["Caracoli 1 13.8",2031,19.118995368480679,12.12388098991525,1,1]
["Caracoli 110",2031,122.440192848444,0.2,1,1]
["Caracolí 13.8",2031,50,0.125,1,1]
["Caracoli 2 13.8",2031,19.118995368480679,12.160780933375261,1,1]
["Caracoli 220",2031,353.125,1.7455109677310929,1,1]
["Centro 110",2031,111.33766174316411,0.1575,1,1]
["Cordialidad 110",2031,156.73828125,10.385884287423639,1,1]
["El Rio 110",2031,96.875,0.1575,1,1]
["El Rio 220",2031,94.795227050781236,5.6404283047227182,1,1]
["Estadio 110",2031,110.26153564453119,8.0542337816389598,1,1]
["Flores 220",2031,60.573482513427727,0.1575,1,1]
["Galapa 110",2031,23.828125,19.35256167454196,1,1]
["Galapa 13.8",2031,23.75,16.33004387491393,1,1]
["Galapa 34.5",2031,23.125,18.93201747345773,1,1]
["Juan Mina 110",2031,10.54782867431641,15.00932279738973,1,1]
["Juan Mina 13.8",2031,0,13.98892454787152,1,1]
["Juan Mina 34.5",2031,10.660400390625,18.09807046790435,1,1]
["Las Flores 110",2031,34.375,0.1575,1,1]
["Magdalena 110",2031,132.4249267578125,7.0792760678173678,1,1]
["Malambo 110",2031,214.8270308971405,3.1877628873998201,1,1]
["Norte 110",2031,108.6251148679235,15.444846067745219,1,1]
["Nv Baranoa 110",2031,83.219695091247559,11.65698473852679,1,1]
["Nv Barranquilla 110",2031,108.6251148679235,14.13504557632616,1,1]
["Nv Barranquilla 220",2031,475,0.1575,1,1]
["Nv Brrquilla 1 13.8",2031,35.2734375,4.6811073233475398,1,1]
["Nv Brrquilla 13.8",2031,49.524154663085938,5.3219559731856494,1,1]
["Oasis 110",2031,30.46875,0.1575,1,1]
["Palermo 110",2031,126.5625,13.19794495288701,1,1]
["Ponedera 13.8",2031,5.2004623413085938,7.1503480563584256,1,1]
["Ponedera 34.5",2031,5.1089732348918906,13.54798719723436,1,1]
["Sabanalarga 110",2031,78.06176096200943,11.845059725291661,1,1]
["Sabanalarga 13.8",2031,49.58984375,11.705240739519629,1,1]
["Sabanalarga 220",2031,728.125,0.2,1,1]
["Sabanalarga 34.5",2031,0,9.8628975973642312,1,1]
["Sabanalarga 500",2031,999.52392578125,14.143648065931689,1,1]
["Salamina EC 110",2031,70.480155944824219,25.913153466491892,1,1]
["Silencio 110",2031,118.9453125,0.1575,1,1]
["Tebsa 110",2031,139.794921875,0.2,1,1]
["Tebsa 220",2031,180.46875,0.1575,1,1]
["Tebsa II 110",2031,78.4423828125,20.9372388247691,1,1]
["Termoflores 110",2031,10.49360632896423,0.2,1,1]
["Union 110",2031,132.0831298828125,0.63092138867748915,1,1]
["Veinte Julio 110",2031,139.794921875,2.313189262788232,1,1]
["Palermo 34.5",2031,29.08203125,34.748029862949423,1,1]
["Palermo 13.8",2031,33.125,18.370074824381099,1,1]
["Baranoa 13.8",2032,36.202392578125,14.079843308634,1,1]
["Baranoa 34.5",2032,17.3046875,15.98025538173265,1,1]
["Barra 2 Nbq 13.8",2032,50,8.2355931432396297,1,1]
["Brrquilla 13.8",2032,21.11328125,13.78798069467361,1,1]
["Brrquilla 13.8 3",2032,50,0.1575,1,1]
["Brrquilla 13.8 4",2032,50,0.1575,1,1]
["Brrquilla 13.8 5",2032,21.13525390625,0.1575,1,1]
["Brrquilla 2 13.8",2032,21.483612060546879,0.1575,1,1]
["Campo de la cruz 13.8",2032,20.336093902587891,7.6137738039795941,1,1]
["Campo de la Cruz 34.5",2032,19.375,23.371255219211928,1,1]
["Caracoli 1 13.8",2032,19.118995368480679,12.12388098991525,1,1]
["Caracoli 110",2032,99.482656689360738,0.2,1,1]
["Caracolí 13.8",2032,50,0.125,1,1]
["Caracoli 2 13.8",2032,19.118995368480679,12.160780933375261,1,1]
["Caracoli 220",2032,383.53347778320312,1.745007872023429,1,1]
["Centro 110",2032,107.8583598136902,0.1575,1,1]
["Cordialidad 110",2032,169.23828125,10.38588428742365,1,1]
["El Rio 110",2032,96.875,0.1575,1,1]
["El Rio 220",2032,101.04522705078119,5.6404283047227182,1,1]
["Estadio 110",2032,106.81586265563961,8.0542337816389598,1,1]
["Flores 220",2032,66.823482513427734,0.1575,1,1]
["Galapa 110",2032,24.609375,19.35256167454196,1,1]
["Galapa 13.8",2032,24.375,16.330043874914018,1,1]
["Galapa 34.5",2032,24.375,18.932017473457972,1,1]
["Juan Mina 110",2032,11.32907867431641,15.00932279738973,1,1]
["Juan Mina 13.8",2032,0,13.988924547871459,1,1]
["Juan Mina 34.5",2032,10.660400390625,18.098070467904751,1,1]
["Las Flores 110",2032,34.375,0.1575,1,1]
["Magdalena 110",2032,144.9249267578125,7.0792760678173678,1,1]
["Malambo 110",2032,191.92352294921881,3.1877628873998201,1,1]
["Norte 110",2032,108.6251148679235,15.444813975839329,1,1]
["Nv Baranoa 110",2032,84.000945091247559,11.65698473852679,1,1]
["Nv Barranquilla 110",2032,108.6251148679235,14.135008019653741,1,1]
["Nv Barranquilla 220",2032,436.4349365234375,0.1575,1,1]
["Nv Brrquilla 1 13.8",2032,35.218505859375,4.6811073233475398,1,1]
["Nv Brrquilla 13.8",2032,49.524154663085938,5.3219559731856494,1,1]
["Oasis 110",2032,30.46875,0.1575,1,1]
["Palermo 110",2032,126.5625,13.19794495288701,1,1]
["Ponedera 13.8",2032,4.5504045486450204,7.150348056358677,1,1]
["Ponedera 34.5",2032,4.4703515805304059,13.54798719723436,1,1]
["Sabanalarga 110",2032,82.74926096200943,11.84469433756119,1,1]
["Sabanalarga 13.8",2032,49.58984375,11.705240739519629,1,1]
["Sabanalarga 220",2032,625.5859375,0.2,1,1]
["Sabanalarga 34.5",2032,0,9.8628867759768291,1,1]
["Sabanalarga 500",2032,999.52392578125,14.113768799481971,1,1]
["Salamina EC 110",2032,71.261405944824219,25.913153466491892,1,1]
["Silencio 110",2032,131.4453125,0.1575,1,1]
["Tebsa 110",2032,152.294921875,0.2,1,1]
["Tebsa 220",2032,199.21875,0.1575,1,1]
["Tebsa II 110",2032,78.4423828125,20.937226450534979,1,1]
["Termoflores 110",2032,10.49360632896423,0.2,1,1]
["Union 110",2032,144.5831298828125,0.63092138867749981,1,1]
["Veinte Julio 110",2032,152.294921875,2.3131892627882209,1,1]
["Palermo 34.5",2032,29.08203125,34.748029862949501,1,1]
["Palermo 13.8",2032,33.125,18.370074824381149,1,1]
["Baranoa 13.8",2033,36.514892578125,14.07984330863396,1,1]
["Baranoa 34.5",2033,17.6171875,15.980254555452939,1,1]
["Barra 2 Nbq 13.8",2033,50,8.2355931269281086,1,1]
["Brrquilla 13.8",2033,21.290264129638668,13.787980694673569,1,1]
["Brrquilla 13.8 3",2033,50,0.1575,1,1]
["Brrquilla 13.8 4",2033,50,0.1575,1,1]
["Brrquilla 13.8 5",2033,21.44775390625,0.1575,1,1]
["Brrquilla 2 13.8",2033,21.6015625,0.1575,1,1]
["Campo de la cruz 13.8",2033,14.543046951293951,7.6137738039796554,1,1]
["Campo de la Cruz 34.5",2033,14.54990386962891,23.371255219211921,1,1]
["Caracoli 1 13.8",2033,19.118995368480679,12.123880989915159,1,1]
["Caracoli 110",2033,87.047324603190646,0.2,1,1]
["Caracolí 13.8",2033,50,0.125,1,1]
["Caracoli 2 13.8",2033,19.118995368480679,12.16078093337517,1,1]
["Caracoli 220",2033,335.59179306030268,1.638925016283217,1,1]
["Centro 110",2033,107.8583598136902,0.1575,1,1]
["Cordialidad 110",2033,178.61328125,10.385884287423689,1,1]
["El Rio 110",2033,96.875,0.1575,1,1]
["El Rio 220",2033,119.79522705078119,5.6404283047228034,1,1]
["Estadio 110",2033,106.81586265563961,8.0542337816390415,1,1]
["Flores 220",2033,76.198482513427734,0.1575,1,1]
["Galapa 110",2033,25.390625,19.352561674542059,1,1]
["Galapa 13.8",2033,25.625,16.330043874913521,1,1]
["Galapa 34.5",2033,25,18.932017473457829,1,1]
["Juan Mina 110",2033,11.32907867431641,15.00932279738975,1,1]
["Juan Mina 13.8",2033,0,13.988924538937541,1,1]
["Juan Mina 34.5",2033,11.285400390625,18.098070460112929,1,1]
["Las Flores 110",2033,33.729243278503432,0.1575,1,1]
["Magdalena 110",2033,163.6749267578125,7.0792760678174034,1,1]
["Malambo 110",2033,167.93308258056641,3.187762887399948,1,1]
["Norte 110",2033,108.6251148679235,15.44448323585994,1,1]
["Nv Baranoa 110",2033,84.000945091247559,11.65698473852679,1,1]
["Nv Barranquilla 110",2033,108.6251148679235,14.13462297250229,1,1]
["Nv Barranquilla 220",2033,368.21746826171881,0.1575,1,1]
["Nv Brrquilla 1 13.8",2033,35.218505859375,4.6811073233474616,1,1]
["Nv Brrquilla 13.8",2033,49.524154663085938,5.3219559731855703,1,1]
["Oasis 110",2033,30.46875,0.1575,1,1]
["Palermo 110",2033,126.5625,13.197944952887021,1,1]
["Ponedera 13.8",2033,5.1754045486450204,7.1503480563585953,1,1]
["Ponedera 34.5",2033,5.095351580530405,13.54798719723436,1,1]
["Sabanalarga 110",2033,87.43676096200943,11.84423971935648,1,1]
["Sabanalarga 13.8",2033,49.58984375,11.705240739519571,1,1]
["Sabanalarga 220",2033,738.0859375,0.2,1,1]
["Sabanalarga 34.5",2033,0,9.862872908273669,1,1]
["Sabanalarga 500",2033,999.52392578125,14.08389409260389,1,1]
["Salamina EC 110",2033,72.042655944824219,25.913153466491881,1,1]
["Silencio 110",2033,128.3714294433594,0.1575,1,1]
["Tebsa 110",2033,170.5513000488281,0.2,1,1]
["Tebsa 220",2033,224.21875,0.1575,1,1]
["Tebsa II 110",2033,78.4423828125,20.937018904296121,1,1]
["Termoflores 110",2033,12.028312683105471,0.2,1,1]
["Union 110",2033,169.5831298828125,0.63092138867752112,1,1]
["Veinte Julio 110",2033,170.7916259765625,2.3131892627882489,1,1]
["Palermo 34.5",2033,29.08203125,34.748029862949579,1,1]
["Palermo 13.8",2033,33.125,18.370074824381,1,1]
["Salamina 34.5",2023,54.189453125,13.54633879949912,1,1]
["Salamina 34.5",2024,48.868408203125,13.015320234374419,1,1]
["Salamina 34.5",2025,52.618408203125,12.904879204795749,1,1]
["Salamina 34.5",2026,55.118408203125,13.02334405286952,1,1]
["Salamina 34.5",2027,56.680908203125,13.03737874172001,1,1]
["Salamina 34.5",2028,61.993408203125,13.037378740922721,1,1]
["Salamina 34.5",2029,62.305908203125,13.037378741720261,1,1]
["Salamina 34.5",2030,62.618408203125,13.03737874171969,1,1]
["Salamina 34.5",2031,67.618408203125,13.037381836138531,1,1]
["Salamina 34.5",2032,67.930908203125,13.037380281674769,1,1]
["Salamina 34.5",2033,68.243408203125,13.03737837929536,1,1]

{"sheet":"criterios","index":2,"n_rows":8,"n_cols":2,"rows_kept":8,"cut":false,"hidden":false,"merged":[]}
["nombre","ponderacion"]
["BT_Confi",1]
["BT_Flex",1]
["EC_RE",1]
["EC_RP",0.5]
["EC_Per",1]
["EC_Mar",1]
["B_Ambiental",0.3]

{"sheet":"obras","index":3,"n_rows":1,"n_cols":13,"rows_kept":1,"cut":false,"hidden":false,"merged":[]}
["nombre","barra","zona","area","capacidadbarra","cortocircuito","capacidadzona","capacidadarea","costo","periodoini","excluyente","dependiente","obligatorio"]

{"sheet":"proyectos","index":4,"n_rows":110,"n_cols":14,"rows_kept":110,"cut":false,"hidden":false,"merged":[]}
["nombre","capacidad","tipo","barra","area","obra","excluyente","fpo","periodoIni","fpomax","fila","obligatorio","activo","ordenLlegada"]
["SC_1002_A1",50,"Solar FV","Caracoli 110","Altántico",null,"SC_1002_A2","2025-12-31",2025,"2025-12-31",2,0,1,26]
["SC_1045_A1",9.9,"Solar FV","Barra 2 Nbq 13.8","Altántico",null,null,"2024-12-31",2024,"2024-12-31",2,0,1,5]
["SC_1050_A1",9.9,"Solar FV","Barra 2 Nbq 13.8","Altántico",null,null,"2024-12-31",2024,"2024-12-31",2,0,1,6]
["SC_1068_A1",100,"Termica - Ciclo combinado","Tebsa 220","Altántico",null,"SC_1068_A2","2025-12-31",2025,"2025-12-31",2,0,1,13]
["SC_1071_A1",272,"Termica - Ciclo combinado","Tebsa 220","Altántico",null,"SC_1071_A2","2025-12-31",2025,"2025-12-31",2,0,1,19]
["SC_1072_A1",120,"Termica - Ciclo combinado","Tebsa 220","Altántico",null,"SC_1072_A2","2025-12-31",2025,"2025-12-31",2,0,1,21]
["SC_1103_A1",9.9,"Solar FV","Barra 2 Nbq 13.8","Altántico",null,null,"2024-12-31",2024,"2024-12-31",2,0,1,8]
["SC_1137_A1",9.9,"Solar FV","Barra 2 Nbq 13.8","Altántico",null,null,"2024-12-31",2024,"2024-12-31",2,0,1,7]
["SC_1173_A1",6.6,"Eólico Onshore","Palermo 34.5","Guajira - Cesar - Madgalena",null,"SC_1173_A2","2024-11-30",2024,"2024-11-30",2,0,1,36]
["SC_1183_A1",9.9,"Solar FV","Sabanalarga 13.8","Altántico",null,"SC_1183_A2","2026-12-31",2026,"2026-12-31",2,0,1,9]
["SC_1221_A1",9.8000000000000007,"Solar FV","Juan Mina 110","Altántico",null,null,"2025-12-31",2025,"2025-12-31",2,0,1,28]
["SC_1237_A1",19.899999999999999,"Eólico Onshore","Caracoli 110","Altántico",null,null,"2025-12-31",2025,"2025-12-31",2,0,1,29]
["SC_1258_A1",19.899999999999999,"Solar FV","Galapa 34.5","Altántico",null,"SC_1258_A2","2024-12-31",2024,"2024-12-31",2,0,1,15]
["SC_1289_A1",9.9,"Solar FV","Galapa 13.8","Altántico",null,"SC_1289_A2","2024-12-31",2024,"2024-12-31",2,0,1,16]
["SC_1404_A1",9.9,"Solar FV","Juan Mina 34.5","Altántico",null,null,"2027-12-31",2027,"2027-12-31",2,0,1,23]
["SC_1606_A1",6.6,"Eólico Onshore","Palermo 34.5","Guajira - Cesar - Madgalena",null,"SC_1606_A2","2024-11-01",2024,"2024-11-01",2,0,1,38]
["SC_1645_A1",3.2,"Solar FV","Malambo 110","Altántico",null,null,"2023-12-31",2023,"2023-12-31",2,0,1,40]
["SC_1766_A1",99,"Eólico Offshore","Flores 220","Altántico",null,"SC_1766_A2","2025-12-31",2025,"2025-12-31",2,0,1,52]
["SC_1815_A1",9.9,"Solar FV","Ponedera 34.5","Altántico",null,null,"2025-07-31",2025,"2025-07-31",2,0,1,51]
["SC_1849_A1",110,"Solar FV","Caracoli 220","Altántico",null,"SC_1849_A2","2028-12-31",2028,"2028-12-31",2,0,1,100]
["SC_1863_A1",50,"Solar FV","Caracoli 110","Altántico",null,"SC_1863_A2","2025-12-31",2025,"2025-12-31",2,0,1,75]
["SC_1880_A1",150,"Eólico Onshore","Sabanalarga 220","Altántico",null,"SC_1880_A2","2026-12-31",2026,"2026-12-31",2,0,1,49]
["SC_1884_A1",50,"Solar FV","Caracoli 110","Altántico",null,"SC_1884_A2","2025-12-31",2025,"2025-12-31",2,0,1,79]
["SC_1885_A1",50,"Solar FV","Tebsa II 110","Altántico",null,"SC_1885_A2","2027-01-31",2027,"2027-01-31",2,0,1,70]
["SC_1924_A1",4.2,"Solar FV","Juan Mina 34.5","Altántico",null,"SC_1924_A2","2024-10-31",2024,"2024-10-31",2,0,1,102]
["SC_1927_A1",50,"Solar FV","Nv Barranquilla 110","Altántico",null,"SC_1927_A2","2027-12-31",2027,"2027-12-31",2,0,1,86]
["SC_1931_A1",50,"Solar FV","Nv Barranquilla 110","Altántico",null,"SC_1931_A2","2027-12-31",2027,"2027-12-31",2,0,1,88]
["SC_1933_A1",50,"Solar FV","Nv Barranquilla 110","Altántico",null,"SC_1933_A2","2027-12-31",2027,"2027-12-31",2,0,1,73]
["SC_1934_A1",50,"Solar FV","Nv Barranquilla 110","Altántico",null,"SC_1934_A2","2027-12-31",2027,"2027-12-31",2,0,1,90]
["SC_1935_A1",50,"Solar FV","Nv Barranquilla 110","Altántico",null,"SC_1935_A2","2027-12-31",2027,"2027-12-31",2,0,1,92]
["SC_1954_A1",50,"Solar FV","Tebsa II 110","Altántico",null,"SC_1954_A2","2027-01-31",2027,"2027-01-31",2,0,1,58]
["SC_1955_A1",50,"Solar FV","Tebsa II 110","Altántico",null,"SC_1955_A2","2027-01-31",2027,"2027-01-31",2,0,1,61]
["SC_1956_A1",50,"Solar FV","Tebsa II 110","Altántico",null,"SC_1956_A2","2027-01-31",2027,"2027-01-31",2,0,1,64]
["SC_1958_A1",50,"Solar FV","Tebsa II 110","Altántico",null,"SC_1958_A2","2027-01-31",2027,"2027-01-31",2,0,1,67]
["SC_1962_A1",7.4,"Solar FV","Juan Mina 34.5","Altántico",null,"SC_1962_A2","2024-10-31",2024,"2024-10-31",2,0,1,108]
["SC_1964_A1",99.9,"Solar FV","Sabanalarga 220","Altántico",null,null,"2027-12-31",2027,"2027-12-31",2,0,1,81]
["SC_1965_A1",99.9,"Solar FV","Sabanalarga 220","Altántico",null,null,"2027-12-31",2027,"2027-12-31",2,0,1,94]
["SC_1972_A1",19.899999999999999,"Eólico Onshore","Caracoli 110","Altántico",null,"SC_1972_A2","2025-12-31",2025,"2025-12-31",2,0,1,82]
["SC_1977_A1",9.9,"Solar FV","Galapa 34.5","Altántico",null,"SC_1977_A2","2025-07-31",2025,"2025-07-31",2,0,1,32]
["SC_1997_A1",99.9,"Solar FV","Sabanalarga 220","Altántico",null,null,"2027-12-31",2027,"2027-12-31",2,0,1,77]
["SC_1998_A1",99.9,"Solar FV","Sabanalarga 220","Altántico",null,null,"2027-12-31",2027,"2027-12-31",2,0,1,78]
["SC_2018_A1",4.9000000000000004,"Solar FV","Caracoli 110","Altántico",null,"SC_2018_A2","2025-12-31",2025,"2025-12-31",2,0,1,97]
["SC_2023_A1",50,"Solar FV","Juan Mina 110","Altántico",null,"SC_2023_A2","2025-12-31",2025,"2025-12-31",2,0,1,56]
["SC_2029_A1",9.9,"Solar FV","Baranoa 13.8","Altántico",null,"SC_2029_A2","2025-12-31",2025,"2025-12-31",2,0,1,11]
["SC_2051_A1",19.899999999999999,"Solar FV","Caracoli 110","Altántico",null,null,"2024-11-26",2024,"2024-11-26",2,0,1,99]
["SC_2095_A1",19.899999999999999,"Solar FV","Nv Baranoa 110","Altántico",null,"SC_2095_A2","2025-12-31",2025,"2025-12-31",2,0,1,104]
["SC_2101_A1",9.9,"Solar FV","Campo de la Cruz 34.5","Altántico",null,"SC_2101_A2","2024-12-31",2024,"2024-12-31",2,0,1,54]
["SC_2143_A1",200,"Solar FV","Sabanalarga 500","Altántico",null,"SC_2143_A2","2027-12-31",2027,"2027-12-31",2,0,1,95]
["SC_2219_A1",80,"Solar FV","El Rio 110","Guajira - Cesar - Madgalena",null,"SC_2219_A2","2024-12-31",2024,"2024-12-31",2,0,1,34]
["SC_2220_A1",9.9,"Solar FV","Ponedera 34.5","Altántico",null,"SC_2220_A2","2026-12-31",2026,"2026-12-31",2,0,1,106]
["SC_2225_A1",19.899999999999999,"Eólico Onshore","Caracoli 110","Altántico",null,"SC_2225_A2","2025-12-31",2025,"2025-12-31",2,0,1,30]
["SC_509_A1",9.9,"Solar FV","Galapa 34.5","Altántico",null,"SC_509_A2","2025-07-31",2025,"2025-07-31",2,0,1,2]
["SC_600_A1",42,"Termica - Ciclo abierto","El Rio 110","Altántico",null,null,"2025-12-31",2025,"2025-12-31",2,0,1,4]
["SC_68_A1",400,"Solar FV","Sabanalarga 500","Guajira - Cesar - Madgalena",null,null,"2025-12-31",2025,"2025-12-31",2,0,1,1]
["SC_972_A1",50,"Termica - Ciclo abierto","Flores 220","Altántico",null,"SC_972_A2","2025-12-31",2025,"2025-12-31",2,0,1,45]
["SC_974_A1",50,"Termica - Ciclo abierto","Flores 220","Altántico",null,"SC_974_A2","2025-12-31",2025,"2025-12-31",2,0,1,43]
["SC_975_A1",50,"Termica - Ciclo abierto","Flores 220","Altántico",null,"SC_975_A2","2025-12-31",2025,"2025-12-31",2,0,1,41]
["SC_1002_A2",50,"Solar FV","Malambo 110","Altántico",null,null,"2025-12-31",2025,"2025-12-31",2,0,1,27]
["SC_1068_A2",100,"Termica - Ciclo combinado","Tebsa 110","Altántico",null,null,"2025-12-31",2025,"2025-12-31",2,0,1,14]
["SC_1071_A2",272,"Termica - Ciclo combinado","Tebsa 110","Altántico",null,null,"2025-12-31",2025,"2025-12-31",2,0,1,20]
["SC_1072_A2",120,"Termica - Ciclo combinado","Tebsa 110","Altántico",null,null,"2025-12-31",2025,"2025-12-31",2,0,1,22]
["SC_1173_A2",6.6,"Eólico Onshore","Palermo 13.8","Guajira - Cesar - Madgalena",null,null,"2024-11-30",2024,"2024-11-30",2,0,1,37]
["SC_1183_A2",9.9,"Solar FV","Sabanalarga 34.5","Altántico",null,null,"2026-12-31",2026,"2026-12-31",2,0,1,10]
["SC_1258_A2",19.899999999999999,"Solar FV","Galapa 13.8","Altántico",null,null,"2024-12-31",2024,"2024-12-31",2,0,1,17]
["SC_1289_A2",9.9,"Solar FV","Galapa 34.5","Altántico",null,null,"2024-12-31",2024,"2024-12-31",2,0,1,18]
["SC_1606_A2",6.6,"Eólico Onshore","Palermo 13.8","Guajira - Cesar - Madgalena",null,null,"2024-11-01",2024,"2024-11-01",2,0,1,39]
["SC_1766_A2",99,"Eólico Offshore","El Rio 220","Altántico",null,null,"2025-12-31",2025,"2025-12-31",2,0,1,53]
["SC_1849_A2",110,"Solar FV","Sabanalarga 220","Altántico",null,null,"2028-12-31",2028,"2028-12-31",2,0,1,101]
["SC_1863_A2",50,"Solar FV","Caracoli 220","Altántico",null,null,"2025-12-31",2025,"2025-12-31",2,0,1,76]
["SC_1880_A2",150,"Eólico Onshore","Sabanalarga 500","Altántico",null,null,"2026-12-31",2026,"2026-12-31",2,0,1,50]
["SC_1884_A2",50,"Solar FV","Caracoli 220","Altántico",null,null,"2025-12-31",2025,"2025-12-31",2,0,1,80]
["SC_1885_A2",50,"Solar FV","Salamina EC 110","Altántico",null,"SC_1885_A3","2027-01-31",2027,"2027-01-31",2,0,1,71]
["SC_1924_A2",4.2,"Solar FV","Juan Mina 13.8","Altántico",null,null,"2024-10-31",2024,"2024-10-31",2,0,1,103]
["SC_1927_A2",50,"Solar FV","Juan Mina 110","Altántico",null,null,"2027-12-31",2027,"2027-12-31",2,0,1,87]
["SC_1931_A2",50,"Solar FV","Juan Mina 110","Altántico",null,null,"2027-12-31",2027,"2027-12-31",2,0,1,89]
["SC_1933_A2",50,"Solar FV","Juan Mina 110","Altántico",null,null,"2027-12-31",2027,"2027-12-31",2,0,1,74]
["SC_1934_A2",50,"Solar FV","Juan Mina 110","Altántico",null,null,"2027-12-31",2027,"2027-12-31",2,0,1,91]
["SC_1935_A2",50,"Solar FV","Juan Mina 110","Altántico",null,null,"2027-12-31",2027,"2027-12-31",2,0,1,93]
["SC_1954_A2",50,"Solar FV","Salamina EC 110","Altántico",null,"SC_1954_A3","2027-01-31",2027,"2027-01-31",2,0,1,59]
["SC_1955_A2",50,"Solar FV","Salamina EC 110","Altántico",null,"SC_1955_A3","2027-01-31",2027,"2027-01-31",2,0,1,62]
["SC_1956_A2",50,"Solar FV","Salamina EC 110","Altántico",null,"SC_1956_A3","2027-01-31",2027,"2027-01-31",2,0,1,65]
["SC_1958_A2",50,"Solar FV","Salamina EC 110","Altántico",null,"SC_1958_A3","2027-01-31",2027,"2027-01-31",2,0,1,68]
["SC_1962_A2",7.4,"Solar FV","Juan Mina 13.8","Altántico",null,null,"2024-10-31",2024,"2024-10-31",2,0,1,109]
["SC_1972_A2",19.899999999999999,"Eólico Onshore","Cordialidad 110","Altántico",null,null,"2025-12-31",2025,"2025-12-31",2,0,1,83]
["SC_1977_A2",9.9,"Solar FV","Galapa 13.8","Altántico",null,null,"2025-07-31",2025,"2025-07-31",2,0,1,33]
["SC_2018_A2",4.9000000000000004,"Solar FV","Caracolí 13.8","Altántico",null,null,"2025-12-31",2025,"2025-12-31",2,0,1,98]
["SC_2023_A2",50,"Solar FV","Nv Barranquilla 110","Altántico",null,null,"2025-12-31",2025,"2025-12-31",2,0,1,57]
["SC_2029_A2",9.9,"Solar FV","Nv Baranoa 110","Altántico",null,null,"2025-12-31",2025,"2025-12-31",2,0,1,12]
["SC_2095_A2",19.899999999999999,"Solar FV","Baranoa 13.8","Altántico",null,null,"2025-12-31",2025,"2025-12-31",2,0,1,105]
["SC_2101_A2",9.9,"Solar FV","Campo de la cruz 13.8","Altántico",null,null,"2024-12-31",2024,"2024-12-31",2,0,1,55]
["SC_2143_A2",200,"Solar FV","Sabanalarga 220","Altántico",null,null,"2027-12-31",2027,"2027-12-31",2,0,1,96]
["SC_2219_A2",80,"Solar FV","El Rio 220","Guajira - Cesar - Madgalena",null,null,"2024-12-31",2024,"2024-12-31",2,0,1,35]
["SC_2220_A2",9.9,"Solar FV","Ponedera 13.8","Altántico",null,null,"2026-12-31",2026,"2026-12-31",2,0,1,107]
["SC_2225_A2",19.899999999999999,"Eólico Onshore","Cordialidad 110","Altántico",null,null,"2025-12-31",2025,"2025-12-31",2,0,1,31]
["SC_509_A2",9.9,"Solar FV","Galapa 13.8","Altántico",null,null,"2025-07-31",2025,"2025-07-31",2,0,1,3]
["SC_972_A2",50,"Termica - Ciclo abierto","Nv Barranquilla 220","Altántico",null,null,"2025-12-31",2025,"2025-12-31",2,0,1,46]
["SC_974_A2",50,"Termica - Ciclo abierto","Nv Barranquilla 220","Altántico",null,null,"2025-12-31",2025,"2025-12-31",2,0,1,44]
["SC_975_A2",50,"Termica - Ciclo abierto","Nv Barranquilla 220","Altántico",null,null,"2025-12-31",2025,"2025-12-31",2,0,1,42]
["SC_1885_A3",50,"Solar FV","Malambo 110","Altántico",null,"SC_1885_A1","2027-01-31",2027,"2027-01-31",2,0,1,72]
["SC_1954_A3",50,"Solar FV","Malambo 110","Altántico",null,"SC_1954_A1","2027-01-31",2027,"2027-01-31",2,0,1,60]
["SC_1955_A3",50,"Solar FV","Malambo 110","Altántico",null,"SC_1955_A1","2027-01-31",2027,"2027-01-31",2,0,1,63]
["SC_1956_A3",50,"Solar FV","Malambo 110","Altántico",null,"SC_1956_A1","2027-01-31",2027,"2027-01-31",2,0,1,66]
["SC_1958_A3",50,"Solar FV","Malambo 110","Altántico",null,"SC_1958_A1","2027-01-31",2027,"2027-01-31",2,0,1,69]
["SC_2343_A1",36,"Eólico Onshore","Palermo 110","Altántico",null,"SC_2343_A2","2027-12-31",2027,"2027-12-31",2,0,1,47]
["SC_2343_A2",36,"Eólico Onshore","El Rio 110","Altántico",null,null,"2027-12-31",2027,"2027-12-31",2,0,1,48]
["SC_1308_A1",40,"Solar FV","Sabanalarga 110","Altántico",null,"SC_1308_A2","2025-12-31",2025,"2025-12-31",2,0,1,24]
["SC_1308_A2",40,"Solar FV","Salamina EC 110","Altántico",null,null,"2025-12-31",2025,"2025-12-31",2,0,1,25]
["SC_2110_A1",19.899999999999999,"Solar FV","Salamina 34.5","Altántico",null,"SC_2110_A2","2026-12-31",2026,"2026-12-31",2,0,1,84]
["SC_2110_A2",19.899999999999999,"Solar FV","Salamina EC 110","Altántico",null,null,"2026-12-31",2026,"2026-12-31",2,0,1,85]

{"sheet":"cortocircuito","index":5,"n_rows":2964,"n_cols":3,"rows_kept":2964,"cut":false,"hidden":false,"merged":[]}
["nombre","barra","aportecortocircuito"]
["SC_1885_A1","Caracoli 110",0.151]
["SC_1885_A2","Caracoli 110",0.28399999999999997]
["SC_1885_A3","Caracoli 110",0.75399999999999778]
["SC_1954_A3","Caracoli 110",0.75399999999999778]
["SC_1955_A3","Caracoli 110",0.75399999999999778]
["SC_1956_A3","Caracoli 110",0.75399999999999778]
["SC_1958_A3","Caracoli 110",0.75399999999999778]
["SC_972_A1","Las Flores 110",0.25]
["SC_972_A1","Flores 220",1.21]
["SC_972_A2","Las Flores 110",0.21]
["SC_972_A2","Flores 220",0.81]
["SC_974_A1","Las Flores 110",0.21]
["SC_974_A1","Flores 220",1.21]
["SC_974_A2","Las Flores 110",0.18]
["SC_1885_A1","Sabanalarga 34.5",0.09]
["SC_1885_A2","Sabanalarga 34.5",0.156]
["SC_1885_A3","Sabanalarga 34.5",0]
["SC_1954_A3","Sabanalarga 34.5",0]
["SC_1955_A3","Sabanalarga 34.5",0]
["SC_1956_A3","Sabanalarga 34.5",0]
["SC_1958_A3","Sabanalarga 34.5",0]
["SC_1885_A1","Termoflores 110",0.42599999999999999]
["SC_1885_A2","Termoflores 110",0.154]
["SC_1885_A3","Termoflores 110",0.33500000000000085]
["SC_1954_A3","Termoflores 110",0.33500000000000085]
["SC_1955_A3","Termoflores 110",0.33500000000000085]
["SC_1956_A3","Termoflores 110",0.33500000000000085]
["SC_1958_A3","Termoflores 110",0.33500000000000085]
["SC_1924_A1","Caracoli 110",0.02]
["SC_1924_A2","Caracoli 110",0.05]
["SC_1962_A1","Caracoli 110",0.03]
["SC_1962_A2","Caracoli 110",0.03]
["SC_972_A1","Caracoli 110",0.32]
["SC_972_A2","Caracoli 110",0.34]
["SC_974_A1","Caracoli 110",0.28999999999999998]
["SC_974_A2","Caracoli 110",0.31]
["SC_975_A1","Caracoli 110",0.28999999999999998]
["SC_975_A2","Caracoli 110",0.31]
["SC_1880_A1","Caracoli 220",0.28999999999999998]
["SC_1880_A2","Caracoli 220",0.21]
["SC_1002_A2","Centro 110",0.02]
["SC_1885_A1","Centro 110",8.2000000000000003E-2]
["SC_1885_A2","Centro 110",0.14199999999999999]
["SC_1885_A3","Centro 110",0.28999999999999915]
["SC_1954_A3","Centro 110",0.28999999999999915]
["SC_1955_A3","Centro 110",0.28999999999999915]
["SC_1956_A3","Centro 110",0.28999999999999915]
["SC_1958_A3","Centro 110",0.28999999999999915]
["SC_974_A2","Flores 220",0.81]
["SC_1885_A1","Las Flores 110",0.10199999999999999]
["SC_1885_A2","Las Flores 110",0.152]
["SC_1885_A3","Las Flores 110",0.32799999999999585]
["SC_1924_A1","Las Flores 110",0.02]
["SC_1924_A2","Las Flores 110",0.04]
["SC_1954_A3","Las Flores 110",0.32799999999999585]
["SC_1955_A3","Las Flores 110",0.32799999999999585]
["SC_1956_A3","Las Flores 110",0.32799999999999585]
["SC_1958_A3","Las Flores 110",0.32799999999999585]
["SC_1962_A1","Las Flores 110",0.02]
["SC_1962_A2","Las Flores 110",0.02]
["SC_1645_A1","Malambo 110",0]
["SC_1258_A1","Nv Barranquilla 110",0.01]
["SC_1258_A2","Nv Barranquilla 110",0.01]
["SC_1289_A1","Nv Barranquilla 110",0]
["SC_1289_A2","Nv Barranquilla 110",0]
["SC_1885_A3","Nv Barranquilla 110",5.4999999999999716E-2]
["SC_1954_A3","Nv Barranquilla 110",5.4999999999999716E-2]
["SC_1955_A3","Nv Barranquilla 110",5.4999999999999716E-2]
["SC_1956_A3","Nv Barranquilla 110",5.4999999999999716E-2]
["SC_1958_A3","Nv Barranquilla 110",5.4999999999999716E-2]
["SC_1880_A1","Nv Barranquilla 220",0.28000000000000003]
["SC_1880_A2","Nv Barranquilla 220",0.2]
["SC_1924_A1","Nv Brrquilla 13.8",0.08]
["SC_1924_A2","Nv Brrquilla 13.8",0.23]
["SC_1962_A1","Nv Brrquilla 13.8",0.14000000000000001]
["SC_1962_A2","Nv Brrquilla 13.8",0.14000000000000001]
["SC_974_A2","Nv Brrquilla 13.8",0]
["SC_1885_A1","Oasis 110",0.10100000000000001]
["SC_1885_A2","Oasis 110",0.14499999999999999]
["SC_1885_A3","Oasis 110",0.31199999999999761]
["SC_1954_A3","Oasis 110",0.31199999999999761]
["SC_1955_A3","Oasis 110",0.31199999999999761]
["SC_1956_A3","Oasis 110",0.31199999999999761]
["SC_1958_A3","Oasis 110",0.31199999999999761]
["SC_1880_A1","Sabanalarga 220",0.55000000000000004]
["SC_1880_A2","Sabanalarga 220",0.38]
["SC_2101_A1","Sabanalarga 220",0.09]
["SC_2101_A2","Sabanalarga 220",0.08]
["SC_1880_A1","Sabanalarga 500",0.16]
["SC_1880_A2","Sabanalarga 500",0.24]
["SC_1002_A2","Silencio 110",0.02]
["SC_1258_A1","Tebsa 110",0.01]
["SC_1258_A2","Tebsa 110",0.01]
["SC_1289_A1","Tebsa 110",0]
["SC_1289_A2","Tebsa 110",0]
["SC_600_A1","Tebsa 110",0.06]
["SC_600_A2","Tebsa 110",0.1]
["SC_1880_A1","Tebsa 220",0.37]
["SC_1880_A2","Tebsa 220",0.26]
["SC_68_A1","Tebsa 220",0.44]
["SC_1962_A1","Tebsa II 110",0]
["SC_1962_A2","Tebsa II 110",0]
["SC_1045_A1","Termoflores 110",0.03]
["SC_1045_A2","Termoflores 110",0.03]
["SC_1050_A1","Termoflores 110",0.03]
["SC_1050_A2","Termoflores 110",0.03]
["SC_1068_A1","Termoflores 110",0.23]
["SC_1068_A2","Termoflores 110",0.56000000000000005]
["SC_1071_A1","Termoflores 110",0.24]
["SC_1071_A2","Termoflores 110",0.62]
["SC_1072_A1","Termoflores 110",0.18]
["SC_1072_A2","Termoflores 110",0.63]
["SC_1103_A1","Termoflores 110",0.03]
["SC_1103_A2","Termoflores 110",0.03]
["SC_1137_A1","Termoflores 110",0.03]
["SC_1137_A2","Termoflores 110",0.03]
["SC_1221_A1","Termoflores 110",0.03]
["SC_1221_A2","Termoflores 110",0.03]
["SC_1237_A1","Termoflores 110",0.08]
["SC_1237_A2","Termoflores 110",7.0000000000000007E-2]
["SC_1258_A1","Termoflores 110",0.02]
["SC_1258_A2","Termoflores 110",0.02]
["SC_1404_A1","Termoflores 110",0.03]
["SC_1404_A2","Termoflores 110",0.03]
["SC_1645_A1","Termoflores 110",0]
["SC_1972_A1","Termoflores 110",0.08]
["SC_1972_A2","Termoflores 110",7.0000000000000007E-2]
["SC_2225_A1","Termoflores 110",0.08]
["SC_2225_A2","Termoflores 110",7.0000000000000007E-2]
["SC_600_A1","Termoflores 110",0.03]
["SC_600_A2","Termoflores 110",0.02]
["SC_68_A1","Termoflores 110",0.31]
["SC_1924_A1","Veinte Julio 110",0.01]
["SC_1924_A2","Veinte Julio 110",0.02]
["SC_1962_A1","Veinte Julio 110",0.01]
["SC_1962_A2","Veinte Julio 110",0.01]
["SC_1924_A1","Brrquilla 13.8",0]
["SC_1924_A2","Brrquilla 13.8",0.01]
["SC_974_A2","Brrquilla 13.8",0]
["SC_972_A1","Brrquilla 13.8 3",-0.01]
["SC_972_A2","Brrquilla 13.8 3",-0.01]
["SC_974_A1","Brrquilla 13.8 3",-0.03]
["SC_974_A2","Brrquilla 13.8 3",-0.03]
["SC_975_A1","Brrquilla 13.8 3",-0.03]
["SC_975_A2","Brrquilla 13.8 3",-0.03]
["SC_974_A1","Brrquilla 13.8 4",-0.03]
["SC_974_A2","Brrquilla 13.8 4",0]
["SC_975_A1","Brrquilla 13.8 4",-0.03]
["SC_974_A2","Brrquilla 13.8 5",0]
["SC_2101_A1","Campo de la cruz 13.8",0.16]
["SC_2101_A2","Campo de la cruz 13.8",0.21]
["SC_2101_A1","Campo de la Cruz 34.5",0.08]
["SC_2101_A2","Campo de la Cruz 34.5",0.08]
["SC_1924_A1","Caracoli 1 13.8",0]
["SC_1924_A2","Caracoli 1 13.8",0.01]
["SC_1002_A1","Caracoli 110",0.34]
["SC_1002_A2","Caracoli 110",0.02]
["SC_1045_A1","Caracoli 110",0.04]
["SC_1045_A2","Caracoli 110",0.04]
["SC_1050_A1","Caracoli 110",0.04]
["SC_1050_A2","Caracoli 110",0.04]
["SC_1068_A1","Caracoli 110",0.46]
["SC_1068_A2","Caracoli 110",0.73]
["SC_1071_A1","Caracoli 110",0.45]
["SC_1071_A2","Caracoli 110",0.69]
["SC_1072_A1","Caracoli 110",0.38]
["SC_1072_A2","Caracoli 110",0.81]
["SC_1103_A1","Caracoli 110",0.04]
["SC_1103_A2","Caracoli 110",0.04]
["SC_1137_A1","Caracoli 110",0.04]
["SC_1137_A2","Caracoli 110",0.04]
["SC_1183_A2","Caracoli 110",0.01]
["SC_1208_A1","Caracoli 110",0.03]
["SC_1208_A2","Caracoli 110",0.02]
["SC_1212_A1","Caracoli 110",0.03]
["SC_1212_A2","Caracoli 110",0.02]
["SC_1221_A1","Caracoli 110",0.05]
["SC_1221_A2","Caracoli 110",0.05]
["SC_1237_A1","Caracoli 110",0.41]
["SC_1237_A2","Caracoli 110",0.09]
["SC_1258_A1","Caracoli 110",0.05]
["SC_1258_A2","Caracoli 110",0.04]
["SC_1289_A1","Caracoli 110",0]
["SC_1289_A2","Caracoli 110",0]
["SC_1404_A1","Caracoli 110",0.05]
["SC_1404_A2","Caracoli 110",0.05]
["SC_1849_A1","Caracoli 110",0.11]
["SC_1849_A2","Caracoli 110",0.04]
["SC_1863_A1","Caracoli 110",0.68]
["SC_1863_A2","Caracoli 110",2.5]
["SC_1884_A1","Caracoli 110",0.68]
["SC_1884_A2","Caracoli 110",2.7]
["SC_1927_A1","Caracoli 110",0.23300000000000001]
["SC_1927_A2","Caracoli 110",0.23300000000000001]
["SC_1931_A1","Caracoli 110",0.15]
["SC_1931_A2","Caracoli 110",0.14000000000000001]
["SC_1933_A1","Caracoli 110",0.23300000000000001]
["SC_1933_A2","Caracoli 110",0.21099999999999999]
["SC_1934_A1","Caracoli 110",0.15]
["SC_1934_A2","Caracoli 110",0.14000000000000001]
["SC_1935_A1","Caracoli 110",0.15]
["SC_1935_A2","Caracoli 110",0.14000000000000001]
["SC_1954_A1","Caracoli 110",0.151]
["SC_1954_A2","Caracoli 110",0.28399999999999997]
["SC_1955_A1","Caracoli 110",0.1]
["SC_1955_A2","Caracoli 110",0.2]
["SC_1956_A1","Caracoli 110",0.1]
["SC_1956_A2","Caracoli 110",0.2]
["SC_1958_A1","Caracoli 110",0.151]
["SC_1958_A2","Caracoli 110",0.28399999999999997]
["SC_1964_A1","Caracoli 110",0.11]
["SC_1964_A2","Caracoli 110",1.07]
["SC_1965_A1","Caracoli 110",0.16300000000000001]
["SC_1965_A2","Caracoli 110",2.2890000000000001]
["SC_1972_A1","Caracoli 110",0.41]
["SC_1972_A2","Caracoli 110",0.09]
["SC_1997_A1","Caracoli 110",0.16300000000000001]
["SC_1997_A2","Caracoli 110",2.2890000000000001]
["SC_1998_A1","Caracoli 110",0.16300000000000001]
["SC_1998_A2","Caracoli 110",2.2890000000000001]
["SC_2018_A1","Caracoli 110",0.13]
["SC_2018_A2","Caracoli 110",0.03]
["SC_2023_A1","Caracoli 110",0.15]
["SC_2023_A2","Caracoli 110",0.15]
["SC_2029_A1","Caracoli 110",0.02]
["SC_2029_A2","Caracoli 110",0.09]
["SC_2051_A1","Caracoli 110",0.44]
["SC_2051_A2","Caracoli 110",7.0000000000000007E-2]
["SC_2054_A1","Caracoli 110",0.13]
["SC_2054_A2","Caracoli 110",0.03]
["SC_2095_A1","Caracoli 110",0.1]
["SC_2095_A2","Caracoli 110",0.05]
["SC_2101_A1","Caracoli 110",0.01]
["SC_2101_A2","Caracoli 110",0.01]
["SC_2143_A1","Caracoli 110",0.03]
["SC_2143_A2","Caracoli 110",0.08]
["SC_2182_A1","Caracoli 110",0.96]
["SC_2182_A2","Caracoli 110",2.2999999999999998]
["SC_2219_A1","Caracoli 110",0.19]
["SC_2219_A2","Caracoli 110",0.1]
["SC_2220_A1","Caracoli 110",0]
["SC_2220_A2","Caracoli 110",0.02]
["SC_2225_A1","Caracoli 110",0.41]
["SC_2225_A2","Caracoli 110",0.09]
["SC_509_A1","Caracoli 110",0.05]
["SC_509_A2","Caracoli 110",0.05]
["SC_600_A1","Caracoli 110",0.02]
["SC_600_A2","Caracoli 110",0.02]
["SC_68_A1","Caracoli 110",0.32]
["SC_1002_A1","Caracoli 220",0.12]
["SC_1002_A2","Caracoli 220",0.02]
["SC_1045_A1","Caracoli 220",0.02]
["SC_1045_A2","Caracoli 220",0.02]
["SC_1050_A1","Caracoli 220",0.02]
["SC_1050_A2","Caracoli 220",0.02]
["SC_1068_A1","Caracoli 220",0.67]
["SC_1068_A2","Caracoli 220",0.43]
["SC_1071_A1","Caracoli 220",0.7]
["SC_1071_A2","Caracoli 220",0.16]
["SC_1072_A1","Caracoli 220",0.53]
["SC_1072_A2","Caracoli 220",0.48]
["SC_1103_A1","Caracoli 220",0.02]
["SC_1103_A2","Caracoli 220",0.02]
["SC_1137_A1","Caracoli 220",0.02]
["SC_1137_A2","Caracoli 220",0.02]
["SC_1183_A1","Caracoli 220",0.01]
["SC_1183_A2","Caracoli 220",0.01]
["SC_1208_A1","Caracoli 220",0.01]
["SC_1208_A2","Caracoli 220",0.01]
["SC_1212_A1","Caracoli 220",0.01]
["SC_1212_A2","Caracoli 220",0.01]
["SC_1221_A1","Caracoli 220",0.02]
["SC_1221_A2","Caracoli 220",0.02]
["SC_1237_A1","Caracoli 220",0.1]
["SC_1237_A2","Caracoli 220",0.04]
["SC_1258_A1","Caracoli 220",0.01]
["SC_1258_A2","Caracoli 220",0.01]
["SC_1289_A1","Caracoli 220",0]
["SC_1289_A2","Caracoli 220",0]
["SC_1404_A1","Caracoli 220",0.02]
["SC_1404_A2","Caracoli 220",0.02]
["SC_1766_A1","Caracoli 220",0.16103000000000001]
["SC_1766_A2","Caracoli 220",0.13881099999999999]
["SC_1849_A1","Caracoli 220",0.43]
["SC_1849_A2","Caracoli 220",0.12]
["SC_1863_A1","Caracoli 220",3.8]
["SC_1863_A2","Caracoli 220",1.9]
["SC_1884_A1","Caracoli 220",4.3]
["SC_1884_A2","Caracoli 220",1.5]
["SC_1885_A1","Caracoli 220",0.126]
["SC_1885_A2","Caracoli 220",0.13900000000000001]
["SC_1885_A3","Caracoli 220",0.48499999999999943]
["SC_1924_A1","Caracoli 220",0.01]
["SC_1924_A2","Caracoli 220",0.4]
["SC_1927_A1","Caracoli 220",0.19400000000000001]
["SC_1927_A2","Caracoli 220",0.19400000000000001]
["SC_1931_A1","Caracoli 220",0.13]
["SC_1931_A2","Caracoli 220",0.12]
["SC_1933_A1","Caracoli 220",0.19400000000000001]
["SC_1933_A2","Caracoli 220",0.17699999999999999]
["SC_1934_A1","Caracoli 220",0.13]
["SC_1934_A2","Caracoli 220",0.12]
["SC_1935_A1","Caracoli 220",0.13]
["SC_1935_A2","Caracoli 220",0.12]
["SC_1954_A1","Caracoli 220",0.126]
["SC_1954_A2","Caracoli 220",0.13900000000000001]
["SC_1954_A3","Caracoli 220",0.48499999999999943]
["SC_1955_A1","Caracoli 220",0.08]
["SC_1955_A2","Caracoli 220",0.09]
["SC_1955_A3","Caracoli 220",0.48499999999999943]
["SC_1956_A1","Caracoli 220",0.08]
["SC_1956_A2","Caracoli 220",0.09]
["SC_1956_A3","Caracoli 220",0.48499999999999943]
["SC_1958_A1","Caracoli 220",0.126]
["SC_1958_A2","Caracoli 220",0.13900000000000001]
["SC_1958_A3","Caracoli 220",0.48499999999999943]
["SC_1962_A1","Caracoli 220",0.02]
["SC_1962_A2","Caracoli 220",0.02]
["SC_1964_A1","Caracoli 220",0.09]
["SC_1964_A2","Caracoli 220",0.79]
["SC_1965_A1","Caracoli 220",0.13600000000000001]
["SC_1965_A2","Caracoli 220",1.6439999999999999]
["SC_1972_A1","Caracoli 220",0.1]
["SC_1972_A2","Caracoli 220",0.04]
["SC_1977_A1","Caracoli 220",0.02]
["SC_1977_A2","Caracoli 220",0.02]
["SC_1997_A1","Caracoli 220",0.13600000000000001]
["SC_1997_A2","Caracoli 220",1.6439999999999999]
["SC_1998_A1","Caracoli 220",0.13600000000000001]
["SC_1998_A2","Caracoli 220",1.6439999999999999]
["SC_2018_A1","Caracoli 220",0.03]
["SC_2018_A2","Caracoli 220",0.01]
["SC_2023_A1","Caracoli 220",0.12]
["SC_2023_A2","Caracoli 220",0.12]
["SC_2029_A1","Caracoli 220",0.01]
["SC_2029_A2","Caracoli 220",0.04]
["SC_2051_A1","Caracoli 220",0.11]
["SC_2051_A2","Caracoli 220",0.03]
["SC_2054_A1","Caracoli 220",0.04]
["SC_2054_A2","Caracoli 220",0.01]
["SC_2095_A1","Caracoli 220",0.04]
["SC_2095_A2","Caracoli 220",0.03]
["SC_2101_A1","Caracoli 220",0.01]
["SC_2101_A2","Caracoli 220",0.01]
["SC_2143_A1","Caracoli 220",0.08]
["SC_2143_A2","Caracoli 220",0.21]
["SC_2182_A1","Caracoli 220",3.3]
["SC_2182_A2","Caracoli 220",1.7]
["SC_2219_A1","Caracoli 220",0.11]
["SC_2219_A2","Caracoli 220",0.12]
["SC_2220_A1","Caracoli 220",0]
["SC_2220_A2","Caracoli 220",0.01]
["SC_2225_A1","Caracoli 220",0.1]
["SC_2225_A2","Caracoli 220",0.04]
["SC_509_A1","Caracoli 220",0.02]
["SC_509_A2","Caracoli 220",0.02]
["SC_600_A1","Caracoli 220",0.01]
["SC_600_A2","Caracoli 220",0.01]
["SC_68_A1","Caracoli 220",0.39]
["SC_972_A1","Caracoli 220",0.52]
["SC_972_A2","Caracoli 220",0.55000000000000004]
["SC_974_A1","Caracoli 220",0.5]
["SC_974_A2","Caracoli 220",4]
["SC_975_A1","Caracoli 220",0.5]
["SC_975_A2","Caracoli 220",5]
["SC_1002_A1","Centro 110",0.21]
["SC_1045_A1","Centro 110",0.03]
["SC_1045_A2","Centro 110",0.03]
["SC_1050_A1","Centro 110",0.03]
["SC_1050_A2","Centro 110",0.03]
["SC_1068_A1","Centro 110",0.17]
["SC_1068_A2","Centro 110",0.39]
["SC_1071_A1","Centro 110",0.18]
["SC_1071_A2","Centro 110",0.43]
["SC_1072_A1","Centro 110",0.13]
["SC_1072_A2","Centro 110",0.44]
["SC_1103_A1","Centro 110",0.03]
["SC_1103_A2","Centro 110",0.03]
["SC_1137_A1","Centro 110",0.03]
["SC_1137_A2","Centro 110",0.03]
["SC_1208_A1","Centro 110",0.01]
["SC_1208_A2","Centro 110",0.01]
["SC_1212_A1","Centro 110",0.01]
["SC_1212_A2","Centro 110",0.01]
["SC_1221_A1","Centro 110",0.03]
["SC_1221_A2","Centro 110",0.03]
["SC_1237_A1","Centro 110",0.08]
["SC_1237_A2","Centro 110",0.06]
["SC_1258_A1","Centro 110",0.02]
["SC_1258_A2","Centro 110",0.01]
["SC_1289_A1","Centro 110",0.02]
["SC_1289_A2","Centro 110",0.02]
["SC_1404_A1","Centro 110",0.03]
["SC_1404_A2","Centro 110",0.03]
["SC_1849_A1","Centro 110",7.0000000000000007E-2]
["SC_1849_A2","Centro 110",0.03]
["SC_1924_A1","Centro 110",0.01]
["SC_1924_A2","Centro 110",0.03]
["SC_1927_A1","Centro 110",0.11700000000000001]
["SC_1927_A2","Centro 110",0.11700000000000001]
["SC_1931_A1","Centro 110",0.08]
["SC_1931_A2","Centro 110",0.08]
["SC_1933_A1","Centro 110",0.11700000000000001]
["SC_1933_A2","Centro 110",0.11700000000000001]
["SC_1934_A1","Centro 110",0.08]
["SC_1934_A2","Centro 110",0.08]
["SC_1935_A1","Centro 110",0.08]
["SC_1935_A2","Centro 110",0.08]
["SC_1954_A1","Centro 110",0.08]
["SC_1954_A2","Centro 110",0.127]
["SC_1955_A1","Centro 110",0.05]
["SC_1955_A2","Centro 110",0.09]
["SC_1956_A1","Centro 110",0.05]
["SC_1956_A2","Centro 110",0.09]
["SC_1958_A1","Centro 110",0.08]
["SC_1958_A2","Centro 110",0.127]
["SC_1962_A1","Centro 110",0.02]
["SC_1962_A2","Centro 110",0.02]
["SC_1964_A1","Centro 110",0.06]
["SC_1964_A2","Centro 110",0.1]
["SC_1965_A1","Centro 110",7.6999999999999999E-2]
["SC_1965_A2","Centro 110",0.16800000000000001]
["SC_1972_A1","Centro 110",0.08]
["SC_1972_A2","Centro 110",0.06]
["SC_1997_A1","Centro 110",7.6999999999999999E-2]
["SC_1997_A2","Centro 110",0.16800000000000001]
["SC_1998_A1","Centro 110",7.6999999999999999E-2]
["SC_1998_A2","Centro 110",0.16800000000000001]
["SC_2018_A1","Centro 110",0.01]
["SC_2018_A2","Centro 110",0.01]
["SC_2029_A1","Centro 110",0.01]
["SC_2029_A2","Centro 110",0.01]
["SC_2051_A1","Centro 110",0.06]
["SC_2051_A2","Centro 110",0.04]
["SC_2054_A1","Centro 110",0.01]
["SC_2054_A2","Centro 110",0.01]
["SC_2095_A1","Centro 110",0.03]
["SC_2095_A2","Centro 110",0.02]
["SC_2143_A1","Centro 110",0.02]
["SC_2143_A2","Centro 110",0.06]
["SC_2182_A1","Centro 110",0.59]
["SC_2182_A2","Centro 110",0.3]
["SC_2219_A1","Centro 110",0.11]
["SC_2219_A2","Centro 110",0.05]
["SC_2225_A1","Centro 110",0.08]
["SC_2225_A2","Centro 110",0.06]
["SC_509_A1","Centro 110",0.02]
["SC_509_A2","Centro 110",0.02]
["SC_600_A1","Centro 110",0.02]
["SC_600_A2","Centro 110",0.01]
["SC_68_A1","Centro 110",0.28000000000000003]
["SC_972_A1","Centro 110",0.17]
["SC_972_A2","Centro 110",0.15]
["SC_974_A1","Centro 110",0.15]
["SC_974_A2","Centro 110",0.12]
["SC_975_A1","Centro 110",0.15]
["SC_975_A2","Centro 110",0.12]
["SC_1002_A1","Cordialidad 110",0.14000000000000001]
["SC_1002_A2","Cordialidad 110",0.01]
["SC_1045_A1","Cordialidad 110",0.02]
["SC_1045_A2","Cordialidad 110",0.02]
["SC_1050_A1","Cordialidad 110",0.02]
["SC_1050_A2","Cordialidad 110",0.02]
["SC_1068_A1","Cordialidad 110",0.08]
["SC_1068_A2","Cordialidad 110",0.52]
["SC_1071_A1","Cordialidad 110",0.08]
["SC_1071_A2","Cordialidad 110",0.67]
["SC_1072_A1","Cordialidad 110",0.06]
["SC_1072_A2","Cordialidad 110",0.57999999999999996]
["SC_1103_A1","Cordialidad 110",0.02]
["SC_1103_A2","Cordialidad 110",0.02]
["SC_1137_A1","Cordialidad 110",0.02]
["SC_1137_A2","Cordialidad 110",0.02]
["SC_1237_A1","Cordialidad 110",0.05]
["SC_1237_A2","Cordialidad 110",1.1599999999999999]
["SC_1258_A1","Cordialidad 110",0.01]
["SC_1258_A2","Cordialidad 110",0.01]
["SC_1289_A1","Cordialidad 110",0.01]
["SC_1289_A2","Cordialidad 110",0.01]
["SC_1849_A1","Cordialidad 110",0.03]
["SC_1849_A2","Cordialidad 110",0.01]
["SC_1863_A1","Cordialidad 110",0.26]
["SC_1863_A2","Cordialidad 110",0.13]
["SC_1884_A1","Cordialidad 110",0.27]
["SC_1884_A2","Cordialidad 110",0.14000000000000001]
["SC_1885_A1","Cordialidad 110",5.6000000000000001E-2]
["SC_1885_A2","Cordialidad 110",8.3000000000000004E-2]
["SC_1885_A3","Cordialidad 110",0.15399999999999991]
["SC_1924_A1","Cordialidad 110",0]
["SC_1924_A2","Cordialidad 110",0.01]
["SC_1927_A1","Cordialidad 110",6.9000000000000006E-2]
["SC_1927_A2","Cordialidad 110",6.9000000000000006E-2]
["SC_1931_A1","Cordialidad 110",0.05]
["SC_1931_A2","Cordialidad 110",0.05]
["SC_1933_A1","Cordialidad 110",6.9000000000000006E-2]
["SC_1933_A2","Cordialidad 110",6.9000000000000006E-2]
["SC_1934_A1","Cordialidad 110",0.05]
["SC_1934_A2","Cordialidad 110",0.05]
["SC_1935_A1","Cordialidad 110",0.05]
["SC_1935_A2","Cordialidad 110",0.05]
["SC_1954_A1","Cordialidad 110",4.5999999999999999E-2]
["SC_1954_A2","Cordialidad 110",6.6000000000000003E-2]
["SC_1954_A3","Cordialidad 110",0.15399999999999991]
["SC_1955_A1","Cordialidad 110",0.03]
["SC_1955_A2","Cordialidad 110",0.05]
["SC_1955_A3","Cordialidad 110",0.15399999999999991]
["SC_1956_A1","Cordialidad 110",0.03]
["SC_1956_A2","Cordialidad 110",0.05]
["SC_1956_A3","Cordialidad 110",0.15399999999999991]
["SC_1958_A1","Cordialidad 110",4.5999999999999999E-2]
["SC_1958_A2","Cordialidad 110",6.6000000000000003E-2]
["SC_1958_A3","Cordialidad 110",0.15399999999999991]
["SC_1962_A1","Cordialidad 110",0.01]
["SC_1962_A2","Cordialidad 110",0.01]
["SC_1964_A1","Cordialidad 110",0.03]
["SC_1964_A2","Cordialidad 110",0.05]
["SC_1965_A1","Cordialidad 110",4.9000000000000002E-2]
["SC_1965_A2","Cordialidad 110",8.5000000000000006E-2]
["SC_1972_A1","Cordialidad 110",0.05]
["SC_1972_A2","Cordialidad 110",1.1599999999999999]
["SC_1997_A1","Cordialidad 110",4.9000000000000002E-2]
["SC_1997_A2","Cordialidad 110",8.5000000000000006E-2]
["SC_1998_A1","Cordialidad 110",4.9000000000000002E-2]
["SC_1998_A2","Cordialidad 110",8.5000000000000006E-2]
["SC_2029_A2","Cordialidad 110",0.01]
["SC_2051_A1","Cordialidad 110",0.02]
["SC_2051_A2","Cordialidad 110",0.8]
["SC_2054_A1","Cordialidad 110",0.01]
["SC_2054_A2","Cordialidad 110",0.01]
["SC_2095_A1","Cordialidad 110",0.01]
["SC_2095_A2","Cordialidad 110",0.01]
["SC_2143_A1","Cordialidad 110",0.01]
["SC_2143_A2","Cordialidad 110",0.02]
["SC_2182_A1","Cordialidad 110",0.38]
["SC_2182_A2","Cordialidad 110",0.19]
["SC_2219_A1","Cordialidad 110",0.03]
["SC_2219_A2","Cordialidad 110",0.01]
["SC_2220_A1","Cordialidad 110",0]
["SC_2220_A2","Cordialidad 110",0.01]
["SC_2225_A1","Cordialidad 110",0.05]
["SC_2225_A2","Cordialidad 110",1.1599999999999999]
["SC_509_A1","Cordialidad 110",0.01]
["SC_509_A2","Cordialidad 110",0.01]
["SC_600_A1","Cordialidad 110",0.01]
["SC_600_A2","Cordialidad 110",0.02]
["SC_1045_A1","El Rio 110",0.03]
["SC_1045_A2","El Rio 110",0.03]
["SC_1050_A1","El Rio 110",0.03]
["SC_1050_A2","El Rio 110",0.03]
["SC_1068_A1","El Rio 110",0.28000000000000003]
["SC_1068_A2","El Rio 110",1.48]
["SC_1071_A1","El Rio 110",0.3]
["SC_1071_A2","El Rio 110",1.87]
["SC_1072_A1","El Rio 110",0.23]
["SC_1072_A2","El Rio 110",1.66]
["SC_1103_A1","El Rio 110",0.03]
["SC_1103_A2","El Rio 110",0.03]
["SC_1137_A1","El Rio 110",0.03]
["SC_1137_A2","El Rio 110",0.03]
["SC_1221_A1","El Rio 110",0.03]
["SC_1221_A2","El Rio 110",0.03]
["SC_1237_A1","El Rio 110",0.06]
["SC_1237_A2","El Rio 110",0.08]
["SC_1258_A1","El Rio 110",0.01]
["SC_1258_A2","El Rio 110",0.01]
["SC_1289_A1","El Rio 110",0.01]
["SC_1289_A2","El Rio 110",0.01]
["SC_1404_A1","El Rio 110",0.03]
["SC_1404_A2","El Rio 110",0.03]
["SC_1645_A1","El Rio 110",0]
["SC_1766_A1","El Rio 110",8.6972999999999995E-2]
["SC_1766_A2","El Rio 110",9.9349000000000007E-2]
["SC_1885_A1","El Rio 110",0.11799999999999999]
["SC_1885_A2","El Rio 110",0.13500000000000001]
["SC_1885_A3","El Rio 110",0.25]
["SC_1924_A1","El Rio 110",0.01]
["SC_1924_A2","El Rio 110",0.03]
["SC_1927_A1","El Rio 110",0.14499999999999999]
["SC_1927_A2","El Rio 110",0.14499999999999999]
["SC_1931_A1","El Rio 110",0.1]
["SC_1931_A2","El Rio 110",0.1]
["SC_1933_A1","El Rio 110",0.14499999999999999]
["SC_1933_A2","El Rio 110",0.14399999999999999]
["SC_1934_A1","El Rio 110",0.1]
["SC_1934_A2","El Rio 110",0.1]
["SC_1935_A1","El Rio 110",0.1]
["SC_1935_A2","El Rio 110",0.1]
["SC_1954_A1","El Rio 110",0.11799999999999999]
["SC_1954_A2","El Rio 110",0.13500000000000001]
["SC_1954_A3","El Rio 110",0.25]
["SC_1955_A1","El Rio 110",0.08]
["SC_1955_A2","El Rio 110",0.09]
["SC_1955_A3","El Rio 110",0.25]
["SC_1956_A1","El Rio 110",0.08]
["SC_1956_A2","El Rio 110",0.09]
["SC_1956_A3","El Rio 110",0.25]
["SC_1958_A1","El Rio 110",0.11799999999999999]
["SC_1958_A2","El Rio 110",0.13500000000000001]
["SC_1958_A3","El Rio 110",0.25]
["SC_1962_A1","El Rio 110",0.02]
["SC_1962_A2","El Rio 110",0.02]
["SC_1964_A1","El Rio 110",7.0000000000000007E-2]
["SC_1964_A2","El Rio 110",0.1]
["SC_1965_A1","El Rio 110",9.8000000000000004E-2]
["SC_1965_A2","El Rio 110",0.14099999999999999]
["SC_1972_A1","El Rio 110",0.06]
["SC_1972_A2","El Rio 110",0.08]
["SC_1997_A1","El Rio 110",9.8000000000000004E-2]
["SC_1997_A2","El Rio 110",0.14099999999999999]
["SC_1998_A1","El Rio 110",9.8000000000000004E-2]
["SC_1998_A2","El Rio 110",0.14099999999999999]
["SC_2018_A1","El Rio 110",0.01]
["SC_2018_A2","El Rio 110",0.01]
["SC_2051_A1","El Rio 110",0.03]
["SC_2051_A2","El Rio 110",0.04]
["SC_2101_A1","El Rio 110",0.01]
["SC_2101_A2","El Rio 110",0.01]
["SC_2189_A1","El Rio 110",-0.12527959000000166]
["SC_2189_A2","El Rio 110",4.512923999999785E-2]
["SC_2219_A1","El Rio 110",0.73]
["SC_2219_A2","El Rio 110",0.1]
["SC_2225_A1","El Rio 110",0.06]
["SC_2225_A2","El Rio 110",0.08]
["SC_600_A1","El Rio 110",0.12]
["SC_600_A2","El Rio 110",7.0000000000000007E-2]
["SC_68_A1","El Rio 110",0.34]
["SC_972_A1","El Rio 110",0.21]
["SC_972_A2","El Rio 110",0.19]
["SC_974_A1","El Rio 110",0.18]
["SC_974_A2","El Rio 110",0.15]
["SC_975_A1","El Rio 110",0.18]
["SC_975_A2","El Rio 110",0.15]
["SC_1045_A1","El Rio 220",0.03]
["SC_1045_A2","El Rio 220",0.03]
["SC_1050_A1","El Rio 220",0.03]
["SC_1050_A2","El Rio 220",0.03]
["SC_1068_A1","El Rio 220",0.72]
["SC_1068_A2","El Rio 220",0.52]
["SC_1071_A1","El Rio 220",0.75]
["SC_1071_A2","El Rio 220",0.25]
["SC_1072_A1","El Rio 220",0.56999999999999995]
["SC_1072_A2","El Rio 220",0.57999999999999996]
["SC_1103_A1","El Rio 220",0.03]
["SC_1103_A2","El Rio 220",0.03]
["SC_1137_A1","El Rio 220",0.03]
["SC_1137_A2","El Rio 220",0.03]
["SC_1183_A1","El Rio 220",0.01]
["SC_1183_A2","El Rio 220",0.01]
["SC_1208_A1","El Rio 220",0.01]
["SC_1208_A2","El Rio 220",0.01]
["SC_1212_A1","El Rio 220",0.01]
["SC_1212_A2","El Rio 220",0.01]
["SC_1221_A1","El Rio 220",0.03]
["SC_1221_A2","El Rio 220",0.03]
["SC_1237_A1","El Rio 220",0.05]
["SC_1237_A2","El Rio 220",0.05]
["SC_1258_A1","El Rio 220",0.01]
["SC_1258_A2","El Rio 220",0.01]
["SC_1289_A1","El Rio 220",0]
["SC_1289_A2","El Rio 220",0]
["SC_1404_A1","El Rio 220",0.03]
["SC_1404_A2","El Rio 220",0.03]
["SC_1645_A1","El Rio 220",0]
["SC_1766_A1","El Rio 220",0.16781099999999999]
["SC_1766_A2","El Rio 220",0.25480700000000001]
["SC_1849_A1","El Rio 220",0.17]
["SC_1849_A2","El Rio 220",0.09]
["SC_1885_A1","El Rio 220",0.126]
["SC_1885_A2","El Rio 220",0.111]
["SC_1885_A3","El Rio 220",0.15599999999999881]
["SC_1924_A1","El Rio 220",0.01]
["SC_1924_A2","El Rio 220",0.03]
["SC_1927_A1","El Rio 220",0.154]
["SC_1927_A2","El Rio 220",0.154]
["SC_1931_A1","El Rio 220",0.11]
["SC_1931_A2","El Rio 220",0.1]
["SC_1933_A1","El Rio 220",0.154]
["SC_1933_A2","El Rio 220",0.14899999999999999]
["SC_1934_A1","El Rio 220",0.11]
["SC_1934_A2","El Rio 220",0.1]
["SC_1935_A1","El Rio 220",0.11]
["SC_1935_A2","El Rio 220",0.1]
["SC_1954_A1","El Rio 220",0.126]
["SC_1954_A2","El Rio 220",0.182]
["SC_1954_A3","El Rio 220",0.15599999999999881]
["SC_1955_A1","El Rio 220",0.09]
["SC_1955_A2","El Rio 220",0.13]
["SC_1955_A3","El Rio 220",0.15599999999999881]
["SC_1956_A1","El Rio 220",0.09]
["SC_1956_A2","El Rio 220",0.13]
["SC_1956_A3","El Rio 220",0.15599999999999881]
["SC_1958_A1","El Rio 220",0.126]
["SC_1958_A2","El Rio 220",0.182]
["SC_1958_A3","El Rio 220",0.15599999999999881]
["SC_1962_A1","El Rio 220",0.02]
["SC_1962_A2","El Rio 220",0.02]
["SC_1964_A1","El Rio 220",7.0000000000000007E-2]
["SC_1964_A2","El Rio 220",0.1]
["SC_1965_A1","El Rio 220",9.9000000000000005E-2]
["SC_1965_A2","El Rio 220",0.161]
["SC_1972_A1","El Rio 220",0.05]
["SC_1972_A2","El Rio 220",0.05]
["SC_1977_A1","El Rio 220",0.01]
["SC_1977_A2","El Rio 220",0.01]
["SC_1997_A1","El Rio 220",9.9000000000000005E-2]
["SC_1997_A2","El Rio 220",0.161]
["SC_1998_A1","El Rio 220",9.9000000000000005E-2]
["SC_1998_A2","El Rio 220",0.161]
["SC_2029_A1","El Rio 220",0.01]
["SC_2029_A2","El Rio 220",0.01]
["SC_2095_A1","El Rio 220",0.02]
["SC_2095_A2","El Rio 220",0.02]
["SC_2101_A1","El Rio 220",0.01]
["SC_2101_A2","El Rio 220",0.01]
["SC_2143_A1","El Rio 220",0.06]
["SC_2143_A2","El Rio 220",0.16]
["SC_2219_A1","El Rio 220",0.14000000000000001]
["SC_2219_A2","El Rio 220",0.27]
["SC_2225_A1","El Rio 220",0.05]
["SC_2225_A2","El Rio 220",0.05]
["SC_509_A1","El Rio 220",0.01]
["SC_509_A2","El Rio 220",0.01]
["SC_600_A1","El Rio 220",0.03]
["SC_600_A2","El Rio 220",0.02]
["SC_68_A1","El Rio 220",0.33]
["SC_972_A1","El Rio 220",0.56999999999999995]
["SC_972_A2","El Rio 220",0.47]
["SC_974_A1","El Rio 220",0.55000000000000004]
["SC_974_A2","El Rio 220",5]
["SC_975_A1","El Rio 220",0.55000000000000004]
["SC_975_A2","El Rio 220",6]
["SC_1045_A1","Estadio 110",0.02]
["SC_1045_A2","Estadio 110",0.02]
["SC_1050_A1","Estadio 110",0.02]
["SC_1050_A2","Estadio 110",0.02]
["SC_1068_A1","Estadio 110",0.15]
["SC_1068_A2","Estadio 110",0.36]
["SC_1071_A1","Estadio 110",0.16]
["SC_1071_A2","Estadio 110",0.39]
["SC_1072_A1","Estadio 110",0.12]
["SC_1072_A2","Estadio 110",0.4]
["SC_1103_A1","Estadio 110",0.02]
["SC_1103_A2","Estadio 110",0.02]
["SC_1137_A1","Estadio 110",0.02]
["SC_1137_A2","Estadio 110",0.02]
["SC_1208_A1","Estadio 110",0.01]
["SC_1208_A2","Estadio 110",0.01]
["SC_1212_A1","Estadio 110",0.01]
["SC_1212_A2","Estadio 110",0.01]
["SC_1221_A1","Estadio 110",0.03]
["SC_1221_A2","Estadio 110",0.03]
["SC_1237_A1","Estadio 110",7.0000000000000007E-2]
["SC_1237_A2","Estadio 110",0.06]
["SC_1258_A1","Estadio 110",0.01]
["SC_1258_A2","Estadio 110",0.01]
["SC_1289_A1","Estadio 110",0]
["SC_1289_A2","Estadio 110",0]
["SC_1404_A1","Estadio 110",0.03]
["SC_1404_A2","Estadio 110",0.03]
["SC_1849_A1","Estadio 110",0.06]
["SC_1849_A2","Estadio 110",0.03]
["SC_1885_A1","Estadio 110",7.6999999999999999E-2]
["SC_1885_A2","Estadio 110",0.121]
["SC_1885_A3","Estadio 110",0.24699999999999989]
["SC_1924_A1","Estadio 110",0.01]
["SC_1924_A2","Estadio 110",0.03]
["SC_1927_A1","Estadio 110",0.109]
["SC_1927_A2","Estadio 110",0.109]
["SC_1931_A1","Estadio 110",0.08]
["SC_1931_A2","Estadio 110",0.08]
["SC_1933_A1","Estadio 110",0.109]
["SC_1933_A2","Estadio 110",0.109]
["SC_1934_A1","Estadio 110",0.08]
["SC_1934_A2","Estadio 110",0.08]
["SC_1935_A1","Estadio 110",0.08]
["SC_1935_A2","Estadio 110",0.08]
["SC_1954_A1","Estadio 110",8.2000000000000003E-2]
["SC_1954_A2","Estadio 110",0.14199999999999999]
["SC_1954_A3","Estadio 110",0.24699999999999989]
["SC_1955_A1","Estadio 110",0.06]
["SC_1955_A2","Estadio 110",0.09]
["SC_1955_A3","Estadio 110",0.24699999999999989]
["SC_1956_A1","Estadio 110",0.06]
["SC_1956_A2","Estadio 110",0.09]
["SC_1956_A3","Estadio 110",0.24699999999999989]
["SC_1958_A1","Estadio 110",8.2000000000000003E-2]
["SC_1958_A2","Estadio 110",0.14199999999999999]
["SC_1958_A3","Estadio 110",0.24699999999999989]
["SC_1962_A1","Estadio 110",0.02]
["SC_1962_A2","Estadio 110",0.02]
["SC_1964_A1","Estadio 110",0.05]
["SC_1964_A2","Estadio 110",0.08]
["SC_1965_A1","Estadio 110",7.1999999999999995E-2]
["SC_1965_A2","Estadio 110",0.13100000000000001]
["SC_1972_A1","Estadio 110",7.0000000000000007E-2]
["SC_1972_A2","Estadio 110",0.06]
["SC_1997_A1","Estadio 110",7.1999999999999995E-2]
["SC_1997_A2","Estadio 110",0.13100000000000001]
["SC_1998_A1","Estadio 110",7.1999999999999995E-2]
["SC_1998_A2","Estadio 110",0.13100000000000001]
["SC_2018_A1","Estadio 110",0.01]
["SC_2018_A2","Estadio 110",0.01]
["SC_2143_A1","Estadio 110",0.02]
["SC_2143_A2","Estadio 110",0.05]
["SC_2219_A1","Estadio 110",0.08]
["SC_2219_A2","Estadio 110",0.03]
["SC_2225_A1","Estadio 110",7.0000000000000007E-2]
["SC_2225_A2","Estadio 110",0.06]
["SC_509_A1","Estadio 110",0.02]
["SC_509_A2","Estadio 110",0.01]
["SC_600_A1","Estadio 110",0.02]
["SC_600_A2","Estadio 110",0.02]
["SC_68_A1","Estadio 110",0.25]
["SC_972_A1","Estadio 110",0.15]
["SC_972_A2","Estadio 110",0.13]
["SC_974_A1","Estadio 110",0.12]
["SC_974_A2","Estadio 110",0.1]
["SC_975_A1","Estadio 110",0.12]
["SC_975_A2","Estadio 110",0.1]
["SC_1045_A1","Flores 220",0.03]
["SC_1045_A2","Flores 220",0.03]
["SC_1050_A1","Flores 220",0.03]
["SC_1050_A2","Flores 220",0.03]
["SC_1068_A1","Flores 220",0.61]
["SC_1068_A2","Flores 220",0.47]
["SC_1071_A1","Flores 220",0.63]
["SC_1071_A2","Flores 220",0.25]
["SC_1072_A1","Flores 220",0.48]
["SC_1072_A2","Flores 220",0.52]
["SC_1103_A1","Flores 220",0.03]
["SC_1103_A2","Flores 220",0.03]
["SC_1137_A1","Flores 220",0.03]
["SC_1137_A2","Flores 220",0.03]
["SC_1183_A1","Flores 220",0.01]
["SC_1183_A2","Flores 220",0.01]
["SC_1208_A1","Flores 220",0.01]
["SC_1208_A2","Flores 220",0.01]
["SC_1212_A1","Flores 220",0.01]
["SC_1212_A2","Flores 220",0.01]
["SC_1221_A1","Flores 220",0.03]
["SC_1221_A2","Flores 220",0.03]
["SC_1237_A1","Flores 220",0.05]
["SC_1237_A2","Flores 220",0.04]
["SC_1258_A1","Flores 220",0.01]
["SC_1258_A2","Flores 220",0.01]
["SC_1289_A1","Flores 220",0.01]
["SC_1289_A2","Flores 220",0.01]
["SC_1404_A1","Flores 220",0.03]
["SC_1404_A2","Flores 220",0.03]
["SC_1766_A1","Flores 220",0.256102]
["SC_1766_A2","Flores 220",0.16715099999999999]
["SC_1849_A1","Flores 220",0.22]
["SC_1849_A2","Flores 220",0.11]
["SC_1863_A1","Flores 220",0.3]
["SC_1863_A2","Flores 220",0.26]
["SC_1884_A1","Flores 220",0.4]
["SC_1884_A2","Flores 220",0.3]
["SC_1924_A1","Flores 220",0.01]
["SC_1924_A2","Flores 220",0.4]
["SC_1927_A1","Flores 220",0.28599999999999998]
["SC_1927_A2","Flores 220",0.28599999999999998]
["SC_1931_A1","Flores 220",0.18]
["SC_1931_A2","Flores 220",0.16]
["SC_1933_A1","Flores 220",0.28599999999999998]
["SC_1933_A2","Flores 220",0.245]
["SC_1934_A1","Flores 220",0.18]
["SC_1934_A2","Flores 220",0.16]
["SC_1935_A1","Flores 220",0.18]
["SC_1935_A2","Flores 220",0.16]
["SC_1954_A1","Flores 220",0.115]
["SC_1954_A2","Flores 220",0.13100000000000001]
["SC_1955_A1","Flores 220",0.08]
["SC_1955_A2","Flores 220",0.09]
["SC_1956_A1","Flores 220",0.08]
["SC_1956_A2","Flores 220",0.09]
["SC_1958_A1","Flores 220",0.115]
["SC_1958_A2","Flores 220",0.13100000000000001]
["SC_1962_A1","Flores 220",0.03]
["SC_1962_A2","Flores 220",0.03]
["SC_1964_A1","Flores 220",0.08]
["SC_1964_A2","Flores 220",0.16]
["SC_1965_A1","Flores 220",0.124]
["SC_1965_A2","Flores 220",0.26200000000000001]
["SC_1972_A1","Flores 220",0.05]
["SC_1972_A2","Flores 220",0.04]
["SC_1977_A1","Flores 220",0.02]
["SC_1977_A2","Flores 220",0.02]
["SC_1997_A1","Flores 220",0.124]
["SC_1997_A2","Flores 220",0.26200000000000001]
["SC_1998_A1","Flores 220",0.124]
["SC_1998_A2","Flores 220",0.26200000000000001]
["SC_2018_A1","Flores 220",0.01]
["SC_2018_A2","Flores 220",0.01]
["SC_2023_A1","Flores 220",0.15]
["SC_2023_A2","Flores 220",0.15]
["SC_2029_A1","Flores 220",0.01]
["SC_2029_A2","Flores 220",0.01]
["SC_2051_A1","Flores 220",0.03]
["SC_2051_A2","Flores 220",0.02]
["SC_2054_A1","Flores 220",0.01]
["SC_2054_A2","Flores 220",0.01]
["SC_2095_A1","Flores 220",0.03]
["SC_2095_A2","Flores 220",0.02]
["SC_2143_A1","Flores 220",0.08]
["SC_2143_A2","Flores 220",0.2]
["SC_2182_A1","Flores 220",0.31]
["SC_2182_A2","Flores 220",0.37]
["SC_2219_A1","Flores 220",0.14000000000000001]
["SC_2219_A2","Flores 220",0.18]
["SC_2225_A1","Flores 220",0.05]
["SC_2225_A2","Flores 220",0.04]
["SC_509_A1","Flores 220",0.02]
["SC_509_A2","Flores 220",0.02]
["SC_600_A1","Flores 220",0.02]
["SC_600_A2","Flores 220",0.02]
["SC_68_A1","Flores 220",0.38]
["SC_975_A1","Las Flores 110",0.21]
["SC_975_A1","Flores 220",1.21]
["SC_975_A2","Flores 220",0.81]
["SC_975_A2","Las Flores 110",0.18]
["SC_1045_A1","Galapa 110",0.04]
["SC_1045_A2","Galapa 110",0.04]
["SC_1050_A1","Galapa 110",0.04]
["SC_1050_A2","Galapa 110",0.04]
["SC_1068_A1","Galapa 110",0.05]
["SC_1068_A2","Galapa 110",0.08]
["SC_1071_A1","Galapa 110",0.05]
["SC_1071_A2","Galapa 110",0.08]
["SC_1072_A1","Galapa 110",0.04]
["SC_1072_A2","Galapa 110",0.09]
["SC_1103_A1","Galapa 110",0.04]
["SC_1103_A2","Galapa 110",0.04]
["SC_1137_A1","Galapa 110",0.04]
["SC_1137_A2","Galapa 110",0.04]
["SC_1208_A1","Galapa 110",0.01]
["SC_1212_A1","Galapa 110",0.01]
["SC_1221_A1","Galapa 110",0.05]
["SC_1221_A2","Galapa 110",0.05]
["SC_1237_A1","Galapa 110",0.05]
["SC_1237_A2","Galapa 110",0.04]
["SC_1258_A1","Galapa 110",0.05]
["SC_1258_A2","Galapa 110",0.05]
["SC_1289_A1","Galapa 110",0.01]
["SC_1289_A2","Galapa 110",0.01]
["SC_1404_A1","Galapa 110",0.05]
["SC_1404_A2","Galapa 110",0.05]
["SC_1645_A1","Galapa 110",0]
["SC_1849_A1","Galapa 110",0.02]
["SC_1849_A2","Galapa 110",0.01]
["SC_1885_A1","Galapa 110",2.1000000000000001E-2]
["SC_1885_A2","Galapa 110",2.5999999999999999E-2]
["SC_1885_A3","Galapa 110",3.0000000000000249E-2]
["SC_1924_A1","Galapa 110",0.03]
["SC_1924_A2","Galapa 110",0.1]
["SC_1927_A1","Galapa 110",0.51800000000000002]
["SC_1927_A2","Galapa 110",0.51800000000000002]
["SC_1931_A1","Galapa 110",0.31]
["SC_1931_A2","Galapa 110",0.61]
["SC_1933_A1","Galapa 110",0.51800000000000002]
["SC_1933_A2","Galapa 110",1.155]
["SC_1934_A1","Galapa 110",0.31]
["SC_1934_A2","Galapa 110",0.61]
["SC_1935_A1","Galapa 110",0.31]
["SC_1935_A2","Galapa 110",0.61]
["SC_1954_A1","Galapa 110",0.106]
["SC_1954_A2","Galapa 110",0.124]
["SC_1954_A3","Galapa 110",3.0000000000000249E-2]
["SC_1955_A1","Galapa 110",0.08]
["SC_1955_A2","Galapa 110",0.09]
["SC_1955_A3","Galapa 110",3.0000000000000249E-2]
["SC_1956_A1","Galapa 110",0.08]
["SC_1956_A2","Galapa 110",0.09]
["SC_1956_A3","Galapa 110",3.0000000000000249E-2]
["SC_1958_A1","Galapa 110",0.106]
["SC_1958_A2","Galapa 110",0.124]
["SC_1958_A3","Galapa 110",3.0000000000000249E-2]
["SC_1962_A1","Galapa 110",0.06]
["SC_1962_A2","Galapa 110",0.06]
["SC_1964_A1","Galapa 110",0.02]
["SC_1964_A2","Galapa 110",0.02]
["SC_1965_A1","Galapa 110",2.3E-2]
["SC_1965_A2","Galapa 110",0.03]
["SC_1972_A1","Galapa 110",0.05]
["SC_1972_A2","Galapa 110",0.04]
["SC_1997_A1","Galapa 110",2.3E-2]
["SC_1997_A2","Galapa 110",0.03]
["SC_1998_A1","Galapa 110",2.3E-2]
["SC_1998_A2","Galapa 110",0.03]
["SC_2023_A1","Galapa 110",0.27]
["SC_2023_A2","Galapa 110",0.22]
["SC_2143_A1","Galapa 110",0.01]
["SC_2143_A2","Galapa 110",0.02]
["SC_2225_A1","Galapa 110",0.05]
["SC_2225_A2","Galapa 110",0.04]
["SC_509_A1","Galapa 110",7.0000000000000007E-2]
["SC_509_A2","Galapa 110",7.0000000000000007E-2]
["SC_600_A1","Galapa 110",0.01]
["SC_600_A2","Galapa 110",0.01]
["SC_972_A1","Galapa 110",0.01]
["SC_972_A2","Galapa 110",0.01]
["SC_974_A2","Galapa 110",0]
["SC_1045_A1","Juan Mina 110",0.04]
["SC_1045_A2","Juan Mina 110",0.04]
["SC_1050_A1","Juan Mina 110",0.04]
["SC_1050_A2","Juan Mina 110",0.04]
["SC_1068_A1","Juan Mina 110",0.04]
["SC_1068_A2","Juan Mina 110",0.05]
["SC_1071_A1","Juan Mina 110",0.04]
["SC_1071_A2","Juan Mina 110",0.05]
["SC_1072_A1","Juan Mina 110",0.03]
["SC_1072_A2","Juan Mina 110",0.06]
["SC_1103_A1","Juan Mina 110",0.04]
["SC_1103_A2","Juan Mina 110",0.04]
["SC_1137_A1","Juan Mina 110",0.04]
["SC_1137_A2","Juan Mina 110",0.04]
["SC_1221_A1","Juan Mina 110",0.06]
["SC_1221_A2","Juan Mina 110",0.06]
["SC_1237_A1","Juan Mina 110",0.04]
["SC_1237_A2","Juan Mina 110",0.03]
["SC_1258_A1","Juan Mina 110",0.02]
["SC_1258_A2","Juan Mina 110",0.02]
["SC_1289_A1","Juan Mina 110",0.03]
["SC_1289_A2","Juan Mina 110",0.03]
["SC_1404_A1","Juan Mina 110",0.06]
["SC_1404_A2","Juan Mina 110",0.06]
["SC_1645_A1","Juan Mina 110",0]
["SC_1849_A1","Juan Mina 110",0.02]
["SC_1849_A2","Juan Mina 110",0.01]
["SC_1885_A1","Juan Mina 110",2.1999999999999999E-2]
["SC_1885_A2","Juan Mina 110",2.7E-2]
["SC_1885_A3","Juan Mina 110",3.399999999999892E-2]
["SC_1924_A1","Juan Mina 110",0.04]
["SC_1924_A2","Juan Mina 110",0.13]
["SC_1927_A1","Juan Mina 110",0.55600000000000005]
["SC_1927_A2","Juan Mina 110",0.55600000000000005]
["SC_1931_A1","Juan Mina 110",0.33]
["SC_1931_A2","Juan Mina 110",1.33]
["SC_1933_A1","Juan Mina 110",0.55600000000000005]
["SC_1933_A2","Juan Mina 110",2.6920000000000002]
["SC_1934_A1","Juan Mina 110",0.33]
["SC_1934_A2","Juan Mina 110",1.33]
["SC_1935_A1","Juan Mina 110",0.33]
["SC_1935_A2","Juan Mina 110",1.33]
["SC_1954_A1","Juan Mina 110",0.113]
["SC_1954_A2","Juan Mina 110",0.109]
["SC_1954_A3","Juan Mina 110",3.399999999999892E-2]
["SC_1955_A1","Juan Mina 110",0.08]
["SC_1955_A2","Juan Mina 110",0.08]
["SC_1955_A3","Juan Mina 110",3.399999999999892E-2]
["SC_1956_A1","Juan Mina 110",0.08]
["SC_1956_A2","Juan Mina 110",0.08]
["SC_1956_A3","Juan Mina 110",3.399999999999892E-2]
["SC_1958_A1","Juan Mina 110",0.113]
["SC_1958_A2","Juan Mina 110",0.109]
["SC_1958_A3","Juan Mina 110",3.399999999999892E-2]
["SC_1962_A1","Juan Mina 110",0.08]
["SC_1962_A2","Juan Mina 110",0.08]
["SC_1964_A1","Juan Mina 110",0.02]
["SC_1964_A2","Juan Mina 110",0.02]
["SC_1965_A1","Juan Mina 110",2.4E-2]
["SC_1965_A2","Juan Mina 110",3.1E-2]
["SC_1972_A1","Juan Mina 110",0.04]
["SC_1972_A2","Juan Mina 110",0.03]
["SC_1997_A1","Juan Mina 110",2.4E-2]
["SC_1997_A2","Juan Mina 110",3.1E-2]
["SC_1998_A1","Juan Mina 110",2.4E-2]
["SC_1998_A2","Juan Mina 110",3.1E-2]
["SC_2018_A1","Juan Mina 110",0]
["SC_2018_A2","Juan Mina 110",0]
["SC_2023_A1","Juan Mina 110",0.32]
["SC_2023_A2","Juan Mina 110",0.24]
["SC_2029_A1","Juan Mina 110",0.01]
["SC_2029_A2","Juan Mina 110",1.27]
["SC_2143_A1","Juan Mina 110",0.01]
["SC_2143_A2","Juan Mina 110",0.02]
["SC_2220_A1","Juan Mina 110",0]
["SC_2220_A2","Juan Mina 110",0.01]
["SC_2225_A1","Juan Mina 110",0.04]
["SC_2225_A2","Juan Mina 110",0.03]
["SC_509_A1","Juan Mina 110",0.04]
["SC_509_A2","Juan Mina 110",0.04]
["SC_600_A1","Juan Mina 110",0]
["SC_600_A2","Juan Mina 110",0]
["SC_68_A1","Juan Mina 110",0.08]
["SC_972_A1","Juan Mina 110",0.01]
["SC_972_A2","Juan Mina 110",0.02]
["SC_974_A2","Juan Mina 110",0]
["SC_1924_A1","Juan Mina 13.8",0.31]
["SC_1924_A2","Juan Mina 13.8",1.19]
["SC_1962_A1","Juan Mina 13.8",0.49]
["SC_1962_A2","Juan Mina 13.8",0.76]
["SC_1404_A1","Juan Mina 34.5",0.19]
["SC_1404_A2","Juan Mina 34.5",0.02]
["SC_1924_A1","Juan Mina 34.5",0.25]
["SC_1924_A2","Juan Mina 34.5",0.47]
["SC_1962_A1","Juan Mina 34.5",0.35]
["SC_1962_A2","Juan Mina 34.5",0.28999999999999998]
["SC_1045_A1","Las Flores 110",0.03]
["SC_1045_A2","Las Flores 110",0.03]
["SC_1050_A1","Las Flores 110",0.03]
["SC_1050_A2","Las Flores 110",0.03]
["SC_1068_A1","Las Flores 110",0.24]
["SC_1068_A2","Las Flores 110",0.6]
["SC_1071_A1","Las Flores 110",0.25]
["SC_1071_A2","Las Flores 110",0.67]
["SC_1072_A1","Las Flores 110",0.19]
["SC_1072_A2","Las Flores 110",0.66]
["SC_1103_A1","Las Flores 110",0.03]
["SC_1103_A2","Las Flores 110",0.03]
["SC_1137_A1","Las Flores 110",0.03]
["SC_1137_A2","Las Flores 110",0.03]
["SC_1208_A1","Las Flores 110",0.01]
["SC_1208_A2","Las Flores 110",0.01]
["SC_1212_A1","Las Flores 110",0.01]
["SC_1212_A2","Las Flores 110",0.01]
["SC_1221_A1","Las Flores 110",0.03]
["SC_1221_A2","Las Flores 110",0.03]
["SC_1237_A1","Las Flores 110",0.08]
["SC_1237_A2","Las Flores 110",7.0000000000000007E-2]
["SC_1258_A1","Las Flores 110",0.01]
["SC_1258_A2","Las Flores 110",0.01]
["SC_1289_A1","Las Flores 110",0.02]
["SC_1289_A2","Las Flores 110",0.02]
["SC_1404_A1","Las Flores 110",0.03]
["SC_1404_A2","Las Flores 110",0.03]
["SC_1766_A1","Las Flores 110",0]
["SC_1766_A2","Las Flores 110",0]
["SC_1849_A1","Las Flores 110",0.09]
["SC_1849_A2","Las Flores 110",0.04]
["SC_1927_A1","Las Flores 110",0.14899999999999999]
["SC_1927_A2","Las Flores 110",0.14899999999999999]
["SC_1931_A1","Las Flores 110",0.1]
["SC_1931_A2","Las Flores 110",0.1]
["SC_1933_A1","Las Flores 110",0.14899999999999999]
["SC_1933_A2","Las Flores 110",0.14799999999999999]
["SC_1934_A1","Las Flores 110",0.1]
["SC_1934_A2","Las Flores 110",0.1]
["SC_1935_A1","Las Flores 110",0.1]
["SC_1935_A2","Las Flores 110",0.1]
["SC_1954_A1","Las Flores 110",0.10199999999999999]
["SC_1954_A2","Las Flores 110",0.152]
["SC_1955_A1","Las Flores 110",7.0000000000000007E-2]
["SC_1955_A2","Las Flores 110",0.11]
["SC_1956_A1","Las Flores 110",7.0000000000000007E-2]
["SC_1956_A2","Las Flores 110",0.11]
["SC_1958_A1","Las Flores 110",0.10199999999999999]
["SC_1958_A2","Las Flores 110",0.152]
["SC_1964_A1","Las Flores 110",7.0000000000000007E-2]
["SC_1964_A2","Las Flores 110",0.1]
["SC_1965_A1","Las Flores 110",9.5000000000000001E-2]
["SC_1965_A2","Las Flores 110",0.159]
["SC_1972_A1","Las Flores 110",0.08]
["SC_1972_A2","Las Flores 110",7.0000000000000007E-2]
["SC_1997_A1","Las Flores 110",9.5000000000000001E-2]
["SC_1997_A2","Las Flores 110",0.159]
["SC_1998_A1","Las Flores 110",9.5000000000000001E-2]
["SC_1998_A2","Las Flores 110",0.159]
["SC_2018_A1","Las Flores 110",0.01]
["SC_2018_A2","Las Flores 110",0.01]
["SC_2029_A1","Las Flores 110",0.01]
["SC_2029_A2","Las Flores 110",0.01]
["SC_2051_A1","Las Flores 110",0.02]
["SC_2051_A2","Las Flores 110",0.02]
["SC_2095_A1","Las Flores 110",0.02]
["SC_2095_A2","Las Flores 110",0.02]
["SC_2143_A1","Las Flores 110",0.03]
["SC_2143_A2","Las Flores 110",0.08]
["SC_2219_A1","Las Flores 110",0.21]
["SC_2219_A2","Las Flores 110",7.0000000000000007E-2]
["SC_2225_A1","Las Flores 110",0.08]
["SC_2225_A2","Las Flores 110",7.0000000000000007E-2]
["SC_509_A1","Las Flores 110",0.02]
["SC_509_A2","Las Flores 110",0.02]
["SC_600_A1","Las Flores 110",0.04]
["SC_600_A2","Las Flores 110",0.03]
["SC_1045_A1","Magdalena 110",0.02]
["SC_1045_A2","Magdalena 110",0.02]
["SC_1050_A1","Magdalena 110",0.02]
["SC_1050_A2","Magdalena 110",0.02]
["SC_1068_A1","Magdalena 110",0.21]
["SC_1068_A2","Magdalena 110",1.9]
["SC_1071_A1","Magdalena 110",0.22]
["SC_1071_A2","Magdalena 110",2.52]
["SC_1072_A1","Magdalena 110",0.17]
["SC_1072_A2","Magdalena 110",2.14]
["SC_1103_A1","Magdalena 110",0.02]
["SC_1103_A2","Magdalena 110",0.02]
["SC_1137_A1","Magdalena 110",0.02]
["SC_1137_A2","Magdalena 110",0.02]
["SC_1221_A1","Magdalena 110",0.02]
["SC_1221_A2","Magdalena 110",0.02]
["SC_1237_A1","Magdalena 110",0.06]
["SC_1237_A2","Magdalena 110",0.09]
["SC_1258_A1","Magdalena 110",0.01]
["SC_1258_A2","Magdalena 110",0.01]
["SC_1289_A1","Magdalena 110",0]
["SC_1289_A2","Magdalena 110",0]
["SC_1404_A1","Magdalena 110",0.02]
["SC_1404_A2","Magdalena 110",0.02]
["SC_1766_A1","Magdalena 110",5.4656999999999997E-2]
["SC_1766_A2","Magdalena 110",6.2121000000000003E-2]
["SC_1885_A1","Magdalena 110",9.1999999999999998E-2]
["SC_1885_A2","Magdalena 110",0.104]
["SC_1885_A3","Magdalena 110",0.18299999999999983]
["SC_1924_A1","Magdalena 110",0.01]
["SC_1924_A2","Magdalena 110",0.03]
["SC_1927_A1","Magdalena 110",0.107]
["SC_1927_A2","Magdalena 110",0.107]
["SC_1931_A1","Magdalena 110",7.0000000000000007E-2]
["SC_1931_A2","Magdalena 110",7.0000000000000007E-2]
["SC_1933_A1","Magdalena 110",0.107]
["SC_1933_A2","Magdalena 110",0.107]
["SC_1934_A1","Magdalena 110",7.0000000000000007E-2]
["SC_1934_A2","Magdalena 110",7.0000000000000007E-2]
["SC_1935_A1","Magdalena 110",7.0000000000000007E-2]
["SC_1935_A2","Magdalena 110",7.0000000000000007E-2]
["SC_1954_A1","Magdalena 110",0.106]
["SC_1954_A2","Magdalena 110",0.123]
["SC_1954_A3","Magdalena 110",0.18299999999999983]
["SC_1955_A1","Magdalena 110",0.08]
["SC_1955_A2","Magdalena 110",0.09]
["SC_1955_A3","Magdalena 110",0.18299999999999983]
["SC_1956_A1","Magdalena 110",0.08]
["SC_1956_A2","Magdalena 110",0.09]
["SC_1956_A3","Magdalena 110",0.18299999999999983]
["SC_1958_A1","Magdalena 110",0.106]
["SC_1958_A2","Magdalena 110",0.123]
["SC_1958_A3","Magdalena 110",0.18299999999999983]
["SC_1962_A1","Magdalena 110",0.02]
["SC_1962_A2","Magdalena 110",0.02]
["SC_1964_A1","Magdalena 110",0.05]
["SC_1964_A2","Magdalena 110",7.0000000000000007E-2]
["SC_1965_A1","Magdalena 110",7.3999999999999996E-2]
["SC_1965_A2","Magdalena 110",0.10199999999999999]
["SC_1972_A1","Magdalena 110",0.06]
["SC_1972_A2","Magdalena 110",0.09]
["SC_1997_A1","Magdalena 110",7.3999999999999996E-2]
["SC_1997_A2","Magdalena 110",0.10199999999999999]
["SC_1998_A1","Magdalena 110",7.3999999999999996E-2]
["SC_1998_A2","Magdalena 110",0.10199999999999999]
["SC_2018_A1","Magdalena 110",0.01]
["SC_2018_A2","Magdalena 110",0.01]
["SC_2189_A1","Magdalena 110",-8.7228709999997989E-2]
["SC_2189_A2","Magdalena 110",-1.0706409999997391E-2]
["SC_2219_A1","Magdalena 110",0.21]
["SC_2219_A2","Magdalena 110",0.04]
["SC_2225_A1","Magdalena 110",0.06]
["SC_2225_A2","Magdalena 110",0.09]
["SC_600_A1","Magdalena 110",0.05]
["SC_600_A2","Magdalena 110",0.12]
["SC_68_A1","Magdalena 110",0.28999999999999998]
["SC_972_A1","Magdalena 110",0.14000000000000001]
["SC_972_A2","Magdalena 110",0.12]
["SC_974_A1","Magdalena 110",0.1]
["SC_974_A2","Magdalena 110",0.09]
["SC_975_A1","Magdalena 110",0.1]
["SC_975_A2","Magdalena 110",0.05]
["SC_1002_A1","Malambo 110",0.19]
["SC_1002_A2","Malambo 110",0.06]
["SC_1045_A1","Malambo 110",0.02]
["SC_1045_A2","Malambo 110",0.02]
["SC_1050_A1","Malambo 110",0.02]
["SC_1050_A2","Malambo 110",0.02]
["SC_1068_A1","Malambo 110",7.0000000000000007E-2]
["SC_1068_A2","Malambo 110",0.13]
["SC_1071_A1","Malambo 110",7.0000000000000007E-2]
["SC_1071_A2","Malambo 110",0.13]
["SC_1072_A1","Malambo 110",0.05]
["SC_1072_A2","Malambo 110",0.14000000000000001]
["SC_1103_A1","Malambo 110",0.02]
["SC_1103_A2","Malambo 110",0.02]
["SC_1137_A1","Malambo 110",0.02]
["SC_1137_A2","Malambo 110",0.02]
["SC_1208_A1","Malambo 110",0.03]
["SC_1208_A2","Malambo 110",0.02]
["SC_1212_A1","Malambo 110",0.03]
["SC_1212_A2","Malambo 110",0.02]
["SC_1221_A1","Malambo 110",0.02]
["SC_1221_A2","Malambo 110",0.02]
["SC_1237_A1","Malambo 110",7.0000000000000007E-2]
["SC_1237_A2","Malambo 110",0.05]
["SC_1258_A1","Malambo 110",0.01]
["SC_1258_A2","Malambo 110",0.01]
["SC_1289_A1","Malambo 110",0]
["SC_1289_A2","Malambo 110",0]
["SC_1404_A1","Malambo 110",0.02]
["SC_1404_A2","Malambo 110",0.02]
["SC_1849_A1","Malambo 110",0.03]
["SC_1849_A2","Malambo 110",0.02]
["SC_1863_A1","Malambo 110",0.38]
["SC_1863_A2","Malambo 110",0.2]
["SC_1884_A1","Malambo 110",0.38]
["SC_1884_A2","Malambo 110",0.3]
["SC_1885_A1","Malambo 110",5.1999999999999998E-2]
["SC_1885_A2","Malambo 110",0.16600000000000001]
["SC_1885_A3","Malambo 110",1.7699999999999996]
["SC_1924_A1","Malambo 110",0]
["SC_1924_A2","Malambo 110",0.02]
["SC_1927_A1","Malambo 110",7.1999999999999995E-2]
["SC_1927_A2","Malambo 110",7.1999999999999995E-2]
["SC_1931_A1","Malambo 110",0.05]
["SC_1931_A2","Malambo 110",0.05]
["SC_1933_A1","Malambo 110",7.1999999999999995E-2]
["SC_1933_A2","Malambo 110",7.1999999999999995E-2]
["SC_1934_A1","Malambo 110",0.05]
["SC_1934_A2","Malambo 110",0.05]
["SC_1935_A1","Malambo 110",0.05]
["SC_1935_A2","Malambo 110",0.05]
["SC_1954_A1","Malambo 110",4.9000000000000002E-2]
["SC_1954_A2","Malambo 110",0.159]
["SC_1954_A3","Malambo 110",1.7699999999999996]
["SC_1955_A1","Malambo 110",0.03]
["SC_1955_A2","Malambo 110",0.11]
["SC_1955_A3","Malambo 110",1.7699999999999996]
["SC_1956_A1","Malambo 110",0.03]
["SC_1956_A2","Malambo 110",0.11]
["SC_1956_A3","Malambo 110",1.7699999999999996]
["SC_1958_A1","Malambo 110",4.9000000000000002E-2]
["SC_1958_A2","Malambo 110",0.159]
["SC_1958_A3","Malambo 110",1.7699999999999996]
["SC_1962_A1","Malambo 110",0.01]
["SC_1962_A2","Malambo 110",0.01]
["SC_1964_A1","Malambo 110",0.04]
["SC_1964_A2","Malambo 110",0.12]
["SC_1965_A1","Malambo 110",5.3999999999999999E-2]
["SC_1965_A2","Malambo 110",0.221]
["SC_1972_A1","Malambo 110",7.0000000000000007E-2]
["SC_1972_A2","Malambo 110",0.05]
["SC_1997_A1","Malambo 110",5.3999999999999999E-2]
["SC_1997_A2","Malambo 110",0.221]
["SC_1998_A1","Malambo 110",5.3999999999999999E-2]
["SC_1998_A2","Malambo 110",0.221]
["SC_2018_A1","Malambo 110",0.02]
["SC_2018_A2","Malambo 110",0.01]
["SC_2029_A1","Malambo 110",0.03]
["SC_2029_A2","Malambo 110",0.03]
["SC_2051_A1","Malambo 110",0.06]
["SC_2051_A2","Malambo 110",0.02]
["SC_2054_A1","Malambo 110",0.02]
["SC_2054_A2","Malambo 110",0.01]
["SC_2095_A1","Malambo 110",0.26]
["SC_2095_A2","Malambo 110",0.06]
["SC_2143_A1","Malambo 110",0.01]
["SC_2143_A2","Malambo 110",0.03]
["SC_2182_A1","Malambo 110",0.55000000000000004]
["SC_2182_A2","Malambo 110",0.21]
["SC_2220_A1","Malambo 110",0]
["SC_2220_A2","Malambo 110",0.01]
["SC_2225_A1","Malambo 110",7.0000000000000007E-2]
["SC_2225_A2","Malambo 110",0.05]
["SC_509_A1","Malambo 110",0.02]
["SC_509_A2","Malambo 110",0.01]
["SC_600_A1","Malambo 110",0]
["SC_600_A2","Malambo 110",0]
["SC_68_A1","Malambo 110",0.2]
["SC_972_A1","Malambo 110",0.05]
["SC_972_A2","Malambo 110",0.05]
["SC_974_A1","Malambo 110",0.04]
["SC_974_A2","Malambo 110",0.03]
["SC_975_A1","Malambo 110",0.04]
["SC_975_A2","Malambo 110",0.03]
["SC_1045_A1","Norte 110",0.06]
["SC_1045_A2","Norte 110",0.17]
["SC_1050_A1","Norte 110",0.06]
["SC_1050_A2","Norte 110",0.17]
["SC_1068_A1","Norte 110",0.03]
["SC_1068_A2","Norte 110",0.04]
["SC_1071_A1","Norte 110",0.04]
["SC_1071_A2","Norte 110",0.03]
["SC_1072_A1","Norte 110",0.03]
["SC_1072_A2","Norte 110",0.04]
["SC_1103_A1","Norte 110",0.06]
["SC_1103_A2","Norte 110",0.17]
["SC_1137_A1","Norte 110",0.06]
["SC_1137_A2","Norte 110",0.17]
["SC_1221_A1","Norte 110",0.04]
["SC_1221_A2","Norte 110",0.04]
["SC_1237_A1","Norte 110",0.03]
["SC_1237_A2","Norte 110",0.02]
["SC_1258_A1","Norte 110",0.01]
["SC_1258_A2","Norte 110",0.01]
["SC_1289_A1","Norte 110",0.01]
["SC_1289_A2","Norte 110",0.01]
["SC_1404_A1","Norte 110",0.04]
["SC_1404_A2","Norte 110",0.04]
["SC_1645_A1","Norte 110",0]
["SC_1849_A1","Norte 110",0.02]
["SC_1849_A2","Norte 110",0.01]
["SC_1885_A1","Norte 110",3.2000000000000001E-2]
["SC_1885_A2","Norte 110",0.04]
["SC_1885_A3","Norte 110",5.1000000000000156E-2]
["SC_1924_A1","Norte 110",0.04]
["SC_1924_A2","Norte 110",0.11]
["SC_1927_A1","Norte 110",1.397]
["SC_1927_A2","Norte 110",1.397]
["SC_1931_A1","Norte 110",0.73]
["SC_1931_A2","Norte 110",0.54]
["SC_1933_A1","Norte 110",1.397]
["SC_1933_A2","Norte 110",0.95399999999999996]
["SC_1934_A1","Norte 110",0.73]
["SC_1934_A2","Norte 110",0.54]
["SC_1935_A1","Norte 110",0.73]
["SC_1935_A2","Norte 110",0.54]
["SC_1954_A1","Norte 110",9.8000000000000004E-2]
["SC_1954_A2","Norte 110",0.14499999999999999]
["SC_1954_A3","Norte 110",5.1000000000000156E-2]
["SC_1955_A1","Norte 110",7.0000000000000007E-2]
["SC_1955_A2","Norte 110",0.1]
["SC_1955_A3","Norte 110",5.1000000000000156E-2]
["SC_1956_A1","Norte 110",7.0000000000000007E-2]
["SC_1956_A2","Norte 110",0.1]
["SC_1956_A3","Norte 110",5.1000000000000156E-2]
["SC_1958_A1","Norte 110",9.8000000000000004E-2]
["SC_1958_A2","Norte 110",0.14499999999999999]
["SC_1958_A3","Norte 110",5.1000000000000156E-2]
["SC_1962_A1","Norte 110",7.0000000000000007E-2]
["SC_1962_A2","Norte 110",7.0000000000000007E-2]
["SC_1964_A1","Norte 110",0.02]
["SC_1964_A2","Norte 110",0.03]
["SC_1965_A1","Norte 110",3.5000000000000003E-2]
["SC_1965_A2","Norte 110",4.9000000000000002E-2]
["SC_1972_A1","Norte 110",0.03]
["SC_1972_A2","Norte 110",0.02]
["SC_1997_A1","Norte 110",3.5000000000000003E-2]
["SC_1997_A2","Norte 110",4.9000000000000002E-2]
["SC_1998_A1","Norte 110",3.5000000000000003E-2]
["SC_1998_A2","Norte 110",4.9000000000000002E-2]
["SC_2023_A1","Norte 110",0.35]
["SC_2023_A2","Norte 110",0.35]
["SC_2029_A2","Norte 110",0.01]
["SC_2143_A1","Norte 110",0.01]
["SC_2143_A2","Norte 110",0.02]
["SC_2225_A1","Norte 110",0.03]
["SC_2225_A2","Norte 110",0.02]
["SC_509_A1","Norte 110",0.02]
["SC_509_A2","Norte 110",0.02]
["SC_600_A1","Norte 110",0.01]
["SC_600_A2","Norte 110",0.01]
["SC_68_A1","Norte 110",0.11]
["SC_972_A1","Norte 110",0.02]
["SC_972_A2","Norte 110",0.04]
["SC_974_A1","Norte 110",0.01]
["SC_974_A2","Norte 110",0.02]
["SC_975_A1","Norte 110",0.01]
["SC_975_A2","Norte 110",0.02]
["SC_1002_A1","Nv Baranoa 110",0.08]
["SC_1002_A2","Nv Baranoa 110",0.01]
["SC_1045_A1","Nv Baranoa 110",0.01]
["SC_1045_A2","Nv Baranoa 110",0.01]
["SC_1050_A1","Nv Baranoa 110",0.01]
["SC_1050_A2","Nv Baranoa 110",0.01]
["SC_1068_A1","Nv Baranoa 110",0.02]
["SC_1068_A2","Nv Baranoa 110",0.02]
["SC_1071_A1","Nv Baranoa 110",0.02]
["SC_1071_A2","Nv Baranoa 110",0.02]
["SC_1072_A1","Nv Baranoa 110",0.02]
["SC_1072_A2","Nv Baranoa 110",0.03]
["SC_1103_A1","Nv Baranoa 110",0.01]
["SC_1103_A2","Nv Baranoa 110",0.01]
["SC_1137_A1","Nv Baranoa 110",0.01]
["SC_1137_A2","Nv Baranoa 110",0.01]
["SC_1208_A1","Nv Baranoa 110",0.08]
["SC_1208_A2","Nv Baranoa 110",0.03]
["SC_1212_A1","Nv Baranoa 110",0.08]
["SC_1212_A2","Nv Baranoa 110",0.03]
["SC_1221_A1","Nv Baranoa 110",0.01]
["SC_1221_A2","Nv Baranoa 110",0.01]
["SC_1237_A1","Nv Baranoa 110",0.03]
["SC_1237_A2","Nv Baranoa 110",0.02]
["SC_1258_A1","Nv Baranoa 110",0]
["SC_1258_A2","Nv Baranoa 110",0]
["SC_1289_A1","Nv Baranoa 110",0.01]
["SC_1289_A2","Nv Baranoa 110",0.01]
["SC_1404_A1","Nv Baranoa 110",0.01]
["SC_1404_A2","Nv Baranoa 110",0.01]
["SC_1815_A1","Nv Baranoa 110",0]
["SC_1815_A2","Nv Baranoa 110",0]
["SC_1849_A1","Nv Baranoa 110",0.01]
["SC_1849_A2","Nv Baranoa 110",0.01]
["SC_1885_A1","Nv Baranoa 110",3.1E-2]
["SC_1885_A2","Nv Baranoa 110",0.22600000000000001]
["SC_1885_A3","Nv Baranoa 110",0.24399999999999977]
["SC_1924_A1","Nv Baranoa 110",0]
["SC_1924_A2","Nv Baranoa 110",0.1]
["SC_1927_A1","Nv Baranoa 110",4.2000000000000003E-2]
["SC_1927_A2","Nv Baranoa 110",4.2000000000000003E-2]
["SC_1931_A1","Nv Baranoa 110",0.03]
["SC_1931_A2","Nv Baranoa 110",0.03]
["SC_1933_A1","Nv Baranoa 110",4.2000000000000003E-2]
["SC_1933_A2","Nv Baranoa 110",4.2000000000000003E-2]
["SC_1934_A1","Nv Baranoa 110",0.03]
["SC_1934_A2","Nv Baranoa 110",0.03]
["SC_1935_A1","Nv Baranoa 110",0.03]
["SC_1935_A2","Nv Baranoa 110",0.03]
["SC_1954_A1","Nv Baranoa 110",5.5E-2]
["SC_1954_A2","Nv Baranoa 110",0.22600000000000001]
["SC_1954_A3","Nv Baranoa 110",0.24399999999999977]
["SC_1955_A1","Nv Baranoa 110",0.04]
["SC_1955_A2","Nv Baranoa 110",0.16]
["SC_1955_A3","Nv Baranoa 110",0.24399999999999977]
["SC_1956_A1","Nv Baranoa 110",0.04]
["SC_1956_A2","Nv Baranoa 110",0.16]
["SC_1956_A3","Nv Baranoa 110",0.24399999999999977]
["SC_1958_A1","Nv Baranoa 110",5.5E-2]
["SC_1958_A2","Nv Baranoa 110",0.22600000000000001]
["SC_1958_A3","Nv Baranoa 110",0.24399999999999977]
["SC_1962_A1","Nv Baranoa 110",0.01]
["SC_1962_A2","Nv Baranoa 110",0.01]
["SC_1964_A1","Nv Baranoa 110",0.03]
["SC_1964_A2","Nv Baranoa 110",0.03]
["SC_1965_A1","Nv Baranoa 110",3.9E-2]
["SC_1965_A2","Nv Baranoa 110",4.3999999999999997E-2]
["SC_1972_A1","Nv Baranoa 110",0.03]
["SC_1972_A2","Nv Baranoa 110",0.02]
["SC_1997_A1","Nv Baranoa 110",3.9E-2]
["SC_1997_A2","Nv Baranoa 110",4.3999999999999997E-2]
["SC_1998_A1","Nv Baranoa 110",3.9E-2]
["SC_1998_A2","Nv Baranoa 110",4.3999999999999997E-2]
["SC_2029_A1","Nv Baranoa 110",0.06]
["SC_2029_A2","Nv Baranoa 110",0.08]
["SC_2051_A1","Nv Baranoa 110",0.01]
["SC_2054_A1","Nv Baranoa 110",0.01]
["SC_2054_A2","Nv Baranoa 110",0.01]
["SC_2095_A1","Nv Baranoa 110",1.25]
["SC_2095_A2","Nv Baranoa 110",0.13]
["SC_2143_A1","Nv Baranoa 110",0.01]
["SC_2143_A2","Nv Baranoa 110",0.01]
["SC_2220_A1","Nv Baranoa 110",0]
["SC_2220_A2","Nv Baranoa 110",0.01]
["SC_2225_A1","Nv Baranoa 110",0.03]
["SC_2225_A2","Nv Baranoa 110",0.02]
["SC_509_A1","Nv Baranoa 110",0]
["SC_509_A2","Nv Baranoa 110",0]
["SC_600_A1","Nv Baranoa 110",0]
["SC_600_A2","Nv Baranoa 110",0]
["SC_68_A1","Nv Baranoa 110",0.13]
["SC_972_A1","Nv Baranoa 110",0.02]
["SC_972_A2","Nv Baranoa 110",0.02]
["SC_974_A2","Nv Baranoa 110",0]
["SC_1002_A1","Nv Barranquilla 110",0.03]
["SC_1002_A2","Nv Barranquilla 110",0]
["SC_1045_A1","Nv Barranquilla 110",0.06]
["SC_1045_A2","Nv Barranquilla 110",0.2]
["SC_1050_A1","Nv Barranquilla 110",0.06]
["SC_1050_A2","Nv Barranquilla 110",0.2]
["SC_1068_A1","Nv Barranquilla 110",0.04]
["SC_1068_A2","Nv Barranquilla 110",0.04]
["SC_1071_A1","Nv Barranquilla 110",0.04]
["SC_1071_A2","Nv Barranquilla 110",0.04]
["SC_1072_A1","Nv Barranquilla 110",0.03]
["SC_1072_A2","Nv Barranquilla 110",0.05]
["SC_1103_A1","Nv Barranquilla 110",0.06]
["SC_1103_A2","Nv Barranquilla 110",0.2]
["SC_1137_A1","Nv Barranquilla 110",0.06]
["SC_1137_A2","Nv Barranquilla 110",0.2]
["SC_1221_A1","Nv Barranquilla 110",0.04]
["SC_1221_A2","Nv Barranquilla 110",0.04]
["SC_1237_A1","Nv Barranquilla 110",0.03]
["SC_1237_A2","Nv Barranquilla 110",0.03]
["SC_1404_A1","Nv Barranquilla 110",0.04]
["SC_1404_A2","Nv Barranquilla 110",0.04]
["SC_1645_A1","Nv Barranquilla 110",0]
["SC_1849_A1","Nv Barranquilla 110",0.02]
["SC_1849_A2","Nv Barranquilla 110",0.01]
["SC_1863_A1","Nv Barranquilla 110",0.06]
["SC_1863_A2","Nv Barranquilla 110",0.08]
["SC_1884_A1","Nv Barranquilla 110",0.1]
["SC_1884_A2","Nv Barranquilla 110",0.1]
["SC_1885_A1","Nv Barranquilla 110",3.4000000000000002E-2]
["SC_1885_A2","Nv Barranquilla 110",4.2999999999999997E-2]
["SC_1924_A1","Nv Barranquilla 110",0.04]
["SC_1924_A2","Nv Barranquilla 110",0.12]
["SC_1927_A1","Nv Barranquilla 110",1.5449999999999999]
["SC_1927_A2","Nv Barranquilla 110",1.5449999999999999]
["SC_1931_A1","Nv Barranquilla 110",0.8]
["SC_1931_A2","Nv Barranquilla 110",0.59]
["SC_1933_A1","Nv Barranquilla 110",1.5449999999999999]
["SC_1933_A2","Nv Barranquilla 110",1.0449999999999999]
["SC_1934_A1","Nv Barranquilla 110",0.8]
["SC_1934_A2","Nv Barranquilla 110",0.59]
["SC_1935_A1","Nv Barranquilla 110",0.8]
["SC_1935_A2","Nv Barranquilla 110",0.59]
["SC_1954_A1","Nv Barranquilla 110",9.1999999999999998E-2]
["SC_1954_A2","Nv Barranquilla 110",0.104]
["SC_1955_A1","Nv Barranquilla 110",0.06]
["SC_1955_A2","Nv Barranquilla 110",7.0000000000000007E-2]
["SC_1956_A1","Nv Barranquilla 110",0.06]
["SC_1956_A2","Nv Barranquilla 110",7.0000000000000007E-2]
["SC_1958_A1","Nv Barranquilla 110",9.1999999999999998E-2]
["SC_1958_A2","Nv Barranquilla 110",0.104]
["SC_1962_A1","Nv Barranquilla 110",7.0000000000000007E-2]
["SC_1962_A2","Nv Barranquilla 110",7.0000000000000007E-2]
["SC_1964_A1","Nv Barranquilla 110",0.03]
["SC_1964_A2","Nv Barranquilla 110",0.04]
["SC_1965_A1","Nv Barranquilla 110",3.7999999999999999E-2]
["SC_1965_A2","Nv Barranquilla 110",5.1999999999999998E-2]
["SC_1972_A1","Nv Barranquilla 110",0.03]
["SC_1972_A2","Nv Barranquilla 110",0.03]
["SC_1997_A1","Nv Barranquilla 110",3.7999999999999999E-2]
["SC_1997_A2","Nv Barranquilla 110",5.1999999999999998E-2]
["SC_1998_A1","Nv Barranquilla 110",3.7999999999999999E-2]
["SC_1998_A2","Nv Barranquilla 110",5.1999999999999998E-2]
["SC_2018_A1","Nv Barranquilla 110",0]
["SC_2018_A2","Nv Barranquilla 110",0]
["SC_2023_A1","Nv Barranquilla 110",0.36]
["SC_2023_A2","Nv Barranquilla 110",0.36]
["SC_2029_A1","Nv Barranquilla 110",0.01]
["SC_2029_A2","Nv Barranquilla 110",0.13]
["SC_2051_A1","Nv Barranquilla 110",0.01]
["SC_2051_A2","Nv Barranquilla 110",0.01]
["SC_2143_A1","Nv Barranquilla 110",0.01]
["SC_2143_A2","Nv Barranquilla 110",0.02]
["SC_2182_A1","Nv Barranquilla 110",0.1]
["SC_2182_A2","Nv Barranquilla 110",0.11]
["SC_2225_A1","Nv Barranquilla 110",0.03]
["SC_2225_A2","Nv Barranquilla 110",0.03]
["SC_509_A1","Nv Barranquilla 110",0.02]
["SC_509_A2","Nv Barranquilla 110",0.02]
["SC_600_A1","Nv Barranquilla 110",0]
["SC_600_A2","Nv Barranquilla 110",0]
["SC_68_A1","Nv Barranquilla 110",0.12]
["SC_972_A1","Nv Barranquilla 110",0.03]
["SC_972_A2","Nv Barranquilla 110",0.04]
["SC_974_A1","Nv Barranquilla 110",0.01]
["SC_974_A2","Nv Barranquilla 110",0.02]
["SC_975_A1","Nv Barranquilla 110",0.01]
["SC_975_A2","Nv Barranquilla 110",0.02]
["SC_1002_A1","Nv Barranquilla 220",0.1]
["SC_1002_A2","Nv Barranquilla 220",0.01]
["SC_1045_A1","Nv Barranquilla 220",0.03]
["SC_1045_A2","Nv Barranquilla 220",0.05]
["SC_1050_A1","Nv Barranquilla 220",0.03]
["SC_1050_A2","Nv Barranquilla 220",0.05]
["SC_1068_A1","Nv Barranquilla 220",0.55000000000000004]
["SC_1068_A2","Nv Barranquilla 220",0.4]
["SC_1071_A1","Nv Barranquilla 220",0.56999999999999995]
["SC_1071_A2","Nv Barranquilla 220",0.2]
["SC_1072_A1","Nv Barranquilla 220",0.43]
["SC_1072_A2","Nv Barranquilla 220",0.45]
["SC_1103_A1","Nv Barranquilla 220",0.03]
["SC_1103_A2","Nv Barranquilla 220",0.05]
["SC_1137_A1","Nv Barranquilla 220",0.03]
["SC_1137_A2","Nv Barranquilla 220",0.05]
["SC_1183_A1","Nv Barranquilla 220",0.01]
["SC_1183_A2","Nv Barranquilla 220",0.01]
["SC_1208_A1","Nv Barranquilla 220",0.01]
["SC_1208_A2","Nv Barranquilla 220",0.01]
["SC_1212_A1","Nv Barranquilla 220",0.01]
["SC_1212_A2","Nv Barranquilla 220",0.01]
["SC_1221_A1","Nv Barranquilla 220",0.02]
["SC_1221_A2","Nv Barranquilla 220",0.02]
["SC_1237_A1","Nv Barranquilla 220",0.04]
["SC_1237_A2","Nv Barranquilla 220",0.04]
["SC_1258_A1","Nv Barranquilla 220",0.02]
["SC_1258_A2","Nv Barranquilla 220",0.02]
["SC_1289_A1","Nv Barranquilla 220",0.01]
["SC_1289_A2","Nv Barranquilla 220",0.01]
["SC_1404_A1","Nv Barranquilla 220",0.02]
["SC_1404_A2","Nv Barranquilla 220",0.02]
["SC_1849_A1","Nv Barranquilla 220",0.23]
["SC_1849_A2","Nv Barranquilla 220",0.12]
["SC_1863_A1","Nv Barranquilla 220",0.5]
["SC_1863_A2","Nv Barranquilla 220",0.3]
["SC_1884_A1","Nv Barranquilla 220",0.5]
["SC_1884_A2","Nv Barranquilla 220",0.3]
["SC_1885_A1","Nv Barranquilla 220",0.10199999999999999]
["SC_1885_A2","Nv Barranquilla 220",0.127]
["SC_1885_A3","Nv Barranquilla 220",0.1909999999999954]
["SC_1927_A1","Nv Barranquilla 220",0.52900000000000003]
["SC_1927_A2","Nv Barranquilla 220",0.52900000000000003]
["SC_1931_A1","Nv Barranquilla 220",0.28999999999999998]
["SC_1931_A2","Nv Barranquilla 220",0.23]
["SC_1933_A1","Nv Barranquilla 220",0.52900000000000003]
["SC_1933_A2","Nv Barranquilla 220",0.38400000000000001]
["SC_1934_A1","Nv Barranquilla 220",0.28999999999999998]
["SC_1934_A2","Nv Barranquilla 220",0.23]
["SC_1935_A1","Nv Barranquilla 220",0.28999999999999998]
["SC_1935_A2","Nv Barranquilla 220",0.23]
["SC_1954_A1","Nv Barranquilla 220",0.10199999999999999]
["SC_1954_A2","Nv Barranquilla 220",0.127]
["SC_1954_A3","Nv Barranquilla 220",0.1909999999999954]
["SC_1955_A1","Nv Barranquilla 220",7.0000000000000007E-2]
["SC_1955_A2","Nv Barranquilla 220",0.09]
["SC_1955_A3","Nv Barranquilla 220",0.1909999999999954]
["SC_1956_A1","Nv Barranquilla 220",7.0000000000000007E-2]
["SC_1956_A2","Nv Barranquilla 220",0.09]
["SC_1956_A3","Nv Barranquilla 220",0.1909999999999954]
["SC_1958_A1","Nv Barranquilla 220",0.10199999999999999]
["SC_1958_A2","Nv Barranquilla 220",0.127]
["SC_1958_A3","Nv Barranquilla 220",0.1909999999999954]
["SC_1962_A1","Nv Barranquilla 220",0.03]
["SC_1962_A2","Nv Barranquilla 220",0.03]
["SC_1964_A1","Nv Barranquilla 220",0.09]
["SC_1964_A2","Nv Barranquilla 220",0.18]
["SC_1965_A1","Nv Barranquilla 220",0.14799999999999999]
["SC_1965_A2","Nv Barranquilla 220",0.32]
["SC_1972_A1","Nv Barranquilla 220",0.04]
["SC_1972_A2","Nv Barranquilla 220",0.04]
["SC_1977_A1","Nv Barranquilla 220",0.02]
["SC_1977_A2","Nv Barranquilla 220",0.02]
["SC_1997_A1","Nv Barranquilla 220",0.14799999999999999]
["SC_1997_A2","Nv Barranquilla 220",0.32]
["SC_1998_A1","Nv Barranquilla 220",0.14799999999999999]
["SC_1998_A2","Nv Barranquilla 220",0.32]
["SC_2018_A1","Nv Barranquilla 220",0.01]
["SC_2018_A2","Nv Barranquilla 220",0.01]
["SC_2023_A1","Nv Barranquilla 220",0.16]
["SC_2023_A2","Nv Barranquilla 220",0.16]
["SC_2029_A1","Nv Barranquilla 220",0.01]
["SC_2029_A2","Nv Barranquilla 220",0.01]
["SC_2051_A1","Nv Barranquilla 220",0.03]
["SC_2051_A2","Nv Barranquilla 220",0.02]
["SC_2095_A1","Nv Barranquilla 220",0.02]
["SC_2095_A2","Nv Barranquilla 220",0.02]
["SC_2101_A1","Nv Barranquilla 220",0.01]
["SC_2101_A2","Nv Barranquilla 220",0.01]
["SC_2143_A1","Nv Barranquilla 220",0.08]
["SC_2143_A2","Nv Barranquilla 220",0.22]
["SC_2182_A1","Nv Barranquilla 220",0.5]
["SC_2182_A2","Nv Barranquilla 220",0.37]
["SC_2219_A1","Nv Barranquilla 220",0.1]
["SC_2219_A2","Nv Barranquilla 220",0.13]
["SC_2220_A1","Nv Barranquilla 220",0]
["SC_2220_A2","Nv Barranquilla 220",0.01]
["SC_2225_A1","Nv Barranquilla 220",0.04]
["SC_2225_A2","Nv Barranquilla 220",0.04]
["SC_509_A1","Nv Barranquilla 220",0.02]
["SC_509_A2","Nv Barranquilla 220",0.02]
["SC_600_A1","Nv Barranquilla 220",0.02]
["SC_600_A2","Nv Barranquilla 220",0.02]
["SC_68_A1","Nv Barranquilla 220",0.4]
["SC_972_A1","Nv Barranquilla 220",0.76]
["SC_972_A2","Nv Barranquilla 220",1.19]
["SC_974_A1","Nv Barranquilla 220",0.75]
["SC_974_A2","Nv Barranquilla 220",13]
["SC_975_A1","Nv Barranquilla 220",0.75]
["SC_975_A2","Nv Barranquilla 220",15]
["SC_1045_A1","Nv Brrquilla 13.8",0.53]
["SC_1045_A2","Nv Brrquilla 13.8",0.09]
["SC_1050_A1","Nv Brrquilla 13.8",0.53]
["SC_1050_A2","Nv Brrquilla 13.8",0.09]
["SC_1103_A1","Nv Brrquilla 13.8",0.53]
["SC_1103_A2","Nv Brrquilla 13.8",0.09]
["SC_1137_A1","Nv Brrquilla 13.8",0.53]
["SC_1137_A2","Nv Brrquilla 13.8",0.09]
["SC_972_A2","Nv Brrquilla 13.8",0.01]
["SC_1045_A1","Oasis 110",0.03]
["SC_1045_A2","Oasis 110",0.03]
["SC_1050_A1","Oasis 110",0.03]
["SC_1050_A2","Oasis 110",0.03]
["SC_1068_A1","Oasis 110",0.22]
["SC_1068_A2","Oasis 110",0.52]
["SC_1071_A1","Oasis 110",0.23]
["SC_1071_A2","Oasis 110",0.56999999999999995]
["SC_1072_A1","Oasis 110",0.17]
["SC_1072_A2","Oasis 110",0.57999999999999996]
["SC_1103_A1","Oasis 110",0.03]
["SC_1103_A2","Oasis 110",0.03]
["SC_1137_A1","Oasis 110",0.03]
["SC_1137_A2","Oasis 110",0.03]
["SC_1208_A1","Oasis 110",0.01]
["SC_1208_A2","Oasis 110",0.01]
["SC_1212_A1","Oasis 110",0.01]
["SC_1212_A2","Oasis 110",0.01]
["SC_1221_A1","Oasis 110",0.03]
["SC_1221_A2","Oasis 110",0.03]
["SC_1237_A1","Oasis 110",0.08]
["SC_1237_A2","Oasis 110",7.0000000000000007E-2]
["SC_1258_A1","Oasis 110",0.02]
["SC_1258_A2","Oasis 110",0.01]
["SC_1289_A1","Oasis 110",0.01]
["SC_1289_A2","Oasis 110",0.01]
["SC_1404_A1","Oasis 110",0.03]
["SC_1404_A2","Oasis 110",0.03]
["SC_1849_A1","Oasis 110",0.09]
["SC_1849_A2","Oasis 110",0.04]
["SC_1924_A1","Oasis 110",0.01]
["SC_1924_A2","Oasis 110",0.03]
["SC_1927_A1","Oasis 110",0.13300000000000001]
["SC_1927_A2","Oasis 110",0.13300000000000001]
["SC_1931_A1","Oasis 110",0.09]
["SC_1931_A2","Oasis 110",0.09]
["SC_1933_A1","Oasis 110",0.13300000000000001]
["SC_1933_A2","Oasis 110",0.13300000000000001]
["SC_1934_A1","Oasis 110",0.09]
["SC_1934_A2","Oasis 110",0.09]
["SC_1935_A1","Oasis 110",0.09]
["SC_1935_A2","Oasis 110",0.09]
["SC_1954_A1","Oasis 110",0.09]
["SC_1954_A2","Oasis 110",0.16600000000000001]
["SC_1955_A1","Oasis 110",0.06]
["SC_1955_A2","Oasis 110",0.12]
["SC_1956_A1","Oasis 110",0.06]
["SC_1956_A2","Oasis 110",0.12]
["SC_1958_A1","Oasis 110",0.09]
["SC_1958_A2","Oasis 110",0.16600000000000001]
["SC_1962_A1","Oasis 110",0.02]
["SC_1962_A2","Oasis 110",0.02]
["SC_1964_A1","Oasis 110",0.06]
["SC_1964_A2","Oasis 110",0.11]
["SC_1965_A1","Oasis 110",8.6999999999999994E-2]
["SC_1965_A2","Oasis 110",0.189]
["SC_1972_A1","Oasis 110",0.08]
["SC_1972_A2","Oasis 110",7.0000000000000007E-2]
["SC_1997_A1","Oasis 110",8.6999999999999994E-2]
["SC_1997_A2","Oasis 110",0.189]
["SC_1998_A1","Oasis 110",8.6999999999999994E-2]
["SC_1998_A2","Oasis 110",0.189]
["SC_2018_A1","Oasis 110",0.01]
["SC_2018_A2","Oasis 110",0.01]
["SC_2029_A1","Oasis 110",0.01]
["SC_2029_A2","Oasis 110",0.02]
["SC_2051_A1","Oasis 110",0.06]
["SC_2051_A2","Oasis 110",0.05]
["SC_2054_A1","Oasis 110",0.01]
["SC_2054_A2","Oasis 110",0.01]
["SC_2095_A1","Oasis 110",0.03]
["SC_2095_A2","Oasis 110",0.03]
["SC_2143_A1","Oasis 110",0.03]
["SC_2143_A2","Oasis 110",7.0000000000000007E-2]
["SC_2182_A1","Oasis 110",0.63]
["SC_2182_A2","Oasis 110",0.33]
["SC_2219_A1","Oasis 110",0.15]
["SC_2219_A2","Oasis 110",0.06]
["SC_2225_A1","Oasis 110",0.08]
["SC_2225_A2","Oasis 110",7.0000000000000007E-2]
["SC_509_A1","Oasis 110",0.02]
["SC_509_A2","Oasis 110",0.02]
["SC_600_A1","Oasis 110",0.03]
["SC_600_A2","Oasis 110",0.02]
["SC_68_A1","Oasis 110",0.31]
["SC_972_A1","Oasis 110",0.23]
["SC_972_A2","Oasis 110",0.2]
["SC_974_A1","Oasis 110",0.2]
["SC_974_A2","Oasis 110",0.16]
["SC_975_A1","Oasis 110",0.2]
["SC_975_A2","Oasis 110",0.16]
["SC_1045_A1","Palermo 110",0.02]
["SC_1045_A2","Palermo 110",0.02]
["SC_1050_A1","Palermo 110",0.02]
["SC_1050_A2","Palermo 110",0.02]
["SC_1068_A1","Palermo 110",0.2]
["SC_1068_A2","Palermo 110",1.76]
["SC_1071_A1","Palermo 110",0.2]
["SC_1071_A2","Palermo 110",2.3199999999999998]
["SC_1072_A1","Palermo 110",0.16]
["SC_1072_A2","Palermo 110",1.97]
["SC_1103_A1","Palermo 110",0.02]
["SC_1103_A2","Palermo 110",0.02]
["SC_1137_A1","Palermo 110",0.02]
["SC_1137_A2","Palermo 110",0.02]
["SC_1208_A1","Palermo 110",0.01]
["SC_1212_A1","Palermo 110",0.01]
["SC_1221_A1","Palermo 110",0.02]
["SC_1221_A2","Palermo 110",0.02]
["SC_1237_A1","Palermo 110",0.05]
["SC_1237_A2","Palermo 110",0.08]
["SC_1258_A1","Palermo 110",0.01]
["SC_1258_A2","Palermo 110",0.01]
["SC_1289_A1","Palermo 110",0.01]
["SC_1289_A2","Palermo 110",0.01]
["SC_1404_A1","Palermo 110",0.02]
["SC_1404_A2","Palermo 110",0.02]
["SC_1849_A1","Palermo 110",0.05]
["SC_1849_A2","Palermo 110",0.03]
["SC_1885_A1","Palermo 110",0.105]
["SC_1885_A2","Palermo 110",0.114]
["SC_1885_A3","Palermo 110",0.21099999999999852]
["SC_1924_A1","Palermo 110",0.01]
["SC_1924_A2","Palermo 110",0.02]
["SC_1927_A1","Palermo 110",0.11600000000000001]
["SC_1927_A2","Palermo 110",0.11600000000000001]
["SC_1931_A1","Palermo 110",0.08]
["SC_1931_A2","Palermo 110",0.08]
["SC_1933_A1","Palermo 110",0.11600000000000001]
["SC_1933_A2","Palermo 110",0.11600000000000001]
["SC_1934_A1","Palermo 110",0.08]
["SC_1934_A2","Palermo 110",0.08]
["SC_1935_A1","Palermo 110",0.08]
["SC_1935_A2","Palermo 110",0.08]
["SC_1954_A1","Palermo 110",0.105]
["SC_1954_A2","Palermo 110",0.114]
["SC_1954_A3","Palermo 110",0.21099999999999852]
["SC_1955_A1","Palermo 110",7.0000000000000007E-2]
["SC_1955_A2","Palermo 110",0.08]
["SC_1955_A3","Palermo 110",0.21099999999999852]
["SC_1956_A1","Palermo 110",7.0000000000000007E-2]
["SC_1956_A2","Palermo 110",0.08]
["SC_1956_A3","Palermo 110",0.21099999999999852]
["SC_1958_A1","Palermo 110",0.105]
["SC_1958_A2","Palermo 110",0.114]
["SC_1958_A3","Palermo 110",0.21099999999999852]
["SC_1962_A1","Palermo 110",0.01]
["SC_1962_A2","Palermo 110",0.01]
["SC_1964_A1","Palermo 110",0.06]
["SC_1964_A2","Palermo 110",0.08]
["SC_1965_A1","Palermo 110",8.2000000000000003E-2]
["SC_1965_A2","Palermo 110",0.121]
["SC_1972_A1","Palermo 110",0.05]
["SC_1972_A2","Palermo 110",0.08]
["SC_1977_A1","Palermo 110",0.01]
["SC_1977_A2","Palermo 110",0.01]
["SC_1997_A1","Palermo 110",8.2000000000000003E-2]
["SC_1997_A2","Palermo 110",0.121]
["SC_1998_A1","Palermo 110",8.2000000000000003E-2]
["SC_1998_A2","Palermo 110",0.121]
["SC_2143_A1","Palermo 110",0.02]
["SC_2143_A2","Palermo 110",0.05]
["SC_2219_A1","Palermo 110",0.1]
["SC_2219_A2","Palermo 110",0.02]
["SC_2225_A1","Palermo 110",0.05]
["SC_2225_A2","Palermo 110",0.08]
["SC_509_A1","Palermo 110",0.01]
["SC_509_A2","Palermo 110",0.01]
["SC_600_A1","Palermo 110",0.05]
["SC_600_A2","Palermo 110",0.06]
["SC_972_A1","Palermo 110",0.09]
["SC_972_A2","Palermo 110",0.08]
["SC_974_A1","Palermo 110",0.06]
["SC_974_A2","Palermo 110",0.05]
["SC_975_A1","Palermo 110",0.06]
["SC_975_A2","Palermo 110",0.05]
["SC_1815_A1","Ponedera 13.8",0.06]
["SC_1815_A2","Ponedera 13.8",0.53]
["SC_1815_A1","Ponedera 34.5",0.21]
["SC_1815_A2","Ponedera 34.5",0.18]
["SC_1002_A1","Sabanalarga 110",7.0000000000000007E-2]
["SC_1002_A2","Sabanalarga 110",0.01]
["SC_1045_A1","Sabanalarga 110",0.01]
["SC_1045_A2","Sabanalarga 110",0.01]
["SC_1050_A1","Sabanalarga 110",0.01]
["SC_1050_A2","Sabanalarga 110",0.01]
["SC_1068_A1","Sabanalarga 110",0.03]
["SC_1068_A2","Sabanalarga 110",0.03]
["SC_1071_A1","Sabanalarga 110",0.03]
["SC_1071_A2","Sabanalarga 110",0.02]
["SC_1072_A1","Sabanalarga 110",0.03]
["SC_1072_A2","Sabanalarga 110",0.03]
["SC_1103_A1","Sabanalarga 110",0.01]
["SC_1103_A2","Sabanalarga 110",0.01]
["SC_1137_A1","Sabanalarga 110",0.01]
["SC_1137_A2","Sabanalarga 110",0.01]
["SC_1208_A1","Sabanalarga 110",0.03]
["SC_1208_A2","Sabanalarga 110",0.02]
["SC_1212_A1","Sabanalarga 110",0.03]
["SC_1212_A2","Sabanalarga 110",0.02]
["SC_1221_A1","Sabanalarga 110",0.01]
["SC_1221_A2","Sabanalarga 110",0.01]
["SC_1237_A1","Sabanalarga 110",0.03]
["SC_1237_A2","Sabanalarga 110",0.02]
["SC_1258_A1","Sabanalarga 110",0]
["SC_1258_A2","Sabanalarga 110",0]
["SC_1289_A1","Sabanalarga 110",0]
["SC_1289_A2","Sabanalarga 110",0]
["SC_1404_A1","Sabanalarga 110",0.01]
["SC_1404_A2","Sabanalarga 110",0.01]
["SC_1766_A1","Sabanalarga 110",6.6839999999999998E-3]
["SC_1766_A2","Sabanalarga 110",5.4479999999999997E-3]
["SC_1805_A1","Sabanalarga 110",0.08]
["SC_1805_A2","Sabanalarga 110",7.0000000000000007E-2]
["SC_1815_A1","Sabanalarga 110",-0.01]
["SC_1815_A2","Sabanalarga 110",-0.01]
["SC_1849_A1","Sabanalarga 110",0.01]
["SC_1849_A2","Sabanalarga 110",0.02]
["SC_1885_A1","Sabanalarga 110",7.4999999999999997E-2]
["SC_1885_A2","Sabanalarga 110",1.0960000000000001]
["SC_1885_A3","Sabanalarga 110",0.18100000000000094]
["SC_1924_A1","Sabanalarga 110",0.01]
["SC_1924_A2","Sabanalarga 110",0.02]
["SC_1927_A1","Sabanalarga 110",0.06]
["SC_1927_A2","Sabanalarga 110",0.06]
["SC_1931_A1","Sabanalarga 110",0.04]
["SC_1931_A2","Sabanalarga 110",0.04]
["SC_1933_A1","Sabanalarga 110",0.06]
["SC_1933_A2","Sabanalarga 110",0.06]
["SC_1934_A1","Sabanalarga 110",0.04]
["SC_1934_A2","Sabanalarga 110",0.04]
["SC_1935_A1","Sabanalarga 110",0.04]
["SC_1935_A2","Sabanalarga 110",0.04]
["SC_1954_A1","Sabanalarga 110",4.2999999999999997E-2]
["SC_1954_A2","Sabanalarga 110",1.0960000000000001]
["SC_1954_A3","Sabanalarga 110",0.18100000000000094]
["SC_1955_A1","Sabanalarga 110",0.03]
["SC_1955_A2","Sabanalarga 110",0.62]
["SC_1955_A3","Sabanalarga 110",0.18100000000000094]
["SC_1956_A1","Sabanalarga 110",0.03]
["SC_1956_A2","Sabanalarga 110",0.62]
["SC_1956_A3","Sabanalarga 110",0.18100000000000094]
["SC_1958_A1","Sabanalarga 110",4.2999999999999997E-2]
["SC_1958_A2","Sabanalarga 110",1.0960000000000001]
["SC_1958_A3","Sabanalarga 110",0.18100000000000094]
["SC_1962_A1","Sabanalarga 110",0.01]
["SC_1962_A2","Sabanalarga 110",0.01]
["SC_1964_A1","Sabanalarga 110",0.05]
["SC_1964_A2","Sabanalarga 110",0.04]
["SC_1965_A1","Sabanalarga 110",8.3000000000000004E-2]
["SC_1965_A2","Sabanalarga 110",0.06]
["SC_1972_A1","Sabanalarga 110",0.03]
["SC_1972_A2","Sabanalarga 110",0.02]
["SC_1977_A1","Sabanalarga 110",0]
["SC_1977_A2","Sabanalarga 110",0]
["SC_1997_A1","Sabanalarga 110",8.3000000000000004E-2]
["SC_1997_A2","Sabanalarga 110",0.06]
["SC_1998_A1","Sabanalarga 110",8.3000000000000004E-2]
["SC_1998_A2","Sabanalarga 110",0.06]
["SC_2029_A1","Sabanalarga 110",0.03]
["SC_2029_A2","Sabanalarga 110",0.03]
["SC_2051_A1","Sabanalarga 110",0.01]
["SC_2051_A2","Sabanalarga 110",0.01]
["SC_2095_A1","Sabanalarga 110",0.14000000000000001]
["SC_2095_A2","Sabanalarga 110",0.06]
["SC_2143_A1","Sabanalarga 110",0.01]
["SC_2143_A2","Sabanalarga 110",0.03]
["SC_2182_A1","Sabanalarga 110",0.19]
["SC_2182_A2","Sabanalarga 110",0.14000000000000001]
["SC_2189_A1","Sabanalarga 110",-1.598740000000376E-3]
["SC_2189_A2","Sabanalarga 110",2.7989999999533666E-5]
["SC_2219_A1","Sabanalarga 110",0.01]
["SC_2219_A2","Sabanalarga 110",0.01]
["SC_2225_A1","Sabanalarga 110",0.03]
["SC_2225_A2","Sabanalarga 110",0.02]
["SC_509_A1","Sabanalarga 110",0]
["SC_509_A2","Sabanalarga 110",0]
["SC_600_A1","Sabanalarga 110",0.01]
["SC_600_A2","Sabanalarga 110",0.01]
["SC_972_A1","Sabanalarga 110",0.03]
["SC_972_A2","Sabanalarga 110",0.03]
["SC_974_A1","Sabanalarga 110",0.01]
["SC_974_A2","Sabanalarga 110",0.01]
["SC_975_A1","Sabanalarga 110",0.01]
["SC_975_A2","Sabanalarga 110",0.01]
["SC_1183_A1","Sabanalarga 13.8",0.51]
["SC_1183_A2","Sabanalarga 13.8",0.33]
["SC_1208_A2","Sabanalarga 13.8",0.02]
["SC_1212_A2","Sabanalarga 13.8",0.02]
["SC_1924_A1","Sabanalarga 13.8",0]
["SC_1924_A2","Sabanalarga 13.8",0.02]
["SC_1962_A1","Sabanalarga 13.8",0.01]
["SC_1962_A2","Sabanalarga 13.8",0.01]
["SC_974_A2","Sabanalarga 13.8",0]
["SC_1045_A1","Sabanalarga 220",0.02]
["SC_1045_A2","Sabanalarga 220",0.02]
["SC_1050_A1","Sabanalarga 220",0.02]
["SC_1050_A2","Sabanalarga 220",0.02]
["SC_1068_A1","Sabanalarga 220",0.73]
["SC_1068_A2","Sabanalarga 220",0.43]
["SC_1071_A1","Sabanalarga 220",0.76]
["SC_1071_A2","Sabanalarga 220",0.12]
["SC_1072_A1","Sabanalarga 220",0.57999999999999996]
["SC_1072_A2","Sabanalarga 220",0.48]
["SC_1103_A1","Sabanalarga 220",0.02]
["SC_1103_A2","Sabanalarga 220",0.02]
["SC_1137_A1","Sabanalarga 220",0.02]
["SC_1137_A2","Sabanalarga 220",0.02]
["SC_1183_A1","Sabanalarga 220",0.02]
["SC_1183_A2","Sabanalarga 220",0.03]
["SC_1208_A1","Sabanalarga 220",0.02]
["SC_1208_A2","Sabanalarga 220",0.02]
["SC_1212_A1","Sabanalarga 220",0.02]
["SC_1212_A2","Sabanalarga 220",0.02]
["SC_1221_A1","Sabanalarga 220",0.02]
["SC_1221_A2","Sabanalarga 220",0.02]
["SC_1237_A1","Sabanalarga 220",0.04]
["SC_1237_A2","Sabanalarga 220",0.04]
["SC_1258_A1","Sabanalarga 220",0.01]
["SC_1258_A2","Sabanalarga 220",0.01]
["SC_1289_A1","Sabanalarga 220",0.01]
["SC_1289_A2","Sabanalarga 220",0.01]
["SC_1404_A1","Sabanalarga 220",0.02]
["SC_1404_A2","Sabanalarga 220",0.02]
["SC_1805_A1","Sabanalarga 220",0.03]
["SC_1805_A2","Sabanalarga 220",3.2000000000000001E-2]
["SC_1815_A1","Sabanalarga 220",0.02]
["SC_1815_A2","Sabanalarga 220",0.02]
["SC_1849_A1","Sabanalarga 220",0.24]
["SC_1849_A2","Sabanalarga 220",0.42]
["SC_1863_A1","Sabanalarga 220",0.22]
["SC_1863_A2","Sabanalarga 220",0.27]
["SC_1884_A1","Sabanalarga 220",0.3]
["SC_1884_A2","Sabanalarga 220",0.26]
["SC_1885_A1","Sabanalarga 220",0.13600000000000001]
["SC_1885_A2","Sabanalarga 220",0.2]
["SC_1885_A3","Sabanalarga 220",0.21700000000000585]
["SC_1927_A1","Sabanalarga 220",0.20100000000000001]
["SC_1927_A2","Sabanalarga 220",0.20100000000000001]
["SC_1931_A1","Sabanalarga 220",0.14000000000000001]
["SC_1931_A2","Sabanalarga 220",0.13]
["SC_1933_A1","Sabanalarga 220",0.20100000000000001]
["SC_1933_A2","Sabanalarga 220",0.193]
["SC_1934_A1","Sabanalarga 220",0.14000000000000001]
["SC_1934_A2","Sabanalarga 220",0.13]
["SC_1935_A1","Sabanalarga 220",0.14000000000000001]
["SC_1935_A2","Sabanalarga 220",0.13]
["SC_1954_A1","Sabanalarga 220",0.13600000000000001]
["SC_1954_A2","Sabanalarga 220",0.125]
["SC_1954_A3","Sabanalarga 220",0.21700000000000585]
["SC_1955_A1","Sabanalarga 220",0.1]
["SC_1955_A2","Sabanalarga 220",0.2]
["SC_1955_A3","Sabanalarga 220",0.21700000000000585]
["SC_1956_A1","Sabanalarga 220",0.1]
["SC_1956_A2","Sabanalarga 220",0.2]
["SC_1956_A3","Sabanalarga 220",0.21700000000000585]
["SC_1958_A1","Sabanalarga 220",0.13600000000000001]
["SC_1958_A2","Sabanalarga 220",0.125]
["SC_1958_A3","Sabanalarga 220",0.21700000000000585]
["SC_1964_A1","Sabanalarga 220",0.56000000000000005]
["SC_1964_A2","Sabanalarga 220",0.14000000000000001]
["SC_1965_A1","Sabanalarga 220",1.113]
["SC_1965_A2","Sabanalarga 220",0.22600000000000001]
["SC_1972_A1","Sabanalarga 220",0.04]
["SC_1972_A2","Sabanalarga 220",0.04]
["SC_1977_A1","Sabanalarga 220",0.02]
["SC_1977_A2","Sabanalarga 220",0.01]
["SC_1997_A1","Sabanalarga 220",1.113]
["SC_1997_A2","Sabanalarga 220",0.22600000000000001]
["SC_1998_A1","Sabanalarga 220",1.113]
["SC_1998_A2","Sabanalarga 220",0.15]
["SC_2018_A1","Sabanalarga 220",0.01]
["SC_2018_A2","Sabanalarga 220",0.01]
["SC_2023_A1","Sabanalarga 220",0.14000000000000001]
["SC_2023_A2","Sabanalarga 220",0.14000000000000001]
["SC_2029_A1","Sabanalarga 220",0.02]
["SC_2029_A2","Sabanalarga 220",0.04]
["SC_2051_A1","Sabanalarga 220",0.02]
["SC_2051_A2","Sabanalarga 220",0.02]
["SC_2095_A1","Sabanalarga 220",0.05]
["SC_2095_A2","Sabanalarga 220",0.04]
["SC_2143_A1","Sabanalarga 220",0.28999999999999998]
["SC_2143_A2","Sabanalarga 220",0.78]
["SC_2182_A1","Sabanalarga 220",0.3]
["SC_2182_A2","Sabanalarga 220",0.37]
["SC_2219_A1","Sabanalarga 220",0.14000000000000001]
["SC_2219_A2","Sabanalarga 220",0.16]
["SC_2220_A1","Sabanalarga 220",0]
["SC_2220_A2","Sabanalarga 220",0.01]
["SC_2225_A1","Sabanalarga 220",0.04]
["SC_2225_A2","Sabanalarga 220",0.04]
["SC_509_A1","Sabanalarga 220",0.02]
["SC_509_A2","Sabanalarga 220",0.01]
["SC_600_A1","Sabanalarga 220",0.01]
["SC_600_A2","Sabanalarga 220",0.01]
["SC_68_A1","Sabanalarga 220",1.1200000000000001]
["SC_1045_A1","Sabanalarga 34.5",0.01]
["SC_1045_A2","Sabanalarga 34.5",0.01]
["SC_1050_A1","Sabanalarga 34.5",0.01]
["SC_1050_A2","Sabanalarga 34.5",0.01]
["SC_1103_A1","Sabanalarga 34.5",0.01]
["SC_1103_A2","Sabanalarga 34.5",0.01]
["SC_1137_A1","Sabanalarga 34.5",0.01]
["SC_1137_A2","Sabanalarga 34.5",0.01]
["SC_1183_A1","Sabanalarga 34.5",0.21]
["SC_1183_A2","Sabanalarga 34.5",0.24]
["SC_1208_A2","Sabanalarga 34.5",0.01]
["SC_1212_A2","Sabanalarga 34.5",0.01]
["SC_1815_A1","Sabanalarga 34.5",0.21]
["SC_1815_A2","Sabanalarga 34.5",0.18]
["SC_1924_A1","Sabanalarga 34.5",0.01]
["SC_1924_A2","Sabanalarga 34.5",0.04]
["SC_1962_A1","Sabanalarga 34.5",0.02]
["SC_1962_A2","Sabanalarga 34.5",0.02]
["SC_68_A1","Sabanalarga 34.5",0.17]
["SC_1045_A1","Sabanalarga 500",0.01]
["SC_1045_A2","Sabanalarga 500",0.01]
["SC_1050_A1","Sabanalarga 500",0.01]
["SC_1050_A2","Sabanalarga 500",0.01]
["SC_1068_A1","Sabanalarga 500",0.11]
["SC_1068_A2","Sabanalarga 500",7.0000000000000007E-2]
["SC_1071_A1","Sabanalarga 500",0.12]
["SC_1071_A2","Sabanalarga 500",0.02]
["SC_1072_A1","Sabanalarga 500",0.09]
["SC_1072_A2","Sabanalarga 500",7.0000000000000007E-2]
["SC_1103_A1","Sabanalarga 500",0.01]
["SC_1103_A2","Sabanalarga 500",0.01]
["SC_1137_A1","Sabanalarga 500",0.01]
["SC_1137_A2","Sabanalarga 500",0.01]
["SC_1221_A1","Sabanalarga 500",0.01]
["SC_1221_A2","Sabanalarga 500",0.01]
["SC_1237_A1","Sabanalarga 500",0.01]
["SC_1237_A2","Sabanalarga 500",0.01]
["SC_1258_A1","Sabanalarga 500",0]
["SC_1258_A2","Sabanalarga 500",0]
["SC_1289_A1","Sabanalarga 500",0]
["SC_1289_A2","Sabanalarga 500",0]
["SC_1404_A1","Sabanalarga 500",0.01]
["SC_1404_A2","Sabanalarga 500",0.01]
["SC_1815_A1","Sabanalarga 500",0.01]
["SC_1815_A2","Sabanalarga 500",0.01]
["SC_1863_A1","Sabanalarga 500",0.1]
["SC_1863_A2","Sabanalarga 500",0.1]
["SC_1884_A1","Sabanalarga 500",0.06]
["SC_1884_A2","Sabanalarga 500",0.08]
["SC_1885_A1","Sabanalarga 500",0.115]
["SC_1885_A2","Sabanalarga 500",7.1999999999999995E-2]
["SC_1885_A3","Sabanalarga 500",5.6000000000000938E-2]
["SC_1927_A1","Sabanalarga 500",5.1999999999999998E-2]
["SC_1927_A2","Sabanalarga 500",5.1999999999999998E-2]
["SC_1931_A1","Sabanalarga 500",0.04]
["SC_1931_A2","Sabanalarga 500",0.04]
["SC_1933_A1","Sabanalarga 500",5.1999999999999998E-2]
["SC_1933_A2","Sabanalarga 500",5.1999999999999998E-2]
["SC_1934_A1","Sabanalarga 500",0.04]
["SC_1934_A2","Sabanalarga 500",0.04]
["SC_1935_A1","Sabanalarga 500",0.04]
["SC_1935_A2","Sabanalarga 500",0.04]
["SC_1954_A1","Sabanalarga 500",9.2999999999999999E-2]
["SC_1954_A2","Sabanalarga 500",0.14499999999999999]
["SC_1954_A3","Sabanalarga 500",5.6000000000000938E-2]
["SC_1955_A1","Sabanalarga 500",7.0000000000000007E-2]
["SC_1955_A2","Sabanalarga 500",0.1]
["SC_1955_A3","Sabanalarga 500",5.6000000000000938E-2]
["SC_1956_A1","Sabanalarga 500",7.0000000000000007E-2]
["SC_1956_A2","Sabanalarga 500",0.1]
["SC_1956_A3","Sabanalarga 500",5.6000000000000938E-2]
["SC_1958_A1","Sabanalarga 500",9.2999999999999999E-2]
["SC_1958_A2","Sabanalarga 500",0.14499999999999999]
["SC_1958_A3","Sabanalarga 500",5.6000000000000938E-2]
["SC_1964_A1","Sabanalarga 500",0.08]
["SC_1964_A2","Sabanalarga 500",0.04]
["SC_1965_A1","Sabanalarga 500",0.151]
["SC_1965_A2","Sabanalarga 500",5.1999999999999998E-2]
["SC_1972_A1","Sabanalarga 500",0.01]
["SC_1972_A2","Sabanalarga 500",0.01]
["SC_1997_A1","Sabanalarga 500",0.151]
["SC_1997_A2","Sabanalarga 500",5.1999999999999998E-2]
["SC_1998_A1","Sabanalarga 500",0.151]
["SC_1998_A2","Sabanalarga 500",0.19600000000000001]
["SC_2143_A1","Sabanalarga 500",0.35]
["SC_2143_A2","Sabanalarga 500",0.13]
["SC_2182_A1","Sabanalarga 500",0.08]
["SC_2182_A2","Sabanalarga 500",0.1]
["SC_2225_A1","Sabanalarga 500",0.01]
["SC_2225_A2","Sabanalarga 500",0.01]
["SC_600_A1","Sabanalarga 500",0.01]
["SC_600_A2","Sabanalarga 500",0.01]
["SC_68_A1","Sabanalarga 500",1.54]
["SC_1045_A1","Salamina EC 110",0]
["SC_1045_A2","Salamina EC 110",0]
["SC_1050_A1","Salamina EC 110",0]
["SC_1050_A2","Salamina EC 110",0]
["SC_1068_A1","Salamina EC 110",0]
["SC_1068_A2","Salamina EC 110",0]
["SC_1071_A1","Salamina EC 110",0]
["SC_1071_A2","Salamina EC 110",0]
["SC_1072_A1","Salamina EC 110",0]
["SC_1072_A2","Salamina EC 110",0]
["SC_1103_A1","Salamina EC 110",0]
["SC_1103_A2","Salamina EC 110",0]
["SC_1237_A1","Salamina EC 110",0.01]
["SC_1237_A2","Salamina EC 110",0.01]
["SC_1258_A1","Salamina EC 110",0]
["SC_1258_A2","Salamina EC 110",0]
["SC_1289_A1","Salamina EC 110",0]
["SC_1289_A2","Salamina EC 110",0]
["SC_1404_A1","Salamina EC 110",0]
["SC_1404_A2","Salamina EC 110",0]
["SC_1645_A1","Salamina EC 110",0]
["SC_1805_A1","Salamina EC 110",7.0000000000000007E-2]
["SC_1805_A2","Salamina EC 110",7.0000000000000007E-2]
["SC_1815_A1","Salamina EC 110",0]
["SC_1815_A2","Salamina EC 110",0]
["SC_1849_A1","Salamina EC 110",0]
["SC_1849_A2","Salamina EC 110",0]
["SC_1885_A1","Salamina EC 110",3.2000000000000001E-2]
["SC_1885_A2","Salamina EC 110",4.34]
["SC_1885_A3","Salamina EC 110",3.5000000000000142E-2]
["SC_1924_A1","Salamina EC 110",0]
["SC_1924_A2","Salamina EC 110",0.01]
["SC_1927_A1","Salamina EC 110",1.7000000000000001E-2]
["SC_1927_A2","Salamina EC 110",1.7000000000000001E-2]
["SC_1931_A1","Salamina EC 110",0.01]
["SC_1931_A2","Salamina EC 110",0.01]
["SC_1933_A1","Salamina EC 110",1.7000000000000001E-2]
["SC_1933_A2","Salamina EC 110",1.7000000000000001E-2]
["SC_1934_A1","Salamina EC 110",0.01]
["SC_1934_A2","Salamina EC 110",0.01]
["SC_1935_A1","Salamina EC 110",0.01]
["SC_1935_A2","Salamina EC 110",0.01]
["SC_1954_A1","Salamina EC 110",9.5000000000000001E-2]
["SC_1954_A2","Salamina EC 110",4.34]
["SC_1954_A3","Salamina EC 110",3.5000000000000142E-2]
["SC_1955_A1","Salamina EC 110",7.0000000000000007E-2]
["SC_1955_A2","Salamina EC 110",2.2799999999999998]
["SC_1955_A3","Salamina EC 110",3.5000000000000142E-2]
["SC_1956_A1","Salamina EC 110",7.0000000000000007E-2]
["SC_1956_A2","Salamina EC 110",2.2799999999999998]
["SC_1956_A3","Salamina EC 110",3.5000000000000142E-2]
["SC_1958_A1","Salamina EC 110",9.5000000000000001E-2]
["SC_1958_A2","Salamina EC 110",4.34]
["SC_1958_A3","Salamina EC 110",3.5000000000000142E-2]
["SC_1962_A1","Salamina EC 110",0]
["SC_1962_A2","Salamina EC 110",0]
["SC_1964_A1","Salamina EC 110",0.01]
["SC_1964_A2","Salamina EC 110",0.01]
["SC_1965_A1","Salamina EC 110",1.9E-2]
["SC_1965_A2","Salamina EC 110",1.6E-2]
["SC_1972_A1","Salamina EC 110",0.01]
["SC_1972_A2","Salamina EC 110",0.01]
["SC_1977_A1","Salamina EC 110",0]
["SC_1977_A2","Salamina EC 110",0]
["SC_1997_A1","Salamina EC 110",1.9E-2]
["SC_1997_A2","Salamina EC 110",1.6E-2]
["SC_1998_A1","Salamina EC 110",1.9E-2]
["SC_1998_A2","Salamina EC 110",0.11]
["SC_2029_A1","Salamina EC 110",0.01]
["SC_2029_A2","Salamina EC 110",0.01]
["SC_2095_A1","Salamina EC 110",0.01]
["SC_2095_A2","Salamina EC 110",0.01]
["SC_2220_A1","Salamina EC 110",0]
["SC_2220_A2","Salamina EC 110",0.01]
["SC_2225_A1","Salamina EC 110",0.01]
["SC_2225_A2","Salamina EC 110",0.01]
["SC_509_A1","Salamina EC 110",0]
["SC_509_A2","Salamina EC 110",0]
["SC_600_A1","Salamina EC 110",0.01]
["SC_600_A2","Salamina EC 110",0]
["SC_68_A1","Salamina EC 110",0.06]
["SC_974_A2","Salamina EC 110",0]
["SC_1002_A1","Silencio 110",0.23]
["SC_1045_A1","Silencio 110",0.03]
["SC_1045_A2","Silencio 110",0.03]
["SC_1050_A1","Silencio 110",0.03]
["SC_1050_A2","Silencio 110",0.03]
["SC_1068_A1","Silencio 110",0.19]
["SC_1068_A2","Silencio 110",0.45]
["SC_1071_A1","Silencio 110",0.2]
["SC_1071_A2","Silencio 110",0.49]
["SC_1072_A1","Silencio 110",0.15]
["SC_1072_A2","Silencio 110",0.5]
["SC_1103_A1","Silencio 110",0.03]
["SC_1103_A2","Silencio 110",0.03]
["SC_1137_A1","Silencio 110",0.03]
["SC_1137_A2","Silencio 110",0.03]
["SC_1208_A1","Silencio 110",0.01]
["SC_1208_A2","Silencio 110",0.01]
["SC_1212_A1","Silencio 110",0.01]
["SC_1212_A2","Silencio 110",0.01]
["SC_1221_A1","Silencio 110",0.03]
["SC_1221_A2","Silencio 110",0.03]
["SC_1237_A1","Silencio 110",0.08]
["SC_1237_A2","Silencio 110",7.0000000000000007E-2]
["SC_1258_A1","Silencio 110",0.02]
["SC_1258_A2","Silencio 110",0.02]
["SC_1289_A1","Silencio 110",0.01]
["SC_1289_A2","Silencio 110",0.01]
["SC_1404_A1","Silencio 110",0.03]
["SC_1404_A2","Silencio 110",0.03]
["SC_1849_A1","Silencio 110",0.08]
["SC_1849_A2","Silencio 110",0.04]
["SC_1863_A1","Silencio 110",0.45]
["SC_1863_A2","Silencio 110",0.22]
["SC_1884_A1","Silencio 110",0.46]
["SC_1884_A2","Silencio 110",0.23]
["SC_1885_A1","Silencio 110",8.6999999999999994E-2]
["SC_1885_A2","Silencio 110",0.14199999999999999]
["SC_1885_A3","Silencio 110",0.3230000000000004]
["SC_1924_A1","Silencio 110",0.02]
["SC_1924_A2","Silencio 110",0.04]
["SC_1927_A1","Silencio 110",0.125]
["SC_1927_A2","Silencio 110",0.125]
["SC_1931_A1","Silencio 110",0.09]
["SC_1931_A2","Silencio 110",0.09]
["SC_1933_A1","Silencio 110",0.125]
["SC_1933_A2","Silencio 110",0.124]
["SC_1934_A1","Silencio 110",0.09]
["SC_1934_A2","Silencio 110",0.09]
["SC_1935_A1","Silencio 110",0.09]
["SC_1935_A2","Silencio 110",0.09]
["SC_1954_A1","Silencio 110",8.6999999999999994E-2]
["SC_1954_A2","Silencio 110",0.14000000000000001]
["SC_1954_A3","Silencio 110",0.3230000000000004]
["SC_1955_A1","Silencio 110",0.06]
["SC_1955_A2","Silencio 110",0.1]
["SC_1955_A3","Silencio 110",0.3230000000000004]
["SC_1956_A1","Silencio 110",0.06]
["SC_1956_A2","Silencio 110",0.1]
["SC_1956_A3","Silencio 110",0.3230000000000004]
["SC_1958_A1","Silencio 110",8.6999999999999994E-2]
["SC_1958_A2","Silencio 110",0.14000000000000001]
["SC_1958_A3","Silencio 110",0.3230000000000004]
["SC_1962_A1","Silencio 110",0.02]
["SC_1962_A2","Silencio 110",0.02]
["SC_1964_A1","Silencio 110",0.06]
["SC_1964_A2","Silencio 110",0.11]
["SC_1965_A1","Silencio 110",8.2000000000000003E-2]
["SC_1965_A2","Silencio 110",0.191]
["SC_1972_A1","Silencio 110",0.08]
["SC_1972_A2","Silencio 110",7.0000000000000007E-2]
["SC_1977_A1","Silencio 110",0.02]
["SC_1977_A2","Silencio 110",0.02]
["SC_1997_A1","Silencio 110",8.2000000000000003E-2]
["SC_1997_A2","Silencio 110",0.191]
["SC_1998_A1","Silencio 110",8.2000000000000003E-2]
["SC_1998_A2","Silencio 110",0.11700000000000001]
["SC_2018_A1","Silencio 110",0.01]
["SC_2018_A2","Silencio 110",0.01]
["SC_2029_A1","Silencio 110",0.01]
["SC_2029_A2","Silencio 110",0.02]
["SC_2051_A1","Silencio 110",7.0000000000000007E-2]
["SC_2051_A2","Silencio 110",0.05]
["SC_2054_A1","Silencio 110",0.01]
["SC_2054_A2","Silencio 110",0.01]
["SC_2095_A1","Silencio 110",0.03]
["SC_2095_A2","Silencio 110",0.03]
["SC_2143_A1","Silencio 110",0.02]
["SC_2143_A2","Silencio 110",7.0000000000000007E-2]
["SC_2182_A1","Silencio 110",0.65]
["SC_2182_A2","Silencio 110",0.32]
["SC_2219_A1","Silencio 110",0.13]
["SC_2219_A2","Silencio 110",0.05]
["SC_2225_A1","Silencio 110",0.08]
["SC_2225_A2","Silencio 110",7.0000000000000007E-2]
["SC_509_A1","Silencio 110",0.02]
["SC_509_A2","Silencio 110",0.02]
["SC_600_A1","Silencio 110",0.03]
["SC_600_A2","Silencio 110",0.02]
["SC_68_A1","Silencio 110",0.3]
["SC_1002_A1","Tebsa 110",0.16]
["SC_1002_A2","Tebsa 110",0.01]
["SC_1045_A1","Tebsa 110",0.03]
["SC_1045_A2","Tebsa 110",0.03]
["SC_1050_A1","Tebsa 110",0.03]
["SC_1050_A2","Tebsa 110",0.03]
["SC_1068_A1","Tebsa 110",0.32]
["SC_1068_A2","Tebsa 110",3.8]
["SC_1071_A1","Tebsa 110",0.33]
["SC_1071_A2","Tebsa 110",5.23]
["SC_1072_A1","Tebsa 110",0.26]
["SC_1072_A2","Tebsa 110",4.1399999999999997]
["SC_1103_A1","Tebsa 110",0.03]
["SC_1103_A2","Tebsa 110",0.03]
["SC_1137_A1","Tebsa 110",0.03]
["SC_1137_A2","Tebsa 110",0.03]
["SC_1208_A1","Tebsa 110",0.01]
["SC_1208_A2","Tebsa 110",0.01]
["SC_1212_A1","Tebsa 110",0.01]
["SC_1212_A2","Tebsa 110",0.01]
["SC_1221_A1","Tebsa 110",0.03]
["SC_1221_A2","Tebsa 110",0.03]
["SC_1237_A1","Tebsa 110",0.06]
["SC_1237_A2","Tebsa 110",0.15]
["SC_1404_A1","Tebsa 110",0.03]
["SC_1404_A2","Tebsa 110",0.03]
["SC_1849_A1","Tebsa 110",0.08]
["SC_1849_A2","Tebsa 110",0.04]
["SC_1863_A1","Tebsa 110",0.31]
["SC_1863_A2","Tebsa 110",0.22]
["SC_1884_A1","Tebsa 110",0.32]
["SC_1884_A2","Tebsa 110",0.23]
["SC_1885_A1","Tebsa 110",0.13100000000000001]
["SC_1885_A2","Tebsa 110",0.13900000000000001]
["SC_1885_A3","Tebsa 110",0.25900000000000034]
["SC_1924_A1","Tebsa 110",0.01]
["SC_1924_A2","Tebsa 110",0.03]
["SC_1927_A1","Tebsa 110",0.14099999999999999]
["SC_1927_A2","Tebsa 110",0.14099999999999999]
["SC_1931_A1","Tebsa 110",0.1]
["SC_1931_A2","Tebsa 110",0.1]
["SC_1933_A1","Tebsa 110",0.14099999999999999]
["SC_1933_A2","Tebsa 110",0.14000000000000001]
["SC_1934_A1","Tebsa 110",0.1]
["SC_1934_A2","Tebsa 110",0.1]
["SC_1935_A1","Tebsa 110",0.1]
["SC_1935_A2","Tebsa 110",0.1]
["SC_1954_A1","Tebsa 110",0.13100000000000001]
["SC_1954_A2","Tebsa 110",0.2]
["SC_1954_A3","Tebsa 110",0.25900000000000034]
["SC_1955_A1","Tebsa 110",0.09]
["SC_1955_A2","Tebsa 110",0.14000000000000001]
["SC_1955_A3","Tebsa 110",0.25900000000000034]
["SC_1956_A1","Tebsa 110",0.09]
["SC_1956_A2","Tebsa 110",0.14000000000000001]
["SC_1956_A3","Tebsa 110",0.25900000000000034]
["SC_1958_A1","Tebsa 110",0.13100000000000001]
["SC_1958_A2","Tebsa 110",0.2]
["SC_1958_A3","Tebsa 110",0.25900000000000034]
["SC_1962_A1","Tebsa 110",0.02]
["SC_1962_A2","Tebsa 110",0.02]
["SC_1964_A1","Tebsa 110",7.0000000000000007E-2]
["SC_1964_A2","Tebsa 110",0.1]
["SC_1965_A1","Tebsa 110",0.10100000000000001]
["SC_1965_A2","Tebsa 110",0.153]
["SC_1972_A1","Tebsa 110",0.06]
["SC_1972_A2","Tebsa 110",0.15]
["SC_1977_A1","Tebsa 110",0.01]
["SC_1977_A2","Tebsa 110",0.01]
["SC_1997_A1","Tebsa 110",0.10100000000000001]
["SC_1997_A2","Tebsa 110",0.153]
["SC_1998_A1","Tebsa 110",0.10100000000000001]
["SC_1998_A2","Tebsa 110",0.125]
["SC_2029_A1","Tebsa 110",0.01]
["SC_2029_A2","Tebsa 110",0.01]
["SC_2051_A1","Tebsa 110",0.03]
["SC_2051_A2","Tebsa 110",0.1]
["SC_2054_A1","Tebsa 110",0.01]
["SC_2054_A2","Tebsa 110",0.01]
["SC_2095_A1","Tebsa 110",0.02]
["SC_2095_A2","Tebsa 110",0.02]
["SC_2143_A1","Tebsa 110",0.03]
["SC_2143_A2","Tebsa 110",0.08]
["SC_2182_A1","Tebsa 110",0.45]
["SC_2182_A2","Tebsa 110",0.32]
["SC_2219_A1","Tebsa 110",0.34]
["SC_2219_A2","Tebsa 110",0.09]
["SC_2220_A1","Tebsa 110",0]
["SC_2220_A2","Tebsa 110",0.01]
["SC_2225_A1","Tebsa 110",0.06]
["SC_2225_A2","Tebsa 110",0.15]
["SC_509_A1","Tebsa 110",0.01]
["SC_509_A2","Tebsa 110",0.01]
["SC_68_A1","Tebsa 110",0.34]
["SC_972_A1","Tebsa 110",0.19]
["SC_972_A2","Tebsa 110",0.17]
["SC_974_A1","Tebsa 110",0.15]
["SC_974_A2","Tebsa 110",0.13]
["SC_975_A1","Tebsa 110",0.15]
["SC_975_A2","Tebsa 110",0.13]
["SC_1045_A1","Tebsa 220",0.03]
["SC_1045_A2","Tebsa 220",0.03]
["SC_1050_A1","Tebsa 220",0.03]
["SC_1050_A2","Tebsa 220",0.03]
["SC_1068_A1","Tebsa 220",1.91]
["SC_1068_A2","Tebsa 220",0.77]
["SC_1071_A1","Tebsa 220",2.08]
["SC_1071_A2","Tebsa 220",-7.0000000000000007E-2]
["SC_1072_A1","Tebsa 220",1.55]
["SC_1072_A2","Tebsa 220",0.85]
["SC_1103_A1","Tebsa 220",0.03]
["SC_1103_A2","Tebsa 220",0.03]
["SC_1137_A1","Tebsa 220",0.03]
["SC_1137_A2","Tebsa 220",0.03]
["SC_1183_A1","Tebsa 220",0.01]
["SC_1183_A2","Tebsa 220",0.01]
["SC_1208_A1","Tebsa 220",0.01]
["SC_1208_A2","Tebsa 220",0.01]
["SC_1212_A1","Tebsa 220",0.01]
["SC_1212_A2","Tebsa 220",0.01]
["SC_1221_A1","Tebsa 220",0.03]
["SC_1221_A2","Tebsa 220",0.03]
["SC_1237_A1","Tebsa 220",0.05]
["SC_1237_A2","Tebsa 220",0.05]
["SC_1258_A1","Tebsa 220",0.02]
["SC_1258_A2","Tebsa 220",0.01]
["SC_1289_A1","Tebsa 220",0.01]
["SC_1289_A2","Tebsa 220",0.01]
["SC_1404_A1","Tebsa 220",0.03]
["SC_1404_A2","Tebsa 220",0.03]
["SC_1849_A1","Tebsa 220",0.27]
["SC_1849_A2","Tebsa 220",0.15]
["SC_1863_A1","Tebsa 220",0.5]
["SC_1863_A2","Tebsa 220",0.4]
["SC_1884_A1","Tebsa 220",0.5]
["SC_1884_A2","Tebsa 220",0.3]
["SC_1885_A1","Tebsa 220",0.33]
["SC_1885_A2","Tebsa 220",0.155]
["SC_1885_A3","Tebsa 220",0.23000000000000398]
["SC_1924_A1","Tebsa 220",0.01]
["SC_1924_A2","Tebsa 220",0.4]
["SC_1927_A1","Tebsa 220",0.17699999999999999]
["SC_1927_A2","Tebsa 220",0.17699999999999999]
["SC_1931_A1","Tebsa 220",0.12]
["SC_1931_A2","Tebsa 220",0.12]
["SC_1933_A1","Tebsa 220",0.17699999999999999]
["SC_1933_A2","Tebsa 220",0.17299999999999999]
["SC_1934_A1","Tebsa 220",0.12]
["SC_1934_A2","Tebsa 220",0.12]
["SC_1935_A1","Tebsa 220",0.12]
["SC_1935_A2","Tebsa 220",0.12]
["SC_1954_A1","Tebsa 220",0.33]
["SC_1954_A2","Tebsa 220",0.155]
["SC_1954_A3","Tebsa 220",0.23000000000000398]
["SC_1955_A1","Tebsa 220",0.19]
["SC_1955_A2","Tebsa 220",0.11]
["SC_1955_A3","Tebsa 220",0.23000000000000398]
["SC_1956_A1","Tebsa 220",0.19]
["SC_1956_A2","Tebsa 220",0.11]
["SC_1956_A3","Tebsa 220",0.23000000000000398]
["SC_1958_A1","Tebsa 220",0.33]
["SC_1958_A2","Tebsa 220",0.155]
["SC_1958_A3","Tebsa 220",0.23000000000000398]
["SC_1962_A1","Tebsa 220",0.02]
["SC_1962_A2","Tebsa 220",0.02]
["SC_1964_A1","Tebsa 220",0.11]
["SC_1964_A2","Tebsa 220",0.19]
["SC_1965_A1","Tebsa 220",0.16]
["SC_1965_A2","Tebsa 220",0.32]
["SC_1972_A1","Tebsa 220",0.05]
["SC_1972_A2","Tebsa 220",0.05]
["SC_1977_A1","Tebsa 220",0.02]
["SC_1977_A2","Tebsa 220",0.02]
["SC_1997_A1","Tebsa 220",0.16]
["SC_1997_A2","Tebsa 220",0.32]
["SC_1998_A1","Tebsa 220",0.16]
["SC_1998_A2","Tebsa 220",0.16]
["SC_2018_A1","Tebsa 220",0.01]
["SC_2018_A2","Tebsa 220",0]
["SC_2029_A1","Tebsa 220",0.01]
["SC_2029_A2","Tebsa 220",0.02]
["SC_2051_A1","Tebsa 220",0.03]
["SC_2051_A2","Tebsa 220",0.03]
["SC_2095_A1","Tebsa 220",0.03]
["SC_2095_A2","Tebsa 220",0.03]
["SC_2101_A1","Tebsa 220",0.01]
["SC_2101_A2","Tebsa 220",0.01]
["SC_2143_A1","Tebsa 220",0.1]
["SC_2143_A2","Tebsa 220",0.27]
["SC_2182_A1","Tebsa 220",0.5]
["SC_2182_A2","Tebsa 220",0.41]
["SC_2219_A1","Tebsa 220",0.19]
["SC_2219_A2","Tebsa 220",0.23]
["SC_2220_A1","Tebsa 220",0]
["SC_2220_A2","Tebsa 220",0.01]
["SC_2225_A1","Tebsa 220",0.05]
["SC_2225_A2","Tebsa 220",0.05]
["SC_509_A1","Tebsa 220",0.02]
["SC_509_A2","Tebsa 220",0.02]
["SC_600_A1","Tebsa 220",0.04]
["SC_600_A2","Tebsa 220",0.03]
["SC_1068_A1","Tebsa II 110",7.0000000000000007E-2]
["SC_1068_A2","Tebsa II 110",0.03]
["SC_1071_A1","Tebsa II 110",-2.64]
["SC_1071_A2","Tebsa II 110",-2.71]
["SC_1072_A1","Tebsa II 110",0.06]
["SC_1072_A2","Tebsa II 110",0.03]
["SC_1849_A1","Tebsa II 110",0.01]
["SC_1849_A2","Tebsa II 110",0.01]
["SC_1885_A1","Tebsa II 110",1.536]
["SC_1885_A2","Tebsa II 110",4.9000000000000002E-2]
["SC_1885_A3","Tebsa II 110",6.4999999999997726E-2]
["SC_1924_A1","Tebsa II 110",0]
["SC_1924_A2","Tebsa II 110",0.01]
["SC_1927_A1","Tebsa II 110",5.7000000000000002E-2]
["SC_1927_A2","Tebsa II 110",5.7000000000000002E-2]
["SC_1931_A1","Tebsa II 110",0.04]
["SC_1931_A2","Tebsa II 110",0.04]
["SC_1933_A1","Tebsa II 110",5.7000000000000002E-2]
["SC_1933_A2","Tebsa II 110",5.7000000000000002E-2]
["SC_1934_A1","Tebsa II 110",0.04]
["SC_1934_A2","Tebsa II 110",0.04]
["SC_1935_A1","Tebsa II 110",0.04]
["SC_1935_A2","Tebsa II 110",0.04]
["SC_1954_A1","Tebsa II 110",1.536]
["SC_1954_A2","Tebsa II 110",0.79600000000000004]
["SC_1954_A3","Tebsa II 110",6.4999999999997726E-2]
["SC_1955_A1","Tebsa II 110",0.78]
["SC_1955_A2","Tebsa II 110",0.47]
["SC_1955_A3","Tebsa II 110",6.4999999999997726E-2]
["SC_1956_A1","Tebsa II 110",0.78]
["SC_1956_A2","Tebsa II 110",0.47]
["SC_1956_A3","Tebsa II 110",6.4999999999997726E-2]
["SC_1958_A1","Tebsa II 110",1.536]
["SC_1958_A2","Tebsa II 110",0.79600000000000004]
["SC_1958_A3","Tebsa II 110",6.4999999999997726E-2]
["SC_1964_A1","Tebsa II 110",0.03]
["SC_1964_A2","Tebsa II 110",0.04]
["SC_1965_A1","Tebsa II 110",4.3999999999999997E-2]
["SC_1965_A2","Tebsa II 110",0.06]
["SC_1977_A1","Tebsa II 110",0]
["SC_1977_A2","Tebsa II 110",0]
["SC_1997_A1","Tebsa II 110",4.3999999999999997E-2]
["SC_1997_A2","Tebsa II 110",0.06]
["SC_1998_A1","Tebsa II 110",4.3999999999999997E-2]
["SC_1998_A2","Tebsa II 110",0.10199999999999999]
["SC_2143_A1","Tebsa II 110",0]
["SC_2143_A2","Tebsa II 110",0.01]
["SC_509_A1","Tebsa II 110",0]
["SC_509_A2","Tebsa II 110",0]
["SC_972_A1","Tebsa II 110",0.03]
["SC_972_A2","Tebsa II 110",0.02]
["SC_974_A1","Tebsa II 110",0.01]
["SC_974_A2","Tebsa II 110",0.01]
["SC_975_A1","Tebsa II 110",0.01]
["SC_975_A2","Tebsa II 110",1]
["SC_1208_A1","Termoflores 110",0.01]
["SC_1208_A2","Termoflores 110",0.01]
["SC_1212_A1","Termoflores 110",0.01]
["SC_1212_A2","Termoflores 110",0.01]
["SC_1289_A1","Termoflores 110",0.01]
["SC_1289_A2","Termoflores 110",0.01]
["SC_1849_A1","Termoflores 110",0.09]
["SC_1849_A2","Termoflores 110",0.04]
["SC_1927_A1","Termoflores 110",0.151]
["SC_1927_A2","Termoflores 110",0.151]
["SC_1931_A1","Termoflores 110",0.11]
["SC_1931_A2","Termoflores 110",0.1]
["SC_1933_A1","Termoflores 110",0.151]
["SC_1933_A2","Termoflores 110",0.15]
["SC_1934_A1","Termoflores 110",0.11]
["SC_1934_A2","Termoflores 110",0.1]
["SC_1935_A1","Termoflores 110",0.11]
["SC_1935_A2","Termoflores 110",0.1]
["SC_1954_A1","Termoflores 110",9.7000000000000003E-2]
["SC_1954_A2","Termoflores 110",0.14499999999999999]
["SC_1955_A1","Termoflores 110",7.0000000000000007E-2]
["SC_1955_A2","Termoflores 110",0.1]
["SC_1956_A1","Termoflores 110",7.0000000000000007E-2]
["SC_1956_A2","Termoflores 110",0.1]
["SC_1958_A1","Termoflores 110",9.7000000000000003E-2]
["SC_1958_A2","Termoflores 110",0.14499999999999999]
["SC_1964_A1","Termoflores 110",0.06]
["SC_1964_A2","Termoflores 110",0.1]
["SC_1965_A1","Termoflores 110",0.09]
["SC_1965_A2","Termoflores 110",0.153]
["SC_1977_A1","Termoflores 110",0.02]
["SC_1977_A2","Termoflores 110",0.02]
["SC_1997_A1","Termoflores 110",0.09]
["SC_1997_A2","Termoflores 110",0.153]
["SC_1998_A1","Termoflores 110",0.09]
["SC_1998_A2","Termoflores 110",0.14299999999999999]
["SC_2018_A1","Termoflores 110",0.02]
["SC_2018_A2","Termoflores 110",0.01]
["SC_2029_A1","Termoflores 110",0.01]
["SC_2029_A2","Termoflores 110",0.01]
["SC_2051_A1","Termoflores 110",0.03]
["SC_2051_A2","Termoflores 110",0.02]
["SC_2054_A1","Termoflores 110",0.01]
["SC_2054_A2","Termoflores 110",0.01]
["SC_2095_A1","Termoflores 110",0.03]
["SC_2095_A2","Termoflores 110",0.02]
["SC_2143_A1","Termoflores 110",0.03]
["SC_2143_A2","Termoflores 110",0.08]
["SC_2182_A1","Termoflores 110",0.61]
["SC_2182_A2","Termoflores 110",0.34]
["SC_2219_A1","Termoflores 110",0.21]
["SC_2219_A2","Termoflores 110",0.08]
["SC_509_A1","Termoflores 110",0.02]
["SC_509_A2","Termoflores 110",0.02]
["SC_1045_A1","Union 110",0.02]
["SC_1045_A2","Union 110",0.02]
["SC_1050_A1","Union 110",0.02]
["SC_1050_A2","Union 110",0.02]
["SC_1068_A1","Union 110",0.19]
["SC_1068_A2","Union 110",1.76]
["SC_1071_A1","Union 110",0.19]
["SC_1071_A2","Union 110",2.33]
["SC_1072_A1","Union 110",0.15]
["SC_1072_A2","Union 110",1.97]
["SC_1103_A1","Union 110",0.02]
["SC_1103_A2","Union 110",0.02]
["SC_1137_A1","Union 110",0.02]
["SC_1137_A2","Union 110",0.02]
["SC_1208_A1","Union 110",0.01]
["SC_1212_A1","Union 110",0.01]
["SC_1221_A1","Union 110",0.02]
["SC_1221_A2","Union 110",0.02]
["SC_1237_A1","Union 110",0.05]
["SC_1237_A2","Union 110",0.08]
["SC_1258_A1","Union 110",0.01]
["SC_1258_A2","Union 110",0.01]
["SC_1289_A1","Union 110",0]
["SC_1289_A2","Union 110",0]
["SC_1404_A1","Union 110",0.02]
["SC_1404_A2","Union 110",0.02]
["SC_1849_A1","Union 110",0.05]
["SC_1849_A2","Union 110",0.03]
["SC_1885_A1","Union 110",8.5999999999999993E-2]
["SC_1885_A2","Union 110",9.8000000000000004E-2]
["SC_1885_A3","Union 110",0.17599999999999838]
["SC_1924_A1","Union 110",0.01]
["SC_1924_A2","Union 110",0.03]
["SC_1927_A1","Union 110",9.9000000000000005E-2]
["SC_1927_A2","Union 110",9.9000000000000005E-2]
["SC_1931_A1","Union 110",7.0000000000000007E-2]
["SC_1931_A2","Union 110",7.0000000000000007E-2]
["SC_1933_A1","Union 110",9.9000000000000005E-2]
["SC_1933_A2","Union 110",9.9000000000000005E-2]
["SC_1934_A1","Union 110",7.0000000000000007E-2]
["SC_1934_A2","Union 110",7.0000000000000007E-2]
["SC_1935_A1","Union 110",7.0000000000000007E-2]
["SC_1935_A2","Union 110",7.0000000000000007E-2]
["SC_1954_A1","Union 110",8.5999999999999993E-2]
["SC_1954_A2","Union 110",0.10199999999999999]
["SC_1954_A3","Union 110",0.17599999999999838]
["SC_1955_A1","Union 110",7.0000000000000007E-2]
["SC_1955_A2","Union 110",7.0000000000000007E-2]
["SC_1955_A3","Union 110",0.17599999999999838]
["SC_1956_A1","Union 110",7.0000000000000007E-2]
["SC_1956_A2","Union 110",7.0000000000000007E-2]
["SC_1956_A3","Union 110",0.17599999999999838]
["SC_1958_A1","Union 110",8.5999999999999993E-2]
["SC_1958_A2","Union 110",0.10199999999999999]
["SC_1958_A3","Union 110",0.17599999999999838]
["SC_1962_A1","Union 110",0.02]
["SC_1962_A2","Union 110",0.02]
["SC_1964_A1","Union 110",0.05]
["SC_1964_A2","Union 110",7.0000000000000007E-2]
["SC_1965_A1","Union 110",7.0000000000000007E-2]
["SC_1965_A2","Union 110",9.7000000000000003E-2]
["SC_1972_A1","Union 110",0.05]
["SC_1972_A2","Union 110",0.08]
["SC_1977_A1","Union 110",0.01]
["SC_1977_A2","Union 110",0.01]
["SC_1997_A1","Union 110",7.0000000000000007E-2]
["SC_1997_A2","Union 110",9.7000000000000003E-2]
["SC_1998_A1","Union 110",7.0000000000000007E-2]
["SC_1998_A2","Union 110",9.5000000000000001E-2]
["SC_2018_A1","Union 110",0.01]
["SC_2018_A2","Union 110",0.01]
["SC_2051_A1","Union 110",0.01]
["SC_2051_A2","Union 110",0.03]
["SC_2095_A1","Union 110",0.01]
["SC_2095_A2","Union 110",0.01]
["SC_2143_A1","Union 110",0.02]
["SC_2143_A2","Union 110",0.05]
["SC_2189_A1","Union 110",-7.6832339999999277E-2]
["SC_2189_A2","Union 110",-1.3087129999998837E-2]
["SC_2219_A1","Union 110",0.19]
["SC_2219_A2","Union 110",0.04]
["SC_2225_A1","Union 110",0.05]
["SC_2225_A2","Union 110",0.08]
["SC_509_A1","Union 110",0.01]
["SC_509_A2","Union 110",0.01]
["SC_600_A1","Union 110",0.05]
["SC_600_A2","Union 110",0.09]
["SC_68_A1","Union 110",0.27]
["SC_972_A1","Union 110",0.12]
["SC_972_A2","Union 110",0.1]
["SC_974_A1","Union 110",0.09]
["SC_974_A2","Union 110",1]
["SC_975_A1","Union 110",0.09]
["SC_975_A2","Union 110",2]
["SC_1045_A1","Veinte Julio 110",0.02]
["SC_1045_A2","Veinte Julio 110",0.02]
["SC_1050_A1","Veinte Julio 110",0.02]
["SC_1050_A2","Veinte Julio 110",0.02]
["SC_1068_A1","Veinte Julio 110",0.17]
["SC_1068_A2","Veinte Julio 110",1.82]
["SC_1071_A1","Veinte Julio 110",0.18]
["SC_1071_A2","Veinte Julio 110",2.4300000000000002]
["SC_1072_A1","Veinte Julio 110",0.13]
["SC_1072_A2","Veinte Julio 110",2.04]
["SC_1103_A1","Veinte Julio 110",0.02]
["SC_1103_A2","Veinte Julio 110",0.02]
["SC_1137_A1","Veinte Julio 110",0.02]
["SC_1137_A2","Veinte Julio 110",0.02]
["SC_1221_A1","Veinte Julio 110",0.02]
["SC_1221_A2","Veinte Julio 110",0.02]
["SC_1237_A1","Veinte Julio 110",0.05]
["SC_1237_A2","Veinte Julio 110",0.08]
["SC_1258_A1","Veinte Julio 110",0]
["SC_1258_A2","Veinte Julio 110",0]
["SC_1289_A1","Veinte Julio 110",0]
["SC_1289_A2","Veinte Julio 110",0]
["SC_1404_A1","Veinte Julio 110",0.02]
["SC_1404_A2","Veinte Julio 110",0.02]
["SC_1849_A1","Veinte Julio 110",0.05]
["SC_1849_A2","Veinte Julio 110",0.02]
["SC_1885_A1","Veinte Julio 110",8.2000000000000003E-2]
["SC_1885_A2","Veinte Julio 110",9.2999999999999999E-2]
["SC_1927_A1","Veinte Julio 110",9.2999999999999999E-2]
["SC_1927_A2","Veinte Julio 110",9.2999999999999999E-2]
["SC_1931_A1","Veinte Julio 110",7.0000000000000007E-2]
["SC_1931_A2","Veinte Julio 110",7.0000000000000007E-2]
["SC_1933_A1","Veinte Julio 110",9.2999999999999999E-2]
["SC_1933_A2","Veinte Julio 110",9.2999999999999999E-2]
["SC_1934_A1","Veinte Julio 110",7.0000000000000007E-2]
["SC_1934_A2","Veinte Julio 110",7.0000000000000007E-2]
["SC_1935_A1","Veinte Julio 110",7.0000000000000007E-2]
["SC_1935_A2","Veinte Julio 110",7.0000000000000007E-2]
["SC_1954_A1","Veinte Julio 110",0.17299999999999999]
["SC_1954_A2","Veinte Julio 110",0.14099999999999999]
["SC_1955_A1","Veinte Julio 110",0.12]
["SC_1955_A2","Veinte Julio 110",0.1]
["SC_1956_A1","Veinte Julio 110",0.12]
["SC_1956_A2","Veinte Julio 110",0.1]
["SC_1958_A1","Veinte Julio 110",0.17299999999999999]
["SC_1958_A2","Veinte Julio 110",0.14099999999999999]
["SC_1964_A1","Veinte Julio 110",0.05]
["SC_1964_A2","Veinte Julio 110",7.0000000000000007E-2]
["SC_1965_A1","Veinte Julio 110",6.6000000000000003E-2]
["SC_1965_A2","Veinte Julio 110",0.09]
["SC_1972_A1","Veinte Julio 110",0.05]
["SC_1972_A2","Veinte Julio 110",0.08]
["SC_1977_A1","Veinte Julio 110",0.01]
["SC_1977_A2","Veinte Julio 110",0.01]
["SC_1997_A1","Veinte Julio 110",6.6000000000000003E-2]
["SC_1997_A2","Veinte Julio 110",0.09]
["SC_1998_A1","Veinte Julio 110",6.6000000000000003E-2]
["SC_1998_A2","Veinte Julio 110",0.128]
["SC_2018_A1","Veinte Julio 110",0]
["SC_2018_A2","Veinte Julio 110",0]
["SC_2029_A2","Veinte Julio 110",0.01]
["SC_2051_A1","Veinte Julio 110",0.01]
["SC_2051_A2","Veinte Julio 110",0.05]
["SC_2095_A1","Veinte Julio 110",0.01]
["SC_2095_A2","Veinte Julio 110",0.01]
["SC_2143_A1","Veinte Julio 110",0.02]
["SC_2143_A2","Veinte Julio 110",0.04]
["SC_2219_A1","Veinte Julio 110",0.1]
["SC_2219_A2","Veinte Julio 110",0.02]
["SC_2220_A1","Veinte Julio 110",0]
["SC_2220_A2","Veinte Julio 110",0]
["SC_2225_A1","Veinte Julio 110",0.05]
["SC_2225_A2","Veinte Julio 110",0.08]
["SC_509_A1","Veinte Julio 110",0.01]
["SC_509_A2","Veinte Julio 110",0.01]
["SC_600_A1","Veinte Julio 110",0.04]
["SC_600_A2","Veinte Julio 110",0.06]
["SC_1173_A1","Palermo 110",0.1]
["SC_1173_A1","Palermo 34.5",0.2]
["SC_1173_A1","Palermo 13.8",0.2]
["SC_1173_A1","El Rio 110",0.1]
["SC_1173_A1","Tebsa 110",0.1]
["SC_1173_A2","Palermo 110",0.1]
["SC_1173_A2","Palermo 34.5",0.2]
["SC_1173_A2","Palermo 13.8",0.4]
["SC_1173_A2","El Rio 110",0.1]
["SC_1173_A2","Tebsa 110",0.1]
["SC_1606_A1","Palermo 110",0.1]
["SC_1606_A1","Palermo 34.5",0.2]
["SC_1606_A1","Palermo 13.8",0.2]
["SC_1606_A1","El Rio 220",0]
["SC_1606_A1","El Rio 110",0.1]
["SC_1606_A1","Magdalena 110",0]
["SC_1606_A1","Tebsa 110",0.1]
["SC_1606_A2","Palermo 110",0.1]
["SC_1606_A2","Palermo 34.5",0.2]
["SC_1606_A2","Palermo 13.8",0.4]
["SC_1606_A2","El Rio 220",0]
["SC_1606_A2","El Rio 110",0.1]
["SC_1606_A2","Magdalena 110",0]
["SC_1606_A2","Tebsa 110",0.1]
["SC_1308_A1","Caracoli 110",0.18]
["SC_1308_A1","Caracoli 220",0.09]
["SC_1308_A1","Nv Baranoa 110",0.13]
["SC_1308_A1","Nv Barranquilla 220",0.08]
["SC_1308_A1","Sabanalarga 110",0.28000000000000003]
["SC_1308_A1","Sabanalarga 220",0.14000000000000001]
["SC_1308_A1","Salamina EC 110",0.25]
["SC_1308_A1","Tebsa 220",0.1]
["SC_1308_A1","Veinte Julio 110",0.06]
["SC_1308_A2","Caracoli 110",0.18]
["SC_1308_A2","Caracoli 220",0.08]
["SC_1308_A2","Nv Baranoa 110",0.14000000000000001]
["SC_1308_A2","Nv Barranquilla 220",0.08]
["SC_1308_A2","Sabanalarga 110",0.28000000000000003]
["SC_1308_A2","Sabanalarga 220",0.15]
["SC_1308_A2","Salamina EC 110",0.25]
["SC_1308_A2","Tebsa 220",0.11]
["SC_1308_A2","Veinte Julio 110",7.0000000000000007E-2]
["SC_2343_A1","Palermo 110",0.13]
["SC_2343_A1","Sabanalarga 110",0.26]
["SC_2343_A1","El Rio 110",0]
["SC_2343_A1","Union 110",0]
["SC_2343_A1","Magdalena 110",0]
["SC_2343_A2","Palermo 110",0.26]
["SC_2343_A2","Sabanalarga 110",0]
["SC_2343_A2","El Rio 110",1.52]
["SC_2343_A2","Union 110",0.05]
["SC_2343_A2","Magdalena 110",0.11]
["SC_2110_A1","Sabanalarga 500",1.0000000000001563E-2]
["SC_2110_A1","Sabanalarga 220",5.0000000000004263E-2]
["SC_2110_A1","Nv Baranoa 110",1.9999999999999574E-2]
["SC_2110_A1","Salamina EC 110",0]
["SC_2110_A1","Sabanalarga 110",0.12999999999999901]
["SC_2110_A1","Salamina 34.5",6.5]
["SC_2110_A1","Sabanalarga 34.5",0]
["SC_2110_A2","Sabanalarga 500",1.0000000000001563E-2]
["SC_2110_A2","Sabanalarga 220",6.0000000000002274E-2]
["SC_2110_A2","Nv Baranoa 110",1.9999999999999574E-2]
["SC_2110_A2","Salamina EC 110",5.16]
["SC_2110_A2","Sabanalarga 110",0.12999999999999901]
["SC_2110_A2","Salamina 34.5",6.08]
["SC_2110_A2","Sabanalarga 34.5",0]

{"sheet":"zonas","index":6,"n_rows":199,"n_cols":4,"rows_kept":199,"cut":false,"hidden":false,"merged":[]}
["nombre","periodo","capacidad","factor"]
["Zona4",2023,6.4471435546875,1]
["Zona4",2024,10.8221435546875,1]
["Zona4",2025,6.66107177734375,1]
["Zona4",2026,6.66107177734375,1]
["Zona4",2027,6.66107177734375,1]
["Zona4",2028,7.2715234756469718,1]
["Zona4",2029,18.399658203125,1]
["Zona4",2030,7.8965234756469727,1]
["Zona4",2031,14.086093902587891,1]
["Zona4",2032,20.336093902587891,1]
["Zona4",2033,14.543046951293951,1]
["Zona16",2023,64.29443359375,1]
["Zona16",2024,17.1875,1]
["Zona16",2025,18.359375,1]
["Zona16",2026,19.375,1]
["Zona16",2027,20,1]
["Zona16",2028,20.9375,1]
["Zona16",2029,21.875,1]
["Zona16",2030,22.1923828125,1]
["Zona16",2031,23.828125,1]
["Zona16",2032,24.609375,1]
["Zona16",2033,25.625,1]
["Zona7",2023,437.5,1]
["Zona7",2024,393.75,1]
["Zona7",2025,323.78982249647379,1]
["Zona7",2026,661.28982249647379,1]
["Zona7",2027,723.78982249647379,1]
["Zona7",2028,578.125,1]
["Zona7",2029,653.125,1]
["Zona7",2030,678.125,1]
["Zona7",2031,728.125,1]
["Zona7",2032,625.5859375,1]
["Zona7",2033,738.0859375,1]
["Zona18",2023,784.765625,1]
["Zona18",2024,999.52392578125,1]
["Zona18",2025,999.52392578125,1]
["Zona18",2026,999.52392578125,1]
["Zona18",2027,999.52392578125,1]
["Zona18",2028,999.52392578125,1]
["Zona18",2029,987.05368041992188,1]
["Zona18",2030,999.52392578125,1]
["Zona18",2031,999.52392578125,1]
["Zona18",2032,999.52392578125,1]
["Zona18",2033,999.52392578125,1]
["Zona12",2023,0,1]
["Zona12",2024,125,1]
["Zona12",2025,125,1]
["Zona12",2026,125,1]
["Zona12",2027,126.5625,1]
["Zona12",2028,126.5625,1]
["Zona12",2029,126.5625,1]
["Zona12",2030,126.5625,1]
["Zona12",2031,126.5625,1]
["Zona12",2032,126.5625,1]
["Zona12",2033,126.5625,1]
["Zona1",2023,76.188445091247559,1]
["Zona1",2024,76.188445091247559,1]
["Zona1",2025,77.750945091247559,1]
["Zona1",2026,78.532195091247559,1]
["Zona1",2027,79.313445091247559,1]
["Zona1",2028,80.063400790095329,1]
["Zona1",2029,80.875945091247559,1]
["Zona1",2030,81.625900790095329,1]
["Zona1",2031,83.219695091247559,1]
["Zona1",2032,84.000945091247559,1]
["Zona1",2033,84.000945091247559,1]
["Zona8",2023,108.3133935928345,1]
["Zona8",2024,115.625,1]
["Zona8",2025,114.5633935928345,1]
["Zona8",2026,114.5633935928345,1]
["Zona8",2027,121.73906520474701,1]
["Zona8",2028,118.9453125,1]
["Zona8",2029,118.9453125,1]
["Zona8",2030,118.9453125,1]
["Zona8",2031,118.9453125,1]
["Zona8",2032,131.4453125,1]
["Zona8",2033,128.3714294433594,1]
["Zona14",2023,125,1]
["Zona14",2024,119.2226886749268,1]
["Zona14",2025,162.5,1]
["Zona14",2026,169.22268867492679,1]
["Zona14",2027,181.72268867492679,1]
["Zona14",2028,180.46875,1]
["Zona14",2029,180.46875,1]
["Zona14",2030,180.46875,1]
["Zona14",2031,180.46875,1]
["Zona14",2032,199.21875,1]
["Zona14",2033,223.3498195535503,1]
["Zona15",2023,96.973419189453125,1]
["Zona15",2024,90.912580490112305,1]
["Zona15",2025,90.912580490112305,1]
["Zona15",2026,90.912580490112305,1]
["Zona15",2027,97.162580490112305,1]
["Zona15",2028,94.79522705078125,1]
["Zona15",2029,94.795227050781236,1]
["Zona15",2030,94.795227050781236,1]
["Zona15",2031,94.795227050781236,1]
["Zona15",2032,101.04522705078119,1]
["Zona15",2033,119.79522705078119,1]
["Zona11",2023,75.18157958984375,1]
["Zona11",2024,75.146484375,1]
["Zona11",2025,79.6875,1]
["Zona11",2026,79.6875,1]
["Zona11",2027,79.6875,1]
["Zona11",2028,78.4423828125,1]
["Zona11",2029,78.4423828125,1]
["Zona11",2030,78.4423828125,1]
["Zona11",2031,78.4423828125,1]
["Zona11",2032,78.4423828125,1]
["Zona11",2033,78.4423828125,1]
["Zona17",2023,212.5,1]
["Zona17",2024,133.23974609375,1]
["Zona17",2025,275,1]
["Zona17",2026,363.14975321292877,1]
["Zona17",2027,400.64975321292877,1]
["Zona17",2028,375,1]
["Zona17",2029,412.5,1]
["Zona17",2030,437.5,1]
["Zona17",2031,475,1]
["Zona17",2032,436.4349365234375,1]
["Zona17",2033,368.21746826171881,1]
["Zona13",2023,156.25,1]
["Zona13",2024,135.09521484375,1]
["Zona13",2025,200,1]
["Zona13",2026,278.37593667209148,1]
["Zona13",2027,303.37593667209148,1]
["Zona13",2028,284.375,1]
["Zona13",2029,303.125,1]
["Zona13",2030,328.125,1]
["Zona13",2031,353.125,1]
["Zona13",2032,383.53347778320312,1]
["Zona13",2033,284.69149406300858,1]
["Zona5",2023,151.20947329179299,1]
["Zona5",2024,101.5938648679234,1]
["Zona5",2025,104.7188648679235,1]
["Zona5",2026,104.7188648679235,1]
["Zona5",2027,105.5001148679235,1]
["Zona5",2028,106.07921373820651,1]
["Zona5",2029,107.0626148679235,1]
["Zona5",2030,107.64171373820651,1]
["Zona5",2031,108.6251148679235,1]
["Zona5",2032,108.6251148679235,1]
["Zona5",2033,108.6251148679235,1]
["Zona2",2023,134.73272323608401,1]
["Zona2",2024,135.60791015625,1]
["Zona2",2025,147.23272323608401,1]
["Zona2",2026,147.23272323608401,1]
["Zona2",2027,159.73272323608401,1]
["Zona2",2028,156.73828125,1]
["Zona2",2029,156.73828125,1]
["Zona2",2030,156.73828125,1]
["Zona2",2031,156.73828125,1]
["Zona2",2032,153.9802551269531,1]
["Zona2",2033,170.7916259765625,1]
["Zona6",2023,17.8125,1]
["Zona6",2024,6.910400390625,1]
["Zona6",2025,7.9296875,1]
["Zona6",2026,8.160400390625,1]
["Zona6",2027,8.785400390625,1]
["Zona6",2028,9.27734375,1]
["Zona6",2029,9.410400390625,1]
["Zona6",2030,9.90234375,1]
["Zona6",2031,10.660400390625,1]
["Zona6",2032,11.0546875,1]
["Zona6",2033,11.285400390625,1]
["Zona3",2023,167.93308258056641,1]
["Zona3",2024,129.8095703125,1]
["Zona3",2025,206.99558258056641,1]
["Zona3",2026,208.55808258056641,1]
["Zona3",2027,209.33933258056641,1]
["Zona3",2028,211.22001931071279,1]
["Zona3",2029,212.4821662902832,1]
["Zona3",2030,212.78251931071279,1]
["Zona3",2031,214.8270308971405,1]
["Zona3",2032,191.92352294921881,1]
["Zona3",2033,167.93308258056641,1]
["Zona9",2023,61.744594573974609,1]
["Zona9",2024,53.06176096200943,1]
["Zona9",2025,56.18676096200943,1]
["Zona9",2026,60.87426096200943,1]
["Zona9",2027,63.99926096200943,1]
["Zona9",2028,68.309969501569867,1]
["Zona9",2029,71.81176096200943,1]
["Zona9",2030,74.559969501569867,1]
["Zona9",2031,78.06176096200943,1]
["Zona9",2032,82.74926096200943,1]
["Zona9",2033,87.43676096200943,1]
["Zona10",2023,111.328125,1]
["Zona10",2024,84.375,1]
["Zona10",2025,84.375,1]
["Zona10",2026,84.375,1]
["Zona10",2027,84.375,1]
["Zona10",2028,84.375,1]
["Zona10",2029,84.375,1]
["Zona10",2030,84.375,1]
["Zona10",2031,96.875,1]
["Zona10",2032,96.875,1]
["Zona10",2033,96.875,1]

{"sheet":"zonaBarra","index":7,"n_rows":57,"n_cols":2,"rows_kept":57,"cut":false,"hidden":false,"merged":[]}
["nombre","barra"]
["Zona1","Nv Baranoa 110"]
["Zona1","Baranoa 13.8"]
["Zona1","Baranoa 34.5"]
["Zona2","Tebsa 110"]
["Zona2","Veinte Julio 110"]
["Zona2","Cordialidad 110"]
["Zona2","Magdalena 110"]
["Zona2","Union 110"]
["Zona2","Brrquilla 13.8"]
["Zona2","Brrquilla 2 13.8"]
["Zona2","Brrquilla 13.8 5"]
["Zona3","Malambo 110"]
["Zona3","Caracoli 110"]
["Zona3","Caracoli 1 13.8"]
["Zona3","Caracoli 2 13.8"]
["Zona3","Caracolí 13.8"]
["Zona4","Campo de la Cruz 34.5"]
["Zona4","Ponedera 13.8"]
["Zona4","Campo de la cruz 13.8"]
["Zona4","Ponedera 34.5"]
["Zona4","Sabanalarga 34.5"]
["Zona5","Nv Barranquilla 110"]
["Zona5","Nv Brrquilla 13.8"]
["Zona5","Norte 110"]
["Zona5","Nv Brrquilla 1 13.8"]
["Zona5","Barra 2 Nbq 13.8"]
["Zona6","Juan Mina 34.5"]
["Zona6","Juan Mina 13.8"]
["Zona7","Sabanalarga 220"]
["Zona8","Oasis 110"]
["Zona8","Termoflores 110"]
["Zona8","Silencio 110"]
["Zona8","Centro 110"]
["Zona8","Las Flores 110"]
["Zona8","Estadio 110"]
["Zona9","Sabanalarga 110"]
["Zona9","Sabanalarga 13.8"]
["Zona9","Salamina EC 110"]
["Zona10","El Rio 110"]
["Zona11","Tebsa II 110"]
["Zona11","Brrquilla 13.8 3"]
["Zona11","Brrquilla 13.8 4"]
["Zona12","Palermo 110"]
["Zona12","Palermo 13.8"]
["Zona12","Palermo 34.5"]
["Zona13","Caracoli 220"]
["Zona14","Tebsa 220"]
["Zona15","El Rio 220"]
["Zona16","Galapa 110"]
["Zona16","Juan Mina 110"]
["Zona16","Galapa 34.5"]
["Zona16","Galapa 13.8"]
["Zona17","Flores 220"]
["Zona17","Nv Barranquilla 220"]
["Zona18","Sabanalarga 500"]
["Zona9","Salamina 34.5"]

{"sheet":"calificacionProyectos","index":8,"n_rows":110,"n_cols":8,"rows_kept":110,"cut":false,"hidden":false,"merged":[]}
["nombre","BT_Confi","BT_Flex","EC_RE","EC_RP","EC_Per","EC_Mar","B_Ambiental"]
["SC_68_A1",70363938.127167329,69904464.970118508,70572440.430833712,71425853.271648854,69672668.171882257,71425853.271648854,69904464.970118508]
["SC_509_A1",70363938.127167329,69904464.970118508,70572440.430833712,71425853.271648854,69612991.846612677,71425853.271648854,69904464.970118508]
["SC_509_A2",70363938.127167329,69904464.970118508,70572440.430833712,71425853.271648854,69621353.780483752,71425853.271648854,69904464.970118508]
["SC_600_A1",78216216.567501545,71141545.682027832,55789293.627330944,66461356.635382235,69782329.702206537,66461356.635382235,69904464.970118508]
["SC_1045_A1",70418155.959699079,69904464.970118508,70651261.535198107,71605377.091229439,69544615.70412235,71605377.091229439,69904464.970118508]
["SC_1050_A1",70418155.959699079,69904464.970118508,70651261.535198107,71605377.091229439,69544615.70412235,71605377.091229439,69904464.970118508]
["SC_1137_A1",70418155.959699079,69904464.970118508,70651261.535198107,71605377.091229439,69544675.802535638,71605377.091229439,69904464.970118508]
["SC_1068_A1",78216216.567501545,70739494.450657293,55789293.627330944,66461356.635382235,69152512.863408342,66461356.635382235,69904464.970118508]
["SC_1068_A2",78216216.567501545,70739494.450657293,55789293.627330944,66461356.635382235,69160756.405471817,66461356.635382235,69904464.970118508]
["SC_1258_A1",70418155.959699079,69904464.970118508,70651261.535198107,71605377.091229439,69874700.97423321,71605377.091229439,69904464.970118508]
["SC_1289_A1",70418155.959699079,69904464.970118508,70651261.535198107,71605377.091229439,69851407.419822544,71605377.091229439,69904464.970118508]
["SC_1258_A2",70418155.959699079,69904464.970118508,70651261.535198107,71605377.091229439,69875404.578671858,71605377.091229439,69904464.970118508]
["SC_1289_A2",70418155.959699079,69904464.970118508,70651261.535198107,71605377.091229439,69851247.157387093,71605377.091229439,69904464.970118508]
["SC_1071_A1",78216216.567501545,70739494.450657293,55789293.627330944,66461356.635382235,70068317.732092783,66461356.635382235,69904464.970118508]
["SC_1071_A2",78216216.567501545,70739494.450657293,55789293.627330944,66461356.635382235,70048964.074766368,66461356.635382235,69904464.970118508]
["SC_1072_A1",78216216.567501545,70739494.450657293,55789293.627330944,66461356.635382235,69206098.894450843,66461356.635382235,69904464.970118508]
["SC_1072_A2",78216216.567501545,70739494.450657293,55789293.627330944,66461356.635382235,69179326.760997713,66461356.635382235,69904464.970118508]
["SC_1103_A1",70418155.959699079,69904464.970118508,70651261.535198107,71605377.091229439,69544615.70412235,71605377.091229439,69904464.970118508]
["SC_1183_A1",70315442.749231935,69904464.970118508,70501938.548575759,71265277.404403254,69742055.827721059,71265277.404403254,69904464.970118508]
["SC_1183_A2",70315442.749231935,69904464.970118508,70501938.548575759,71265277.404403254,69732439.496921211,71265277.404403254,69904464.970118508]
["SC_1221_A1",70363938.127167329,69904464.970118508,70572440.430833712,71425853.271648854,69779084.707494974,71425853.271648854,69904464.970118508]
["SC_1404_A1",70272065.845890805,69904464.970118508,70438877.830992609,71121649.616169259,69593190.974738777,71121649.616169259,69904464.970118508]
["SC_1002_A1",70363938.127167329,69904464.970118508,70572440.430833712,71425853.271648854,69362802.314532891,71425853.271648854,69904464.970118508]
["SC_1002_A2",70363938.127167329,69904464.970118508,70572440.430833712,71425853.271648854,69374950.149800941,71425853.271648854,69904464.970118508]
["SC_1237_A1",70307387.584761322,69904464.970118508,71368872.710917234,73239816.246550411,69592870.518535629,73239816.246550411,69904464.970118508]
["SC_972_A1",78216216.567501545,71141545.682027832,55789293.627330944,66461356.635382235,69153492.936850205,66461356.635382235,69904464.970118508]
["SC_972_A2",78216216.567501545,71141545.682027832,55789293.627330944,66461356.635382235,69208499.971684992,66461356.635382235,69904464.970118508]
["SC_1173_A1",70354932.453289166,69904464.970118508,71541672.824331477,73633387.697169378,69438702.267095029,73633387.697169378,69904464.970118508]
["SC_1173_A2",70354932.453289166,69904464.970118508,71541672.824331477,73633387.697169378,69438702.267095029,73633387.697169378,69904464.970118508]
["SC_1606_A1",70354932.453289166,69904464.970118508,71541672.824331477,73633387.697169378,69438702.267095029,73633387.697169378,69904464.970118508]
["SC_1606_A2",70354932.453289166,69904464.970118508,71541672.824331477,73633387.697169378,69438702.267095029,73633387.697169378,69904464.970118508]
["SC_1645_A1",70478771.496469587,69904464.970118508,70739383.529877499,71806084.721520528,69879438.730324268,71806084.721520528,69904464.970118508]
["SC_975_A1",78216216.567501545,71141545.682027832,55789293.627330944,66461356.635382235,69153492.936850205,66461356.635382235,69904464.970118508]
["SC_975_A2",78216216.567501545,71141545.682027832,55789293.627330944,66461356.635382235,69208499.971684992,66461356.635382235,69904464.970118508]
["SC_974_A1",78216216.567501545,71141545.682027832,55789293.627330944,66461356.635382235,69153492.936850205,66461356.635382235,69904464.970118508]
["SC_974_A2",78216216.567501545,71141545.682027832,55789293.627330944,66461356.635382235,69208499.971684992,66461356.635382235,69904464.970118508]
["SC_1815_A1",70363938.127167329,69904464.970118508,70572440.430833712,71425853.271648854,69908048.656063259,71425853.271648854,69904464.970118508]
["SC_1880_A1",70264860.868725672,69904464.970118508,71214310.892120942,72887784.537588909,38672360.203184336,72887784.537588909,69904464.970118508]
["SC_1880_A2",70264860.868725672,69904464.970118508,71214310.892120942,72887784.537588909,48880373.900272943,72887784.537588909,69904464.970118508]
["SC_1766_A1",70307387.584761322,69904464.970118508,71368872.710917234,73239816.246550411,69942831.911842927,73239816.246550411,69904464.970118508]
["SC_1766_A2",70307387.584761322,69904464.970118508,71368872.710917234,73239816.246550411,69994889.728438258,73239816.246550411,69904464.970118508]
["SC_1977_A1",70363938.127167329,69904464.970118508,70572440.430833712,71425853.271648854,69879379.168505296,71425853.271648854,69904464.970118508]
["SC_1977_A2",70363938.127167329,69904464.970118508,70572440.430833712,71425853.271648854,69878184.606523722,71425853.271648854,69904464.970118508]
["SC_2101_A1",70418155.959699079,69904464.970118508,70651261.535198107,71605377.091229439,70051372.202613369,71605377.091229439,69904464.970118508]
["SC_2101_A2",70418155.959699079,69904464.970118508,70651261.535198107,71605377.091229439,70048567.609993011,71605377.091229439,69904464.970118508]
["SC_2023_A1",70363938.127167329,69904464.970118508,70572440.430833712,71425853.271648854,69915534.259264633,71425853.271648854,69904464.970118508]
["SC_2023_A2",70363938.127167329,69904464.970118508,70572440.430833712,71425853.271648854,69916527.657008514,71425853.271648854,69904464.970118508]
["SC_1954_A1",70272065.845890805,69904464.970118508,70438877.830992609,71121649.616169259,69719095.141555265,71121649.616169259,69904464.970118508]
["SC_1954_A2",70272065.845890805,69904464.970118508,70438877.830992609,71121649.616169259,69748955.654976338,71121649.616169259,69904464.970118508]
["SC_1954_A3",70272065.845890805,69904464.970118508,70438877.830992609,71121649.616169259,69743978.902739495,71121649.616169259,69904464.970118508]
["SC_1955_A1",70272065.845890805,69904464.970118508,70438877.830992609,71121649.616169259,69719095.141555265,71121649.616169259,69904464.970118508]
["SC_1955_A2",70272065.845890805,69904464.970118508,70438877.830992609,71121649.616169259,69748955.654976338,71121649.616169259,69904464.970118508]
["SC_1955_A3",70272065.845890805,69904464.970118508,70438877.830992609,71121649.616169259,69743978.902739495,71121649.616169259,69904464.970118508]
["SC_1956_A1",70272065.845890805,69904464.970118508,70438877.830992609,71121649.616169259,69719095.141555265,71121649.616169259,69904464.970118508]
["SC_1956_A2",70272065.845890805,69904464.970118508,70438877.830992609,71121649.616169259,69748955.654976338,71121649.616169259,69904464.970118508]
["SC_1956_A3",70272065.845890805,69904464.970118508,70438877.830992609,71121649.616169259,69743978.902739495,71121649.616169259,69904464.970118508]
["SC_1958_A1",70272065.845890805,69904464.970118508,70438877.830992609,71121649.616169259,69719095.141555265,71121649.616169259,69904464.970118508]
["SC_1958_A2",70272065.845890805,69904464.970118508,70438877.830992609,71121649.616169259,69748955.654976338,71121649.616169259,69904464.970118508]
["SC_1958_A3",70272065.845890805,69904464.970118508,70438877.830992609,71121649.616169259,69743978.902739495,71121649.616169259,69904464.970118508]
["SC_1885_A1",70272065.845890805,69904464.970118508,70438877.830992609,71121649.616169259,69719114.064567566,71121649.616169259,69904464.970118508]
["SC_1885_A2",70272065.845890805,69904464.970118508,70438877.830992609,71121649.616169259,69748993.501000956,71121649.616169259,69904464.970118508]
["SC_1885_A3",70272065.845890805,69904464.970118508,70438877.830992609,71121649.616169259,69743997.825751796,71121649.616169259,69904464.970118508]
["SC_1933_A1",70272065.845890805,69904464.970118508,70438877.830992609,71121649.616169259,69741727.064274907,71121649.616169259,69904464.970118508]
["SC_1933_A2",70272065.845890805,69904464.970118508,70438877.830992609,71121649.616169259,69904464.970118508,71121649.616169259,69904464.970118508]
["SC_1863_A1",70363938.127167329,69904464.970118508,70572440.430833712,71425853.271648854,69714774.192653596,71425853.271648854,69904464.970118508]
["SC_1863_A2",70363938.127167329,69904464.970118508,70572440.430833712,71425853.271648854,69715141.099379838,71425853.271648854,69904464.970118508]
["SC_1884_A1",70363938.127167329,69904464.970118508,70572440.430833712,71425853.271648854,69538799.991060629,71425853.271648854,69904464.970118508]
["SC_1884_A2",70363938.127167329,69904464.970118508,70572440.430833712,71425853.271648854,69537617.374698862,71425853.271648854,69904464.970118508]
["SC_1972_A1",70307387.584761322,69904464.970118508,71368872.710917234,73239816.246550411,69592884.186965942,73239816.246550411,69904464.970118508]
["SC_1972_A2",70307387.584761322,69904464.970118508,71368872.710917234,73239816.246550411,69609167.447424412,73239816.246550411,69904464.970118508]
["SC_2225_A1",70307387.584761322,69904464.970118508,71368872.710917234,73239816.246550411,69592884.186965942,73239816.246550411,69904464.970118508]
["SC_2225_A2",70307387.584761322,69904464.970118508,71368872.710917234,73239816.246550411,69609167.447424412,73239816.246550411,69904464.970118508]
["SC_1997_A1",70272065.845890805,69904464.970118508,70438877.830992609,71121649.616169259,69766747.491659135,71121649.616169259,69904464.970118508]
["SC_1998_A1",70272065.845890805,69904464.970118508,70438877.830992609,71121649.616169259,69766747.491659135,71121649.616169259,69904464.970118508]
["SC_1964_A1",70272065.845890805,69904464.970118508,70438877.830992609,71121649.616169259,69766747.491659135,71121649.616169259,69904464.970118508]
["SC_1927_A1",70272065.845890805,69904464.970118508,70438877.830992609,71121649.616169259,69741727.064274907,71121649.616169259,69904464.970118508]
["SC_1927_A2",70272065.845890805,69904464.970118508,70438877.830992609,71121649.616169259,69904464.970118508,71121649.616169259,69904464.970118508]
["SC_1934_A1",70272065.845890805,69904464.970118508,70438877.830992609,71121649.616169259,69741727.064274907,71121649.616169259,69904464.970118508]
["SC_1934_A2",70272065.845890805,69904464.970118508,70438877.830992609,71121649.616169259,69904464.970118508,71121649.616169259,69904464.970118508]
["SC_1935_A1",70272065.845890805,69904464.970118508,70438877.830992609,71121649.616169259,69741727.064274907,71121649.616169259,69904464.970118508]
["SC_1935_A2",70272065.845890805,69904464.970118508,70438877.830992609,71121649.616169259,69904464.970118508,71121649.616169259,69904464.970118508]
["SC_1931_A1",70272065.845890805,69904464.970118508,70438877.830992609,71121649.616169259,69741727.064274907,71121649.616169259,69904464.970118508]
["SC_1931_A2",70272065.845890805,69904464.970118508,70438877.830992609,71121649.616169259,69904464.970118508,71121649.616169259,69904464.970118508]
["SC_1965_A1",70272065.845890805,69904464.970118508,70438877.830992609,71121649.616169259,69766747.491659135,71121649.616169259,69904464.970118508]
["SC_2143_A1",70272065.845890805,69904464.970118508,70438877.830992609,71121649.616169259,69841924.414442569,71121649.616169259,69904464.970118508]
["SC_2143_A2",70272065.845890805,69904464.970118508,70438877.830992609,71121649.616169259,69830617.914588898,71121649.616169259,69904464.970118508]
["SC_2018_A1",70363938.127167329,69904464.970118508,70572440.430833712,71425853.271648854,69868262.428431809,71425853.271648854,69904464.970118508]
["SC_2018_A2",70363938.127167329,69904464.970118508,70572440.430833712,71425853.271648854,69868262.428431809,71425853.271648854,69904464.970118508]
["SC_1849_A1",70233267.184583887,69904464.970118508,70382472.895766184,70993181.111487702,69806910.979202196,70993181.111487702,69904464.970118508]
["SC_1849_A2",70233267.184583887,69904464.970118508,70382472.895766184,70993181.111487702,69822298.044015497,70993181.111487702,69904464.970118508]
["SC_2051_A1",70418155.959699079,69904464.970118508,70651261.535198107,71605377.091229439,69867258.314250469,71605377.091229439,69904464.970118508]
["SC_1962_A1",70418155.959699079,69904464.970118508,70651261.535198107,71605377.091229439,69248921.223603263,71605377.091229439,69904464.970118508]
["SC_1962_A2",70418155.959699079,69904464.970118508,70651261.535198107,71605377.091229439,69192818.542653188,71605377.091229439,69904464.970118508]
["SC_1924_A1",70418155.959699079,69904464.970118508,70651261.535198107,71605377.091229439,69252826.460266292,71605377.091229439,69904464.970118508]
["SC_1924_A2",70418155.959699079,69904464.970118508,70651261.535198107,71605377.091229439,69253456.062691271,71605377.091229439,69904464.970118508]
["SC_2029_A1",70363938.127167329,69904464.970118508,70572440.430833712,71425853.271648854,69829207.565278888,71425853.271648854,69904464.970118508]
["SC_2029_A2",70363938.127167329,69904464.970118508,70572440.430833712,71425853.271648854,69818456.507444665,71425853.271648854,69904464.970118508]
["SC_2095_A1",70363938.127167329,69904464.970118508,70572440.430833712,71425853.271648854,69815323.033302024,71425853.271648854,69904464.970118508]
["SC_2095_A2",70363938.127167329,69904464.970118508,70572440.430833712,71425853.271648854,69819482.99035345,71425853.271648854,69904464.970118508]
["SC_2220_A1",70315442.749231935,69904464.970118508,70501938.548575759,71265277.404403254,69351953.341607183,71265277.404403254,69904464.970118508]
["SC_2220_A2",70315442.749231935,69904464.970118508,70501938.548575759,71265277.404403254,69413497.858726218,71265277.404403254,69904464.970118508]
["SC_2219_A1",70418155.959699079,69904464.970118508,70651261.535198107,71605377.091229439,69955979.82753323,71605377.091229439,69904464.970118508]
["SC_2219_A2",70418155.959699079,69904464.970118508,70651261.535198107,71605377.091229439,69961235.433775738,71605377.091229439,69904464.970118508]
["SC_2343_A1",70226822.661180377,69904464.970118508,71076062.395880967,72572908.232614398,69769270.559966788,72572908.232614398,69904464.970118508]
["SC_2343_A2",70226822.661180377,69904464.970118508,71076062.395880967,72572908.232614398,69783147.435658872,72572908.232614398,69904464.970118508]
["SC_1308_A1",70363938.127167329,69904464.970118508,70572440.430833712,71425853.271648854,10048271.397112466,71425853.271648854,69904464.970118508]
["SC_1308_A2",70363938.127167329,69904464.970118508,70572440.430833712,71425853.271648854,0,71425853.271648854,69904464.970118508]
["SC_2110_A1",70315442.749231935,69904464.970118508,70501938.548575759,71265277.404403254,69857156.48844488,71265277.404403254,69904464.970118508]
["SC_2110_A2",70315442.749231935,69904464.970118508,70501938.548575759,71265277.404403254,69857156.48844488,71265277.404403254,69904464.970118508]

{"sheet":"ejecutar","index":9,"n_rows":24,"n_cols":14,"rows_kept":24,"cut":false,"hidden":false,"merged":[]}
[]
[]
[]
[]
[]
[]
[]
[null,null,null,null,null,null,null,null,null,null,null,"OPTIMIZADOR",null,"cbc"]
[]
[null,null,null,null,null,null,null,null,null,null,null,"PERIODO INICIAL",null,2023]
[]
[null,null,null,null,null,null,null,null,null,null,null,"PERIODO FINAL",null,2033]
[]
[null,null,null,null,null,null,null,null,null,null,null,"ESCALAR",null,0]
[]
[null,null,null,null,null,null,null,null,null,null,null,"TOLERANCIA ",null,9.9999999999999995E-7]
[]
[null,null,null,null,null,null,null,null,null,null,null,"TIEMPO MAXIMO",null,1000]
[]
[null,null,null,null,null,null,null,null,null,null,null,"OBRAS EN FILA 2",null,0]
[]
[null,null,null,null,null,null,null,null,null,null,null,"BOLSA",null,3]
[]
[null,null,null,null,null,null,null,null,null,null,null,"SUBAREA",null,"Atlántico"]

{"sheet":"ASIGNACION","index":10,"n_rows":111,"n_cols":28,"rows_kept":111,"cut":false,"hidden":false,"merged":[]}
[null,null,null,null,null,null,"aprobado","aprobado","aprobado","aprobado","aprobado","aprobado","aprobado","aprobado","aprobado","aprobado","aprobado","calificacion","calificacion","calificacion","calificacion","calificacion","calificacion","calificacion","calificacion","calificacion","calificacion","calificacion"]
["nombre","barra","tipo","capacidad","periodoIni","Fila",2023,2024,2025,2026,2027,2028,2029,2030,2031,2032,2033,2023,2024,2025,2026,2027,2028,2029,2030,2031,2032,2033]
["SC_1606_A1","Palermo 34.5","Eólico Onshore",6.6,2024,2,0,0,0,0,0,0,0,0,0,0,0,412661193.55162376,412661193.55162376,412661193.55162376,412661193.55162376,412661193.55162376,412661193.55162376,412661193.55162376,412661193.55162376,412661193.55162376,412661193.55162376,412661193.55162376]
["SC_1606_A2","Palermo 13.8","Eólico Onshore",6.6,2024,2,0,0,0,0,0,0,0,0,0,0,0,412661193.55162376,412661193.55162376,412661193.55162376,412661193.55162376,412661193.55162376,412661193.55162376,412661193.55162376,412661193.55162376,412661193.55162376,412661193.55162376,412661193.55162376]
["SC_1173_A2","Palermo 13.8","Eólico Onshore",6.6,2024,2,0,0,0,0,0,0,0,0,0,0,0,412661193.55162376,412661193.55162376,412661193.55162376,412661193.55162376,412661193.55162376,412661193.55162376,412661193.55162376,412661193.55162376,412661193.55162376,412661193.55162376,412661193.55162376]
["SC_1173_A1","Palermo 34.5","Eólico Onshore",6.6,2024,2,0,0,0,0,0,0,0,0,0,0,0,412661193.55162376,412661193.55162376,412661193.55162376,412661193.55162376,412661193.55162376,412661193.55162376,412661193.55162376,412661193.55162376,412661193.55162376,412661193.55162376,412661193.55162376]
["SC_1766_A2","El Rio 220","Eólico Offshore",99,2025,2,0,0,0,0,0,0,0,0,0,0,0,412406678.85509658,412406678.85509658,412406678.85509658,412406678.85509658,412406678.85509658,412406678.85509658,412406678.85509658,412406678.85509658,412406678.85509658,412406678.85509658,412406678.85509658]
["SC_1766_A1","Flores 220","Eólico Offshore",99,2025,2,0,0,0,0,0,0,0,0,0,0,0,412354621.03850114,412354621.03850114,412354621.03850114,412354621.03850114,412354621.03850114,412354621.03850114,412354621.03850114,412354621.03850114,412354621.03850114,412354621.03850114,412354621.03850114]
["SC_1972_A2","Cordialidad 110","Eólico Onshore",19.899999999999999,2025,2,0,0,0,0,0,0,0,0,0,0,0,412020956.57408273,412020956.57408273,412020956.57408273,412020956.57408273,412020956.57408273,412020956.57408273,412020956.57408273,412020956.57408273,412020956.57408273,412020956.57408273,412020956.57408273]
["SC_2225_A2","Cordialidad 110","Eólico Onshore",19.899999999999999,2025,2,0,0,0,0,0,0,0,0,0,0,0,412020956.57408273,412020956.57408273,412020956.57408273,412020956.57408273,412020956.57408273,412020956.57408273,412020956.57408273,412020956.57408273,412020956.57408273,412020956.57408273,412020956.57408273]
["SC_1972_A1","Caracoli 110","Eólico Onshore",19.899999999999999,2025,2,0,0,0,0,0,0,0,0,0,0,0,412004673.31362426,412004673.31362426,412004673.31362426,412004673.31362426,412004673.31362426,412004673.31362426,412004673.31362426,412004673.31362426,412004673.31362426,412004673.31362426,412004673.31362426]
["SC_2225_A1","Caracoli 110","Eólico Onshore",19.899999999999999,2025,2,0,0,0,0,0,0,0,0,0,0,0,412004673.31362426,412004673.31362426,412004673.31362426,412004673.31362426,412004673.31362426,412004673.31362426,412004673.31362426,412004673.31362426,412004673.31362426,412004673.31362426,412004673.31362426]
["SC_1237_A1","Caracoli 110","Eólico Onshore",19.899999999999999,2025,2,0,0,0,0,0,0,0,0,0,0,0,412004659.64519393,412004659.64519393,412004659.64519393,412004659.64519393,412004659.64519393,412004659.64519393,412004659.64519393,412004659.64519393,412004659.64519393,412004659.64519393,412004659.64519393]
["SC_2343_A2","El Rio 110","Eólico Onshore",36,2027,2,0,0,0,0,0,0,0,0,0,0,0,410821199.30279589,410821199.30279589,410821199.30279589,410821199.30279589,410821199.30279589,410821199.30279589,410821199.30279589,410821199.30279589,410821199.30279589,410821199.30279589,410821199.30279589]
["SC_2343_A1","Palermo 110","Eólico Onshore",36,2027,2,0,0,0,0,1,1,1,1,1,1,1,410807322.42710388,410807322.42710388,410807322.42710388,410807322.42710388,410807322.42710388,410807322.42710388,410807322.42710388,410807322.42710388,410807322.42710388,410807322.42710388,410807322.42710388]
["SC_1645_A1","Malambo 110","Solar FV",0,2023,2,1,1,1,1,1,1,1,1,1,1,1,409682525.30010617,409682525.30010617,409682525.30010617,409682525.30010617,409682525.30010617,409682525.30010617,409682525.30010617,409682525.30010617,409682525.30010617,409682525.30010617,409682525.30010617]
["SC_2101_A1","Campo de la Cruz 34.5","Solar FV",9.9,2024,2,0,0,0,0,0,0,0,0,0,0,0,409404659.79550874,409404659.79550874,409404659.79550874,409404659.79550874,409404659.79550874,409404659.79550874,409404659.79550874,409404659.79550874,409404659.79550874,409404659.79550874,409404659.79550874]
["SC_2101_A2","Campo de la cruz 13.8","Solar FV",9.9,2024,2,0,0,0,0,0,0,0,0,0,0,0,409401855.20288837,409401855.20288837,409401855.20288837,409401855.20288837,409401855.20288837,409401855.20288837,409401855.20288837,409401855.20288837,409401855.20288837,409401855.20288837,409401855.20288837]
["SC_2219_A2","El Rio 220","Solar FV",80,2024,2,0,0,0,0,0,0,0,0,0,0,0,409314523.02667117,409314523.02667117,409314523.02667117,409314523.02667117,409314523.02667117,409314523.02667117,409314523.02667117,409314523.02667117,409314523.02667117,409314523.02667117,409314523.02667117]
["SC_2219_A1","El Rio 110","Solar FV",80,2024,2,0,0,0,0,0,0,0,0,0,0,0,409309267.42042863,409309267.42042863,409309267.42042863,409309267.42042863,409309267.42042863,409309267.42042863,409309267.42042863,409309267.42042863,409309267.42042863,409309267.42042863,409309267.42042863]
["SC_1258_A2","Galapa 13.8","Solar FV",19.899999999999999,2024,2,0,0,0,0,0,0,0,0,0,0,0,409228692.1715672,409228692.1715672,409228692.1715672,409228692.1715672,409228692.1715672,409228692.1715672,409228692.1715672,409228692.1715672,409228692.1715672,409228692.1715672,409228692.1715672]
["SC_1258_A1","Galapa 34.5","Solar FV",19.899999999999999,2024,2,0,0,0,0,0,0,0,0,0,0,0,409227988.56712866,409227988.56712866,409227988.56712866,409227988.56712866,409227988.56712866,409227988.56712866,409227988.56712866,409227988.56712866,409227988.56712866,409227988.56712866,409227988.56712866]
["SC_2051_A1","Caracoli 110","Solar FV",19.899999999999999,2024,2,0,0,0,0,0,0,0,0,0,0,0,409220545.90714586,409220545.90714586,409220545.90714586,409220545.90714586,409220545.90714586,409220545.90714586,409220545.90714586,409220545.90714586,409220545.90714586,409220545.90714586,409220545.90714586]
["SC_1289_A1","Galapa 13.8","Solar FV",9.9,2024,2,0,1,1,1,1,1,1,1,1,1,1,409204695.01271796,409204695.01271796,409204695.01271796,409204695.01271796,409204695.01271796,409204695.01271796,409204695.01271796,409204695.01271796,409204695.01271796,409204695.01271796,409204695.01271796]
["SC_1289_A2","Galapa 34.5","Solar FV",9.9,2024,2,0,0,0,0,0,0,0,0,0,0,0,409204534.75028253,409204534.75028253,409204534.75028253,409204534.75028253,409204534.75028253,409204534.75028253,409204534.75028253,409204534.75028253,409204534.75028253,409204534.75028253,409204534.75028253]
["SC_1137_A1","Barra 2 Nbq 13.8","Solar FV",9.9,2024,2,0,0,0,0,0,0,0,0,0,0,0,408897963.39543104,408897963.39543104,408897963.39543104,408897963.39543104,408897963.39543104,408897963.39543104,408897963.39543104,408897963.39543104,408897963.39543104,408897963.39543104,408897963.39543104]
["SC_1103_A1","Barra 2 Nbq 13.8","Solar FV",9.9,2024,2,0,0,0,0,0,0,0,0,0,0,0,408897903.29701769,408897903.29701769,408897903.29701769,408897903.29701769,408897903.29701769,408897903.29701769,408897903.29701769,408897903.29701769,408897903.29701769,408897903.29701769,408897903.29701769]
["SC_1050_A1","Barra 2 Nbq 13.8","Solar FV",9.9,2024,2,0,0,0,0,0,0,0,0,0,0,0,408897903.29701769,408897903.29701769,408897903.29701769,408897903.29701769,408897903.29701769,408897903.29701769,408897903.29701769,408897903.29701769,408897903.29701769,408897903.29701769,408897903.29701769]
["SC_1045_A1","Barra 2 Nbq 13.8","Solar FV",9.9,2024,2,0,0,0,0,0,0,0,0,0,0,0,408897903.29701769,408897903.29701769,408897903.29701769,408897903.29701769,408897903.29701769,408897903.29701769,408897903.29701769,408897903.29701769,408897903.29701769,408897903.29701769,408897903.29701769]
["SC_2023_A2","Nv Barranquilla 110","Solar FV",50,2025,2,0,0,0,0,0,0,0,0,0,0,0,408867490.58363688,408867490.58363688,408867490.58363688,408867490.58363688,408867490.58363688,408867490.58363688,408867490.58363688,408867490.58363688,408867490.58363688,408867490.58363688,408867490.58363688]
["SC_2023_A1","Juan Mina 110","Solar FV",50,2025,2,0,0,0,0,0,0,0,0,0,0,0,408866497.18589306,408866497.18589306,408866497.18589306,408866497.18589306,408866497.18589306,408866497.18589306,408866497.18589306,408866497.18589306,408866497.18589306,408866497.18589306,408866497.18589306]
["SC_1815_A1","Ponedera 34.5","Solar FV",9.9,2025,2,0,0,0,0,0,0,0,0,0,0,0,408859011.58269167,408859011.58269167,408859011.58269167,408859011.58269167,408859011.58269167,408859011.58269167,408859011.58269167,408859011.58269167,408859011.58269167,408859011.58269167,408859011.58269167]
["SC_1977_A1","Galapa 34.5","Solar FV",9.9,2025,2,0,0,0,0,1,1,1,1,1,1,1,408830342.09513366,408830342.09513366,408830342.09513366,408830342.09513366,408830342.09513366,408830342.09513366,408830342.09513366,408830342.09513366,408830342.09513366,408830342.09513366,408830342.09513366]
["SC_1977_A2","Galapa 13.8","Solar FV",9.9,2025,2,0,0,0,0,0,0,0,0,0,0,0,408829147.5331521,408829147.5331521,408829147.5331521,408829147.5331521,408829147.5331521,408829147.5331521,408829147.5331521,408829147.5331521,408829147.5331521,408829147.5331521,408829147.5331521]
["SC_2018_A1","Caracoli 110","Solar FV",4.9000000000000004,2025,2,0,0,0,0,0,0,0,0,0,0,0,408819225.35506022,408819225.35506022,408819225.35506022,408819225.35506022,408819225.35506022,408819225.35506022,408819225.35506022,408819225.35506022,408819225.35506022,408819225.35506022,408819225.35506022]
["SC_2018_A2","Caracolí 13.8","Solar FV",4.9000000000000004,2025,2,0,0,1,1,1,1,1,1,1,1,1,408819225.35506022,408819225.35506022,408819225.35506022,408819225.35506022,408819225.35506022,408819225.35506022,408819225.35506022,408819225.35506022,408819225.35506022,408819225.35506022,408819225.35506022]
["SC_2029_A1","Baranoa 13.8","Solar FV",9.9,2025,2,0,0,1,1,1,1,1,1,1,1,1,408780170.49190724,408780170.49190724,408780170.49190724,408780170.49190724,408780170.49190724,408780170.49190724,408780170.49190724,408780170.49190724,408780170.49190724,408780170.49190724,408780170.49190724]
["SC_2095_A2","Baranoa 13.8","Solar FV",19.899999999999999,2025,2,0,0,1,1,1,1,1,1,1,1,1,408770445.91698182,408770445.91698182,408770445.91698182,408770445.91698182,408770445.91698182,408770445.91698182,408770445.91698182,408770445.91698182,408770445.91698182,408770445.91698182,408770445.91698182]
["SC_2029_A2","Nv Baranoa 110","Solar FV",9.9,2025,2,0,0,0,0,0,0,0,0,0,0,0,408769419.43407309,408769419.43407309,408769419.43407309,408769419.43407309,408769419.43407309,408769419.43407309,408769419.43407309,408769419.43407309,408769419.43407309,408769419.43407309,408769419.43407309]
["SC_2095_A1","Nv Baranoa 110","Solar FV",19.899999999999999,2025,2,0,0,0,0,0,0,0,0,0,0,0,408766285.95993042,408766285.95993042,408766285.95993042,408766285.95993042,408766285.95993042,408766285.95993042,408766285.95993042,408766285.95993042,408766285.95993042,408766285.95993042,408766285.95993042]
["SC_1221_A1","Juan Mina 110","Solar FV",9.8000000000000007,2025,2,0,0,0,0,0,0,0,0,0,0,0,408730047.63412333,408730047.63412333,408730047.63412333,408730047.63412333,408730047.63412333,408730047.63412333,408730047.63412333,408730047.63412333,408730047.63412333,408730047.63412333,408730047.63412333]
["SC_1863_A2","Caracoli 220","Solar FV",50,2025,2,0,0,0,0,0,0,0,0,0,0,0,408666104.02600825,408666104.02600825,408666104.02600825,408666104.02600825,408666104.02600825,408666104.02600825,408666104.02600825,408666104.02600825,408666104.02600825,408666104.02600825,408666104.02600825]
["SC_1863_A1","Caracoli 110","Solar FV",50,2025,2,0,0,0,0,0,0,0,0,0,0,0,408665737.11928201,408665737.11928201,408665737.11928201,408665737.11928201,408665737.11928201,408665737.11928201,408665737.11928201,408665737.11928201,408665737.11928201,408665737.11928201,408665737.11928201]
["SC_68_A1","Sabanalarga 500","Solar FV",400,2025,2,0,0,0,0,0,0,0,0,0,0,0,408623631.09851062,408623631.09851062,408623631.09851062,408623631.09851062,408623631.09851062,408623631.09851062,408623631.09851062,408623631.09851062,408623631.09851062,408623631.09851062,408623631.09851062]
["SC_1924_A2","Juan Mina 13.8","Solar FV",4.2,2024,2,0,0,0,0,0,0,0,0,0,0,0,408606743.65558672,408606743.65558672,408606743.65558672,408606743.65558672,408606743.65558672,408606743.65558672,408606743.65558672,408606743.65558672,408606743.65558672,408606743.65558672,408606743.65558672]
["SC_1924_A1","Juan Mina 34.5","Solar FV",4.2,2024,2,0,1,1,1,1,1,1,1,1,1,1,408606114.05316174,408606114.05316174,408606114.05316174,408606114.05316174,408606114.05316174,408606114.05316174,408606114.05316174,408606114.05316174,408606114.05316174,408606114.05316174,408606114.05316174]
["SC_1962_A1","Juan Mina 34.5","Solar FV",7.4,2024,2,0,0,0,0,0,0,0,0,0,0,0,408602208.81649864,408602208.81649864,408602208.81649864,408602208.81649864,408602208.81649864,408602208.81649864,408602208.81649864,408602208.81649864,408602208.81649864,408602208.81649864,408602208.81649864]
["SC_509_A2","Galapa 13.8","Solar FV",9.9,2025,2,0,0,0,0,0,0,0,0,0,0,0,408572316.70711219,408572316.70711219,408572316.70711219,408572316.70711219,408572316.70711219,408572316.70711219,408572316.70711219,408572316.70711219,408572316.70711219,408572316.70711219,408572316.70711219]
["SC_509_A1","Galapa 34.5","Solar FV",9.9,2025,2,0,0,0,0,0,0,0,0,0,0,0,408563954.77324104,408563954.77324104,408563954.77324104,408563954.77324104,408563954.77324104,408563954.77324104,408563954.77324104,408563954.77324104,408563954.77324104,408563954.77324104,408563954.77324104]
["SC_1962_A2","Juan Mina 13.8","Solar FV",7.4,2024,2,0,0,0,0,0,0,0,0,0,0,0,408546106.13554859,408546106.13554859,408546106.13554859,408546106.13554859,408546106.13554859,408546106.13554859,408546106.13554859,408546106.13554859,408546106.13554859,408546106.13554859,408546106.13554859]
["SC_1884_A1","Caracoli 110","Solar FV",50,2025,2,0,0,0,0,0,0,0,0,0,0,0,408489762.91768897,408489762.91768897,408489762.91768897,408489762.91768897,408489762.91768897,408489762.91768897,408489762.91768897,408489762.91768897,408489762.91768897,408489762.91768897,408489762.91768897]
["SC_1884_A2","Caracoli 220","Solar FV",50,2025,2,0,0,0,0,0,0,0,0,0,0,0,408488580.30132723,408488580.30132723,408488580.30132723,408488580.30132723,408488580.30132723,408488580.30132723,408488580.30132723,408488580.30132723,408488580.30132723,408488580.30132723,408488580.30132723]
["SC_2110_A1","Salamina 34.5","Solar FV",19.899999999999999,2026,2,0,0,0,0,0,0,0,0,0,0,0,408448258.35401148,408448258.35401148,408448258.35401148,408448258.35401148,408448258.35401148,408448258.35401148,408448258.35401148,408448258.35401148,408448258.35401148,408448258.35401148,408448258.35401148]
["SC_2110_A2","Salamina EC 110","Solar FV",19.899999999999999,2026,2,0,0,0,1,1,1,1,1,1,1,1,408448258.35401148,408448258.35401148,408448258.35401148,408448258.35401148,408448258.35401148,408448258.35401148,408448258.35401148,408448258.35401148,408448258.35401148,408448258.35401148,408448258.35401148]
["SC_1183_A1","Sabanalarga 13.8","Solar FV",9.9,2026,2,0,0,0,1,1,1,1,1,1,1,1,408333157.69328767,408333157.69328767,408333157.69328767,408333157.69328767,408333157.69328767,408333157.69328767,408333157.69328767,408333157.69328767,408333157.69328767,408333157.69328767,408333157.69328767]
["SC_1002_A2","Malambo 110","Solar FV",50,2025,2,0,0,1,1,1,1,1,1,1,1,1,408325913.07642937,408325913.07642937,408325913.07642937,408325913.07642937,408325913.07642937,408325913.07642937,408325913.07642937,408325913.07642937,408325913.07642937,408325913.07642937,408325913.07642937]
["SC_1183_A2","Sabanalarga 34.5","Solar FV",9.9,2026,2,0,0,0,0,0,0,0,0,0,0,0,408323541.36248785,408323541.36248785,408323541.36248785,408323541.36248785,408323541.36248785,408323541.36248785,408323541.36248785,408323541.36248785,408323541.36248785,408323541.36248785,408323541.36248785]
["SC_1002_A1","Caracoli 110","Solar FV",50,2025,2,0,0,0,0,0,0,0,0,0,0,0,408313765.24116123,408313765.24116123,408313765.24116123,408313765.24116123,408313765.24116123,408313765.24116123,408313765.24116123,408313765.24116123,408313765.24116123,408313765.24116123,408313765.24116123]
["SC_1935_A2","Juan Mina 110","Solar FV",50,2027,2,0,0,0,0,0,0,0,0,0,0,0,408173687.53240997,408173687.53240997,408173687.53240997,408173687.53240997,408173687.53240997,408173687.53240997,408173687.53240997,408173687.53240997,408173687.53240997,408173687.53240997,408173687.53240997]
["SC_1934_A2","Juan Mina 110","Solar FV",50,2027,2,0,0,0,0,0,0,0,0,0,0,0,408173687.53240997,408173687.53240997,408173687.53240997,408173687.53240997,408173687.53240997,408173687.53240997,408173687.53240997,408173687.53240997,408173687.53240997,408173687.53240997,408173687.53240997]
["SC_1933_A2","Juan Mina 110","Solar FV",50,2027,2,0,0,0,0,0,0,0,0,0,0,0,408173687.53240997,408173687.53240997,408173687.53240997,408173687.53240997,408173687.53240997,408173687.53240997,408173687.53240997,408173687.53240997,408173687.53240997,408173687.53240997,408173687.53240997]
["SC_1927_A2","Juan Mina 110","Solar FV",50,2027,2,0,0,0,0,0,0,0,0,0,0,0,408173687.53240997,408173687.53240997,408173687.53240997,408173687.53240997,408173687.53240997,408173687.53240997,408173687.53240997,408173687.53240997,408173687.53240997,408173687.53240997,408173687.53240997]
["SC_1931_A2","Juan Mina 110","Solar FV",50,2027,2,0,0,0,0,0,0,0,0,0,0,0,408173687.53240997,408173687.53240997,408173687.53240997,408173687.53240997,408173687.53240997,408173687.53240997,408173687.53240997,408173687.53240997,408173687.53240997,408173687.53240997,408173687.53240997]
["SC_2143_A1","Sabanalarga 500","Solar FV",200,2027,2,0,0,0,0,0,0,0,0,0,0,0,408111146.97673398,408111146.97673398,408111146.97673398,408111146.97673398,408111146.97673398,408111146.97673398,408111146.97673398,408111146.97673398,408111146.97673398,408111146.97673398,408111146.97673398]
["SC_2143_A2","Sabanalarga 220","Solar FV",200,2027,2,0,0,0,0,0,0,0,0,0,0,0,408099840.47688025,408099840.47688025,408099840.47688025,408099840.47688025,408099840.47688025,408099840.47688025,408099840.47688025,408099840.47688025,408099840.47688025,408099840.47688025,408099840.47688025]
["SC_1964_A1","Sabanalarga 220","Solar FV",99.9,2027,2,0,0,0,0,0,0,0,0,0,0,0,408035970.05395049,408035970.05395049,408035970.05395049,408035970.05395049,408035970.05395049,408035970.05395049,408035970.05395049,408035970.05395049,408035970.05395049,408035970.05395049,408035970.05395049]
["SC_1998_A1","Sabanalarga 220","Solar FV",99.9,2027,2,0,0,0,0,0,0,0,0,0,0,0,408035970.05395049,408035970.05395049,408035970.05395049,408035970.05395049,408035970.05395049,408035970.05395049,408035970.05395049,408035970.05395049,408035970.05395049,408035970.05395049,408035970.05395049]
["SC_1997_A1","Sabanalarga 220","Solar FV",99.9,2027,2,0,0,0,0,0,0,0,0,0,0,0,408035970.05395049,408035970.05395049,408035970.05395049,408035970.05395049,408035970.05395049,408035970.05395049,408035970.05395049,408035970.05395049,408035970.05395049,408035970.05395049,408035970.05395049]
["SC_1965_A1","Sabanalarga 220","Solar FV",99.9,2027,2,0,0,0,0,0,0,0,0,0,0,0,408035970.05395049,408035970.05395049,408035970.05395049,408035970.05395049,408035970.05395049,408035970.05395049,408035970.05395049,408035970.05395049,408035970.05395049,408035970.05395049,408035970.05395049]
["SC_1885_A2","Salamina EC 110","Solar FV",50,2027,2,0,0,0,0,0,0,0,0,0,0,0,408018216.06329232,408018216.06329232,408018216.06329232,408018216.06329232,408018216.06329232,408018216.06329232,408018216.06329232,408018216.06329232,408018216.06329232,408018216.06329232,408018216.06329232]
["SC_1958_A2","Salamina EC 110","Solar FV",50,2027,2,0,0,0,0,0,0,0,0,0,0,0,408018178.21726769,408018178.21726769,408018178.21726769,408018178.21726769,408018178.21726769,408018178.21726769,408018178.21726769,408018178.21726769,408018178.21726769,408018178.21726769,408018178.21726769]
["SC_1956_A2","Salamina EC 110","Solar FV",50,2027,2,0,0,0,0,0,0,0,0,0,0,0,408018178.21726769,408018178.21726769,408018178.21726769,408018178.21726769,408018178.21726769,408018178.21726769,408018178.21726769,408018178.21726769,408018178.21726769,408018178.21726769,408018178.21726769]
["SC_1955_A2","Salamina EC 110","Solar FV",50,2027,2,0,0,0,0,0,0,0,0,0,0,0,408018178.21726769,408018178.21726769,408018178.21726769,408018178.21726769,408018178.21726769,408018178.21726769,408018178.21726769,408018178.21726769,408018178.21726769,408018178.21726769,408018178.21726769]
["SC_1954_A2","Salamina EC 110","Solar FV",50,2027,2,0,0,0,0,0,0,0,0,0,0,0,408018178.21726769,408018178.21726769,408018178.21726769,408018178.21726769,408018178.21726769,408018178.21726769,408018178.21726769,408018178.21726769,408018178.21726769,408018178.21726769,408018178.21726769]
["SC_1885_A3","Malambo 110","Solar FV",50,2027,2,0,0,0,0,0,0,0,0,0,0,0,408013220.38804322,408013220.38804322,408013220.38804322,408013220.38804322,408013220.38804322,408013220.38804322,408013220.38804322,408013220.38804322,408013220.38804322,408013220.38804322,408013220.38804322]
["SC_1958_A3","Malambo 110","Solar FV",50,2027,2,0,0,0,0,0,0,0,0,0,0,0,408013201.46503085,408013201.46503085,408013201.46503085,408013201.46503085,408013201.46503085,408013201.46503085,408013201.46503085,408013201.46503085,408013201.46503085,408013201.46503085,408013201.46503085]
["SC_1956_A3","Malambo 110","Solar FV",50,2027,2,0,0,0,0,0,0,0,0,0,0,0,408013201.46503085,408013201.46503085,408013201.46503085,408013201.46503085,408013201.46503085,408013201.46503085,408013201.46503085,408013201.46503085,408013201.46503085,408013201.46503085,408013201.46503085]
["SC_1955_A3","Malambo 110","Solar FV",50,2027,2,0,0,0,0,0,0,0,0,0,0,0,408013201.46503085,408013201.46503085,408013201.46503085,408013201.46503085,408013201.46503085,408013201.46503085,408013201.46503085,408013201.46503085,408013201.46503085,408013201.46503085,408013201.46503085]
["SC_1954_A3","Malambo 110","Solar FV",50,2027,2,0,0,0,0,0,0,0,0,0,0,0,408013201.46503085,408013201.46503085,408013201.46503085,408013201.46503085,408013201.46503085,408013201.46503085,408013201.46503085,408013201.46503085,408013201.46503085,408013201.46503085,408013201.46503085]
["SC_1935_A1","Nv Barranquilla 110","Solar FV",50,2027,2,0,0,0,0,0,0,0,0,0,0,0,408010949.62656635,408010949.62656635,408010949.62656635,408010949.62656635,408010949.62656635,408010949.62656635,408010949.62656635,408010949.62656635,408010949.62656635,408010949.62656635,408010949.62656635]
["SC_1934_A1","Nv Barranquilla 110","Solar FV",50,2027,2,0,0,0,0,0,0,0,0,0,0,0,408010949.62656635,408010949.62656635,408010949.62656635,408010949.62656635,408010949.62656635,408010949.62656635,408010949.62656635,408010949.62656635,408010949.62656635,408010949.62656635,408010949.62656635]
["SC_1933_A1","Nv Barranquilla 110","Solar FV",50,2027,2,0,0,0,0,0,0,0,0,0,0,0,408010949.62656635,408010949.62656635,408010949.62656635,408010949.62656635,408010949.62656635,408010949.62656635,408010949.62656635,408010949.62656635,408010949.62656635,408010949.62656635,408010949.62656635]
["SC_1931_A1","Nv Barranquilla 110","Solar FV",50,2027,2,0,0,0,0,0,0,0,0,0,0,0,408010949.62656635,408010949.62656635,408010949.62656635,408010949.62656635,408010949.62656635,408010949.62656635,408010949.62656635,408010949.62656635,408010949.62656635,408010949.62656635,408010949.62656635]
["SC_1927_A1","Nv Barranquilla 110","Solar FV",50,2027,2,0,0,0,0,0,0,0,0,0,0,0,408010949.62656635,408010949.62656635,408010949.62656635,408010949.62656635,408010949.62656635,408010949.62656635,408010949.62656635,408010949.62656635,408010949.62656635,408010949.62656635,408010949.62656635]
["SC_2220_A2","Ponedera 13.8","Solar FV",9.9,2026,2,0,0,0,0,0,0,0,0,0,0,0,408004599.72429281,408004599.72429281,408004599.72429281,408004599.72429281,408004599.72429281,408004599.72429281,408004599.72429281,408004599.72429281,408004599.72429281,408004599.72429281,408004599.72429281]
["SC_1885_A1","Tebsa II 110","Solar FV",50,2027,2,0,0,0,0,0,0,0,0,0,0,0,407988336.62685901,407988336.62685901,407988336.62685901,407988336.62685901,407988336.62685901,407988336.62685901,407988336.62685901,407988336.62685901,407988336.62685901,407988336.62685901,407988336.62685901]
["SC_1954_A1","Tebsa II 110","Solar FV",50,2027,2,0,0,0,0,0,0,0,0,0,0,0,407988317.70384663,407988317.70384663,407988317.70384663,407988317.70384663,407988317.70384663,407988317.70384663,407988317.70384663,407988317.70384663,407988317.70384663,407988317.70384663,407988317.70384663]
["SC_1958_A1","Tebsa II 110","Solar FV",50,2027,2,0,0,0,0,0,0,0,0,0,0,0,407988317.70384663,407988317.70384663,407988317.70384663,407988317.70384663,407988317.70384663,407988317.70384663,407988317.70384663,407988317.70384663,407988317.70384663,407988317.70384663,407988317.70384663]
["SC_1956_A1","Tebsa II 110","Solar FV",50,2027,2,0,0,0,0,0,0,0,0,0,0,0,407988317.70384663,407988317.70384663,407988317.70384663,407988317.70384663,407988317.70384663,407988317.70384663,407988317.70384663,407988317.70384663,407988317.70384663,407988317.70384663,407988317.70384663]
["SC_1955_A1","Tebsa II 110","Solar FV",50,2027,2,0,0,0,0,0,0,0,0,0,0,0,407988317.70384663,407988317.70384663,407988317.70384663,407988317.70384663,407988317.70384663,407988317.70384663,407988317.70384663,407988317.70384663,407988317.70384663,407988317.70384663,407988317.70384663]
["SC_2220_A1","Ponedera 34.5","Solar FV",9.9,2026,2,0,0,0,0,0,0,0,0,0,0,0,407943055.20717388,407943055.20717388,407943055.20717388,407943055.20717388,407943055.20717388,407943055.20717388,407943055.20717388,407943055.20717388,407943055.20717388,407943055.20717388,407943055.20717388]
["SC_1404_A1","Juan Mina 34.5","Solar FV",9.9,2027,2,0,0,0,0,0,0,0,0,0,0,0,407862413.53703016,407862413.53703016,407862413.53703016,407862413.53703016,407862413.53703016,407862413.53703016,407862413.53703016,407862413.53703016,407862413.53703016,407862413.53703016,407862413.53703016]
["SC_1849_A2","Sabanalarga 220","Solar FV",110,2028,2,0,0,0,0,0,0,0,0,0,0,0,407803614.25275117,407803614.25275117,407803614.25275117,407803614.25275117,407803614.25275117,407803614.25275117,407803614.25275117,407803614.25275117,407803614.25275117,407803614.25275117,407803614.25275117]
["SC_1849_A1","Caracoli 220","Solar FV",110,2028,2,0,0,0,0,0,0,0,0,0,0,0,407788227.18793792,407788227.18793792,407788227.18793792,407788227.18793792,407788227.18793792,407788227.18793792,407788227.18793792,407788227.18793792,407788227.18793792,407788227.18793792,407788227.18793792]
["SC_600_A1","El Rio 110","Termica - Ciclo abierto",42,2025,2,0,0,1,1,1,1,1,1,1,1,1,395592760.02317578,395592760.02317578,395592760.02317578,395592760.02317578,395592760.02317578,395592760.02317578,395592760.02317578,395592760.02317578,395592760.02317578,395592760.02317578,395592760.02317578]
["SC_1071_A1","Tebsa 220","Termica - Ciclo combinado",272,2025,2,0,0,0,0,0,0,0,0,0,0,0,395476696.82169145,395476696.82169145,395476696.82169145,395476696.82169145,395476696.82169145,395476696.82169145,395476696.82169145,395476696.82169145,395476696.82169145,395476696.82169145,395476696.82169145]
["SC_1071_A2","Tebsa 110","Termica - Ciclo combinado",272,2025,2,0,0,0,0,0,0,0,0,0,0,0,395457343.16436499,395457343.16436499,395457343.16436499,395457343.16436499,395457343.16436499,395457343.16436499,395457343.16436499,395457343.16436499,395457343.16436499,395457343.16436499,395457343.16436499]
["SC_974_A2","Nv Barranquilla 220","Termica - Ciclo abierto",50,2025,2,0,0,0,0,0,0,0,0,0,0,0,395018930.29265422,395018930.29265422,395018930.29265422,395018930.29265422,395018930.29265422,395018930.29265422,395018930.29265422,395018930.29265422,395018930.29265422,395018930.29265422,395018930.29265422]
["SC_972_A2","Nv Barranquilla 220","Termica - Ciclo abierto",50,2025,2,0,0,0,0,0,0,0,0,0,0,0,395018930.29265422,395018930.29265422,395018930.29265422,395018930.29265422,395018930.29265422,395018930.29265422,395018930.29265422,395018930.29265422,395018930.29265422,395018930.29265422,395018930.29265422]
["SC_975_A2","Nv Barranquilla 220","Termica - Ciclo abierto",50,2025,2,0,0,0,0,0,0,0,0,0,0,0,395018930.29265422,395018930.29265422,395018930.29265422,395018930.29265422,395018930.29265422,395018930.29265422,395018930.29265422,395018930.29265422,395018930.29265422,395018930.29265422,395018930.29265422]
["SC_972_A1","Flores 220","Termica - Ciclo abierto",50,2025,2,0,0,0,0,0,0,0,0,0,0,0,394963923.25781947,394963923.25781947,394963923.25781947,394963923.25781947,394963923.25781947,394963923.25781947,394963923.25781947,394963923.25781947,394963923.25781947,394963923.25781947,394963923.25781947]
["SC_974_A1","Flores 220","Termica - Ciclo abierto",50,2025,2,0,0,0,0,0,0,0,0,0,0,0,394963923.25781947,394963923.25781947,394963923.25781947,394963923.25781947,394963923.25781947,394963923.25781947,394963923.25781947,394963923.25781947,394963923.25781947,394963923.25781947,394963923.25781947]
["SC_975_A1","Flores 220","Termica - Ciclo abierto",50,2025,2,0,0,0,0,0,0,0,0,0,0,0,394963923.25781947,394963923.25781947,394963923.25781947,394963923.25781947,394963923.25781947,394963923.25781947,394963923.25781947,394963923.25781947,394963923.25781947,394963923.25781947,394963923.25781947]
["SC_1072_A1","Tebsa 220","Termica - Ciclo combinado",120,2025,2,0,0,0,0,0,0,0,0,0,0,0,394614477.9840495,394614477.9840495,394614477.9840495,394614477.9840495,394614477.9840495,394614477.9840495,394614477.9840495,394614477.9840495,394614477.9840495,394614477.9840495,394614477.9840495]
["SC_1072_A2","Tebsa 110","Termica - Ciclo combinado",120,2025,2,0,0,0,0,0,0,0,0,0,0,0,394587705.85059637,394587705.85059637,394587705.85059637,394587705.85059637,394587705.85059637,394587705.85059637,394587705.85059637,394587705.85059637,394587705.85059637,394587705.85059637,394587705.85059637]
["SC_1068_A2","Tebsa 110","Termica - Ciclo combinado",100,2025,2,0,0,0,0,0,0,0,0,0,0,0,394569135.49507052,394569135.49507052,394569135.49507052,394569135.49507052,394569135.49507052,394569135.49507052,394569135.49507052,394569135.49507052,394569135.49507052,394569135.49507052,394569135.49507052]
["SC_1068_A1","Tebsa 220","Termica - Ciclo combinado",100,2025,2,0,0,0,0,0,0,0,0,0,0,0,394560891.95300704,394560891.95300704,394560891.95300704,394560891.95300704,394560891.95300704,394560891.95300704,394560891.95300704,394560891.95300704,394560891.95300704,394560891.95300704,394560891.95300704]
["SC_1880_A2","Sabanalarga 500","Eólico Onshore",150,2026,2,0,0,0,0,0,0,0,0,0,0,0,390567026.928657,390567026.928657,390567026.928657,390567026.928657,390567026.928657,390567026.928657,390567026.928657,390567026.928657,390567026.928657,390567026.928657,390567026.928657]
["SC_1880_A1","Sabanalarga 220","Eólico Onshore",150,2026,2,0,0,0,0,0,0,0,0,0,0,0,380359013.2315684,380359013.2315684,380359013.2315684,380359013.2315684,380359013.2315684,380359013.2315684,380359013.2315684,380359013.2315684,380359013.2315684,380359013.2315684,380359013.2315684]
["SC_1308_A1","Sabanalarga 110","Solar FV",40,2025,2,0,0,0,0,0,0,0,0,0,0,0,348999234.32374084,348999234.32374084,348999234.32374084,348999234.32374084,348999234.32374084,348999234.32374084,348999234.32374084,348999234.32374084,348999234.32374084,348999234.32374084,348999234.32374084]
["SC_1308_A2","Salamina EC 110","Solar FV",40,2025,2,0,0,0,0,0,0,0,0,0,0,0,338950962.92662835,338950962.92662835,338950962.92662835,338950962.92662835,338950962.92662835,338950962.92662835,338950962.92662835,338950962.92662835,338950962.92662835,338950962.92662835,338950962.92662835]

{"sheet":"RESUMEN","index":11,"n_rows":7,"n_cols":13,"rows_kept":7,"cut":false,"hidden":false,"merged":[]}
[null,null,"capacidad aprobada","capacidad aprobada","capacidad aprobada","capacidad aprobada","capacidad aprobada","capacidad aprobada","capacidad aprobada","capacidad aprobada","capacidad aprobada","capacidad aprobada","capacidad aprobada"]
["tipo","Fila",2023,2024,2025,2026,2027,2028,2029,2030,2031,2032,2033]
["Eólico Offshore",2,0,0,0,0,0,0,0,0,0,0,0]
["Eólico Onshore",2,0,0,0,0,36,36,36,36,36,36,36]
["Solar FV",2,3.2,17.3,102,131.80000000000001,141.69999999999999,141.69999999999999,141.69999999999999,141.69999999999999,141.69999999999999,141.69999999999999,141.69999999999999]
["Termica - Ciclo abierto",2,0,0,42,42,42,42,42,42,42,42,42]
["Termica - Ciclo combinado",2,0,0,0,0,0,0,0,0,0,0,0]

{"sheet":"RESUMEN %","index":12,"n_rows":7,"n_cols":13,"rows_kept":7,"cut":false,"hidden":true,"merged":[]}
[null,null,"capacidad aprobada","capacidad aprobada","capacidad aprobada","capacidad aprobada","capacidad aprobada","capacidad aprobada","capacidad aprobada","capacidad aprobada","capacidad aprobada","capacidad aprobada","capacidad aprobada"]
["tipo","Fila",2023,2024,2025,2026,2027,2028,2029,2030,2031,2032,2033]
["Eólico Offshore",2,0,0,0,0,0,0,0,0,0,0,0]
["Eólico Onshore",2,0,0,0,0,36,36,36,36,36,36,36]
["Solar FV",2,3.2,17.3,102,131.80000000000001,141.69999999999999,141.69999999999999,141.69999999999999,141.69999999999999,141.69999999999999,141.69999999999999,141.69999999999999]
["Termica - Ciclo abierto",2,0,0,42,42,42,42,42,42,42,42,42]
["Termica - Ciclo combinado",2,0,0,0,0,0,0,0,0,0,0,0]

{"sheet":"EXPANSION","index":13,"n_rows":0,"n_cols":0,"rows_kept":0,"cut":false,"hidden":true,"merged":[]}

{"sheet":"BENEFICIO","index":14,"n_rows":2,"n_cols":12,"rows_kept":2,"cut":false,"hidden":true,"merged":[]}
["fila",2023,2024,2025,2026,2027,2028,2029,2030,2031,2032,2033]
[2,762256.63533101755,762256.63533101755,762256.63533101755,762256.63533101755,762256.63533101755,762256.63533101755,762256.63533101755,762256.63533101755,762256.63533101755,762256.63533101755,762256.63533101755]

{"sheet":"INTERCAMBIO","index":15,"n_rows":2,"n_cols":13,"rows_kept":2,"cut":false,"hidden":true,"merged":[]}
["area","fila",2023,2024,2025,2026,2027,2028,2029,2030,2031,2032,2033]
["Atlántico",2,-100,-100,-100,-100,-100,-100,-100,-100,-100,-100,-100]

{"sheet":"PORCENTAJE BARRAS","index":16,"n_rows":55,"n_cols":13,"rows_kept":55,"cut":false,"hidden":false,"merged":[]}
["barra","fila",2023,2024,2025,2026,2027,2028,2029,2030,2031,2032,2033]
["Baranoa 13.8",2,0,0,0.89248565056849327,0.88421022130464699,0.86811137584011944,0.86429449264587099,0.85258827227325107,0.8414159940199607,0.82315001517348341,0.82315001517348341,0.81610537224618052]
["Baranoa 34.5",2,0,0,0,0,0,0,0,0,0,0,0]
["Barra 2 Nbq 13.8",2,0,0,0,0,0,0,0,0,0,0,0]
["Brrquilla 13.8",2,0,0,0,0,0,0,0,0,0,0,0]
["Brrquilla 13.8 3",2,0,0,0,0,0,0,0,0,0,0,0]
["Brrquilla 13.8 4",2,0,0,0,0,0,0,0,0,0,0,0]
["Brrquilla 13.8 5",2,0,0,0,0,0,0,0,0,0,0,0]
["Brrquilla 2 13.8",2,0,0,0,0,0,0,0,0,0,0,0]
["Campo de la Cruz 34.5",2,0,0,0,0,0,0,0,0,0,0,0]
["Campo de la cruz 13.8",2,0,0,0,0,0,0,0,0,0,0,0]
["Caracoli 1 13.8",2,0,0,0,0,0,0,0,0,0,0,0]
["Caracoli 110",2,0,0,0,0,0,0,0,0,0,0,0]
["Caracoli 2 13.8",2,0,0,0,0,0,0,0,0,0,0,0]
["Caracoli 220",2,0,0,0,0,0,0,0,0,0,0,0]
["Caracolí 13.8",2,0,0,9.8000000000000004E-2,9.8000000000000004E-2,9.8000000000000004E-2,9.8000000000000004E-2,9.8000000000000004E-2,9.8000000000000004E-2,9.8000000000000004E-2,9.8000000000000004E-2,9.8000000000000004E-2]
["Centro 110",2,0,0,0,0,0,0,0,0,0,0,0]
["Cordialidad 110",2,0,0,0,0,0,0,0,0,0,0,0]
["El Rio 110",2,0,0,0.49777777777777776,0.49777777777777776,0.49777777777777776,0.49777777777777776,0.49777777777777776,0.49777777777777776,0.43354838709677418,0.43354838709677418,0.43354838709677418]
["El Rio 220",2,0,0,0,0,0,0,0,0,0,0,0]
["Estadio 110",2,0,0,0,0,0,0,0,0,0,0,0]
["Flores 220",2,0,0,0,0,0,0,0,0,0,0,0]
["Galapa 110",2,null,0,0,0,0,0,0,0,0,0,0]
["Galapa 13.8",2,null,0.58666666666666667,0.54620689655172416,0.51096774193548389,0.495,0.4728358208955224,0.45257142857142857,0.44619718309859158,0.4168421052631579,0.40615384615384614,0.38634146341463416]
["Galapa 34.5",2,null,0,0,0,0.495,0.48000000000000004,0.46588235294117647,0.45257142857142857,0.42810810810810812,0.40615384615384614,0.39600000000000002]
["Juan Mina 110",2,0,0,0,0,0,0,0,0,0,0,0]
["Juan Mina 34.5",2,0,0.60777954425013248,0.55736918840110161,0.51468062827225136,0.47806586077532309,0.45804584598743603,0.44631469710727723,0.42881699992989403,0.39398144967365167,0.39398144967365167,0.37216224986479179]
["Las Flores 110",2,0,0,0,0,0,0,0,0,0,0,0]
["Magdalena 110",2,0,0,0,0,0,0,0,0,0,0,0]
["Malambo 110",2,1.9055209079871384E-2,2.5372048006194348E-2,0.25701031556696918,0.25508481542281508,0.25413284423998739,0.25187006503271242,0.25037395339484936,0.25002053821120251,0.2476410895678777,0.27719374458375395,0.3167928509528618]
["Norte 110",2,0,0,0,0,0,0,0,0,0,0,0]
["Nv Baranoa 110",2,0,0,0,0,0,0,0,0,0,0,0]
["Nv Barranquilla 110",2,0,0,0,0,0,0,0,0,0,0,0]
["Nv Barranquilla 220",2,0,0,0,0,0,0,0,0,0,0,0]
["Nv Brrquilla 1 13.8",2,0,0,0,0,0,0,0,0,0,0,0]
["Nv Brrquilla 13.8",2,0,0,0,0,0,0,0,0,0,0,0]
["Oasis 110",2,0,0,0,0,0,0,0,0,0,0,0]
["Palermo 110",2,null,0,0,0,0.28444444444444444,0.28444444444444444,0.28444444444444444,0.28444444444444444,0.28444444444444444,0.28444444444444444,0.28444444444444444]
["Palermo 13.8",2,null,0,0,0,0,0,0,0,0,0,0]
["Palermo 34.5",2,null,0,0,0,0,0,0,0,0,0,0]
["Ponedera 13.8",2,0,0,0,0,0,0,0,0,0,0,0]
["Ponedera 34.5",2,0,0,0,0,0,0,0,0,0,0,0]
["Sabanalarga 110",2,0,0,0,0,0,0,0,0,0,0,0]
["Sabanalarga 13.8",2,0,0,0,0.20130262112787928,0.1996376526191414,0.1996376526191414,0.1996376526191414,0.1996376526191414,0.1996376526191414,0.1996376526191414,0.1996376526191414]
["Sabanalarga 220",2,0,0,0,0,0,0,0,0,0,0,0]
["Sabanalarga 500",2,0,0,0,0,0,0,0,0,0,0,0]
["Salamina 34.5",2,0,0,0,0,0,0,0,0,0,0,0]
["Salamina EC 110",2,0,0,0,0.3342141811483943,0.31754817856153689,0.29963415971918983,0.28875038953634796,0.28616901938305506,0.28234897799571873,0.27925354174752082,0.27622524099112811]
["Silencio 110",2,0,0,0,0,0,0,0,0,0,0,0]
["Tebsa 110",2,0,0,0,0,0,0,0,0,0,0,0]
["Tebsa 220",2,0,0,0,0,0,0,0,0,0,0,0]
["Tebsa II 110",2,0,0,0,0,0,0,0,0,0,0,0]
["Termoflores 110",2,0,0,0,0,0,0,0,0,0,0,0]
["Union 110",2,0,0,0,0,0,0,0,0,0,0,0]
["Veinte Julio 110",2,0,0,0,0,0,0,0,0,0,0,0]

{"sheet":"PORCENTAJE AREAS","index":17,"n_rows":2,"n_cols":13,"rows_kept":2,"cut":false,"hidden":true,"merged":[]}
["area","fila",2023,2024,2025,2026,2027,2028,2029,2030,2031,2032,2033]
["Atlántico",2,-1.000001000001E-4,-1.000001000001E-4,-1.000001000001E-4,-1.000001000001E-4,-1.000001000001E-4,-1.000001000001E-4,-1.000001000001E-4,-1.000001000001E-4,-1.000001000001E-4,-1.000001000001E-4,-1.000001000001E-4]

{"sheet":"PORCENTAJE ZONAS","index":18,"n_rows":19,"n_cols":13,"rows_kept":19,"cut":false,"hidden":false,"merged":[]}
["zona","fila",2023,2024,2025,2026,2027,2028,2029,2030,2031,2032,2033]
["Zona1",2,0,0,0.38327508385945769,0.37946220611018189,0.37572444326073667,0.37220502384263654,0.36846555507176348,0.36508019772586686,0.35808831031314536,0.35475791335001294,0.35475791335001294]
["Zona10",2,0,0,0.49777777777777776,0.49777777777777776,0.49777777777777776,0.49777777777777776,0.49777777777777776,0.49777777777777776,0.43354838709677418,0.43354838709677418,0.43354838709677418]
["Zona11",2,0,0,0,0,0,0,0,0,0,0,0]
["Zona12",2,null,0,0,0,0.28444444444444444,0.28444444444444444,0.28444444444444444,0.28444444444444444,0.28444444444444444,0.28444444444444444,0.28444444444444444]
["Zona13",2,0,0,0,0,0,0,0,0,0,0,0]
["Zona14",2,0,0,0,0,0,0,0,0,0,0,0]
["Zona15",2,0,0,0,0,0,0,0,0,0,0,0]
["Zona16",2,0,0.57600000000000007,0.53923404255319152,0.51096774193548389,0.99,0.94567164179104479,0.90514285714285714,0.89219801980198021,0.83095081967213114,0.8045714285714286,0.77268292682926831]
["Zona17",2,0,0,0,0,0,0,0,0,0,0,0]
["Zona18",2,0,0,0,0,0,0,0,0,0,0,0]
["Zona2",2,0,0,0,0,0,0,0,0,0,0,0]
["Zona3",2,1.9055209079871384E-2,2.4651495204062443E-2,0.28068231831655843,0.27857946947491646,0.27753981673577571,0.27506862365414647,0.27343471226016447,0.27304874567802379,0.27045013729123485,0.30272474737436289,0.34597113985641481]
["Zona4",2,0,0,0,0,0,0,0,0,0,0,0]
["Zona5",2,0,0,0,0,0,0,0,0,0,0,0]
["Zona6",2,0,0.60777954425013248,0.52965517241379312,0.51468062827225136,0.47806586077532309,0.45271578947368424,0.44631469710727723,0.42414201183431954,0.39398144967365167,0.37992932862190815,0.37216224986479179]
["Zona7",2,0,0,0,0,0,0,0,0,0,0,0]
["Zona8",2,0,0,0,0,0,0,0,0,0,0,0]
["Zona9",2,0,0,0,0.48953366380246754,0.46563037685215708,0.43624671797452858,0.41497380931467603,0.3996782750745701,0.38174901043422349,0.36012406217961651,0.34081774841760043]