{"text_format":"1","workbook":"xlsx","n_sheets":19,"sheets":["areas","barras","criterios","obras","proyectos","cortocircuito","zonas","zonaBarra","calificacionProyectos","ejecutar","ASIGNACION","RESUMEN","RESUMEN %","EXPANSION","BENEFICIO","INTERCAMBIO","PORCENTAJE BARRAS","PORCENTAJE AREAS","PORCENTAJE ZONAS"],"not_rendered":{"charts":0,"images":0,"macros":1,"external_links":0,"defined_names":7,"comments":0,"pivot_tables":0},"unopened":[],"bounds":{"document_bytes":16777216,"sheet_cells":100000,"rows_first":2000,"rows_last":500,"rows_between":2000,"halvings":0,"cell_chars":16384,"cell_head_chars":4096},"cells_cut":0,"cells_raw":0,"read":"whole","date_system":"1900"}

{"sheet":"areas","index":0,"n_rows":12,"n_cols":8,"rows_kept":12,"cut":false,"hidden":true,"merged":[]}
["nombre","periodo","limiteimportacion","limiteexportacion","demanda","generacion","factorimportacion","factorexportacion"]
["Boyaca-Casanare",2023,9999999,999999,200,300,1,1]
["Boyaca-Casanare",2024,9999999,999999,200,300,1,1]
["Boyaca-Casanare",2025,9999999,999999,200,300,1,1]
["Boyaca-Casanare",2026,9999999,999999,200,300,1,1]
["Boyaca-Casanare",2027,9999999,999999,200,300,1,1]
["Boyaca-Casanare",2028,9999999,999999,200,300,1,1]
["Boyaca-Casanare",2029,9999999,999999,200,300,1,1]
["Boyaca-Casanare",2030,9999999,999999,200,300,1,1]
["Boyaca-Casanare",2031,9999999,999999,200,300,1,1]
["Boyaca-Casanare",2032,9999999,999999,200,300,1,1]
["Boyaca-Casanare",2033,9999999,999999,200,300,1,1]

{"sheet":"barras","index":1,"n_rows":1464,"n_cols":6,"rows_kept":1464,"cut":false,"hidden":false,"merged":[]}
["nombre","periodo","capacidad","cortocircuito","factorcapacidad","factorcorto"]
["Acerias Paz del Rio 115",2023,32.944232225418091,22.255815631894158,1,1]
["Aguaclara 115",2023,70.3125,35.641360941423081,1,1]
["Aguaclara 13.8",2023,0,10.086612239196739,1,1]
["Aguaclara 34.5",2023,0,11.540278968894571,1,1]
["Aguazul 115",2023,29.27840199845377,35.38429136355699,1,1]
["Aguazul 13.8",2023,0,3.338544814107991,1,1]
["Aguazul 34.5",2023,16.9434111284762,6.3217067469599417,1,1]
["Alcaravan 115",2023,0,0,1,1]
["Alcaravan 220",2023,0,0,1,1]
["Almagrario 34.5",2023,0,11.63228061285627,1,1]
["Alto Ricaurte 115",2023,103.125,33.931901935788943,1,1]
["Alto Ricaurte 34.5",2023,99.6875,9.0375984282612727,1,1]
["Arcabuco 34.5",2023,0,13.36826417222875,1,1]
["Arenal 34.5",2023,0,12.646919029554709,1,1]
["Arroz Diana 34.5",2023,0,12.339345328936471,1,1]
["B.A.S Rafael 34.5",2023,0,13.102473584981791,1,1]
["Bavaria 115 kV",2023,54.26025390625,28.2904817268461,1,1]
["Belen 34.5",2023,0,13.49901698113004,1,1]
["Boavita 115",2023,27.086512744426731,33.641728415228123,1,1]
["Boavita 34.5",2023,29.345703125,13.69151691435348,1,1]
["Boyaca 34.5",2023,0,13.35222276314531,1,1]
["Bubuy 34.5",2023,0,13.920739765479439,1,1]
["C. Alcaravan 34.5",2023,0,9.0147950097708964,1,1]
["Calceta 34.5",2023,0,11.90084676277559,1,1]
["Cementos Argos",2023,38.079071044921882,25.632453291596772,1,1]
["Charte 34.5",2023,0,12.911824928605551,1,1]
["Chiquinquira 115",2023,104.6875,4.7739390905208001,1,1]
["Chiquinquira 13.8",2023,31.862491518259048,12.839299983448051,1,1]
["Chiquinquira 34.5",2023,73.062121719121933,12.22422274712364,1,1]
["Ciudadela Artesanal 34.5",2023,0,14.74110844625587,1,1]
["Combita 34.5",2023,0,7.2090010677702256,1,1]
["Compania 34.5",2023,0,10.02603563783622,1,1]
["D. Manigua 34.5",2023,0,8.8703530165373898,1,1]
["D. Molinos 34.5",2023,0,10.31249985803462,1,1]
["D. Monterrey 34.5",2023,0,13.031220380121519,1,1]
["D. Morro 34.5",2023,0,10.23774306915344,1,1]
["Derv. Molinos 34.5",2023,0,9.2230672206597806,1,1]
["Diaco 115",2023,67.051202058792114,30.559632585174359,1,1]
["Duitama 115",2023,48.046875,29.644193768970119,1,1]
["Duitama 34.5",2023,50,7.0956254773442371,1,1]
["El Barne 34.5",2023,0,11.250648616362961,1,1]
["El Huche 115",2023,32.421875,31.565551617801962,1,1]
["El Huche 34.5",2023,0,8.1295052925041933,1,1]
["El Muelle 34.5",2023,0,13.532496308050259,1,1]
["Equion 34.5",2023,0,8.0256887982762635,1,1]
["Firavitoba 34.5",2023,49.765625,14.17159475364066,1,1]
["Gim Llanos 34.5",2023,0,12.87988527317761,1,1]
["Guateque 115",2023,87.844809517264366,12.5,1,1]
["Guayaque 34.5",2023,0,13.408460408201931,1,1]
["Halliburton 34.5",2023,0,10.336472860536469,1,1]
["Holcim 115 kV",2023,40.404510498046882,25.259078204092901,1,1]
["Holcim 13.8",2023,35,5.6867338012239106,1,1]
["Hunza 34.5",2023,0,10.522865700411529,1,1]
["Iguamena 34.5",2023,0,12.1375557972378,1,1]
["Iraca 34.5",2023,0,9.4003149951879692,1,1]
["Jenesano 115",2023,118.8687890768051,34.44007035112093,1,1]
["Jenesano 34.5",2023,99.375,12.5,1,1]
["Jerico 34.5",2023,0,14.26410193504535,1,1]
["Kenwort 34.5",2023,0,12.589353255696111,1,1]
["La Carpa 34.5",2023,0,8.5574095992870323,1,1]
["La Niata 13.8",2023,4.7496751975636204,13.36749087424093,1,1]
["La Niata 34.5",2023,5.1158463068054516,14.23625665298095,1,1]
["LlanoAlarcon 34.5",2023,0,14.999082680565261,1,1]
["Mambita 115",2023,48.44970703125,12.5,1,1]
["Manigua 34.5",2023,0,9.1143783858788723,1,1]
["Maranta 34.5",2023,0,10.20833466809203,1,1]
["Marmavel 34.5",2023,0,12.86646133996484,1,1]
["Matadero 34.5",2023,0,12.902050738899691,1,1]
["Moniquira 34.5",2023,0,11.85420269293242,1,1]
["Monterrey 34.5",2023,0,14.860891877667999,1,1]
["Morichal 34.5",2023,4.5334044213730964,13.45896883257123,1,1]
["Morro 115",2023,5.0077264895662674,29.41923966492298,1,1]
["Muiscas 115",2023,113.189697265625,30.158397847852541,1,1]
["Muiscas 34.5",2023,99.6826171875,4.0936044892800396,1,1]
["Otanche 115",2023,89.743709564208999,13.932060446820859,1,1]
["Paipa 115",2023,75.732421875,6.25E-2,1,1]
["Paipa 220",2023,386.71875,4.0357804370980102,1,1]
["Paipa 34.5",2023,0,11.009290534052189,1,1]
["Patriotas 34.5",2023,0,9.8402812518231624,1,1]
["Paz de Ariporo 115",2023,8.8443641588582977,38.667426744411067,1,1]
["Paz de Rio 34.5",2023,0,10.619973523504299,1,1]
["Pinalito 13.8",2023,1.058052778244019,12.483396686010479,1,1]
["Pinalito 34.5",2023,3.8108987454324961,14.78623693984637,1,1]
["Raizal 34.5",2023,0,15.04741597796705,1,1]
["Ramada 115",2023,38.330078125,5.4747003760575996,1,1]
["Ramada 13.8",2023,35,5.9327462672489197,1,1]
["Ramada 34.5",2023,34.921875,7.1440676742399676,1,1]
["Ramiriqui 34.5",2023,0,13.65469080545224,1,1]
["Rio Chiquito 34.5",2023,0,10.524139284543001,1,1]
["Rio Piedras 13.8",2023,39.548883543257041,12.34687704296045,1,1]
["Rio Piedras 34.5",2023,0,11.8192593705396,1,1]
["Sachica 34.5",2023,99.84375,10.763539706668061,1,1]
["Samaca Antigua 34.5",2023,0,13.22283147482189,1,1]
["Samaca New 34.5",2023,0,12.771875243697719,1,1]
["San Antonio (Boyaca) 115",2023,40.692138671875,1.26289772316639,1,1]
["San Antonio 220",2023,70.684814453125,29.2666671741828,1,1]
["San Antonio 34.5",2023,34.921875,9.5913131708486432,1,1]
["San Lazaro 34.5",2023,0,9.9969311114103583,1,1]
["San Luis 115",2023,5.6247711181640616,11.45984196757899,1,1]
["Santa Maria 115",2023,49.603271484375,12.5,1,1]
["Santa Rosalia 115",2023,5.859375,11.95670642303425,1,1]
["Schlumberger 34.5",2023,0,13.09869964044476,1,1]
["Serpet 34.5",2023,0,12.64966347213878,1,1]
["Sidenal 115",2023,38.515683263540268,25.000707682977399,1,1]
["Sirata 34.5",2023,49.84375,11.96286667983567,1,1]
["Socha 34.5",2023,0,10.854709470561049,1,1]
["Sochagota 115",2023,62.464141845703118,18.103252484655481,1,1]
["Sochagota 220",2023,145.50988879054779,23.956638105953498,1,1]
["Socota 34.5",2023,0,13.45684137944999,1,1]
["Sta Rosa 115",2023,75.823974609375,2.5394008364777112,1,1]
["Suamox 115",2023,39.304676925439708,20.426751852716329,1,1]
["Superior 34.5",2023,0,12.754951241910931,1,1]
["Sutamarchan 34.5",2023,0,14.333535961666611,1,1]
["Tapias 34.5",2023,0,13.991722617225189,1,1]
["Tasco 34.5",2023,0,12.072373769427969,1,1]
["Tauramena 13.8",2023,6.950840713150197,14.25630541820453,1,1]
["Tauramena 34.5",2023,26.804410154850359,15.250012581769891,1,1]
["Termoyopal 115",2023,5.4113507270812988,17.71253851986247,1,1]
["Topaga 34.5",2023,0,13.11240969447241,1,1]
["Toquilla 115",2023,12.661404681182599,34.061874928361881,1,1]
["Tuboscop 34.5",2023,0,10.836972842718691,1,1]
["Tundama 34.5",2023,0,12.54274523686183,1,1]
["Tunja 115",2023,123.93602886004371,30.432941129132459,1,1]
["Tunja 34.5",2023,99.520568847656236,3.2005069714524388,1,1]
["Tunjita 115",2023,75.611495971679688,12.5,1,1]
["Upamena 34.5",2023,0,13.05440364753008,1,1]
["Ventaquemada 34.5",2023,0,14.890624043093441,1,1]
["Villa de Leyva 34.5",2023,0,12.31478336421787,1,1]
["Weat. Ciudadela 34.5",2023,0,9.7746380896482528,1,1]
["Yopal 1 34.5",2023,15.48287928104401,12.41641774990129,1,1]
["Yopal 115",2023,5.57098388671875,13.05773343806684,1,1]
["Yopal 2 34.5",2023,4.961461778730154,4.7749968977937307,1,1]
["Yopalosa 115",2023,4.5554995536804199,10.27422664989089,1,1]
["Acerias Paz del Rio 115",2024,32.944232225418091,21.705024024896751,1,1]
["Aguaclara 115",2024,95.788965001702309,35.566710476792572,1,1]
["Aguaclara 13.8",2024,0,9.9868961576199968,1,1]
["Aguaclara 34.5",2024,0,11.464920529246999,1,1]
["Aguazul 115",2024,64.0625,35.311434533869317,1,1]
["Aguazul 13.8",2024,0,3.139548918957519,1,1]
["Aguazul 34.5",2024,59.7559111284762,6.169361414313979,1,1]
["Alcaravan 115",2024,0,0,1,1]
["Alcaravan 220",2024,0,0,1,1]
["Almagrario 34.5",2024,0,11.56376587695655,1,1]
["Alto Ricaurte 115",2024,100.8209785446525,33.715537894853483,1,1]
["Alto Ricaurte 34.5",2024,99.6875,8.7858411214459338,1,1]
["Arcabuco 34.5",2024,0,13.265400709492271,1,1]
["Arenal 34.5",2024,0,12.532846143300629,1,1]
["Arroz Diana 34.5",2024,0,12.28307373505436,1,1]
["B.A.S Rafael 34.5",2024,0,13.057402278130411,1,1]
["Bavaria 115 kV",2024,45.107620954513557,27.913469239051231,1,1]
["Belen 34.5",2024,0,13.426274050259179,1,1]
["Boavita 115",2024,27.301025390625,33.525751736519652,1,1]
["Boavita 34.5",2024,29.345703125,13.64721226348748,1,1]
["Boyaca 34.5",2024,0,13.263783440818029,1,1]
["Bubuy 34.5",2024,0,13.888109489134459,1,1]
["C. Alcaravan 34.5",2024,0,8.9073207685566018,1,1]
["Calceta 34.5",2024,0,11.83782741374916,1,1]
["Cementos Argos",2024,37.424182891845703,25.191274259276131,1,1]
["Charte 34.5",2024,0,12.86366613494344,1,1]
["Chiquinquira 115",2024,104.6875,4.5724609077729257,1,1]
["Chiquinquira 13.8",2024,31.39686863869429,12.718117455299179,1,1]
["Chiquinquira 34.5",2024,83.062121719121933,12.07919502124229,1,1]
["Ciudadela Artesanal 34.5",2024,0,14.6983193955049,1,1]
["Combita 34.5",2024,0,6.9088563965152554,1,1]
["Compania 34.5",2024,0,9.9341462644587981,1,1]
["D. Manigua 34.5",2024,0,8.7606506337461383,1,1]
["D. Molinos 34.5",2024,0,10.22322732234441,1,1]
["D. Monterrey 34.5",2024,0,12.98112038219762,1,1]
["D. Morro 34.5",2024,0,10.14912311417481,1,1]
["Derv. Molinos 34.5",2024,0,9.1188027552641611,1,1]
["Diaco 115",2024,67.051202058792114,30.2343669473441,1,1]
["Duitama 115",2024,47.121047973632813,29.295918059505269,1,1]
["Duitama 34.5",2024,40,6.8059055857028223,1,1]
["El Barne 34.5",2024,0,11.088846342826271,1,1]
["El Huche 115",2024,32.421875,31.346986401683829,1,1]
["El Huche 34.5",2024,0,7.9263126208127019,1,1]
["El Muelle 34.5",2024,0,13.43975018397269,1,1]
["Equion 34.5",2024,0,7.9029026248096859,1,1]
["Firavitoba 34.5",2024,44.94140625,14.11448489213233,1,1]
["Gim Llanos 34.5",2024,0,12.831929386365969,1,1]
["Guateque 115",2024,74.805345604545437,12.5,1,1]
["Guayaque 34.5",2024,0,13.368637409253401,1,1]
["Halliburton 34.5",2024,0,10.24936616790936,1,1]
["Holcim 115 kV",2024,40.404510498046882,24.79391989082125,1,1]
["Holcim 13.8",2024,35,5.3666181994535496,1,1]
["Hunza 34.5",2024,0,10.339719133285159,1,1]
["Iguamena 34.5",2024,0,12.077131254441809,1,1]
["Iraca 34.5",2024,0,9.1874136252902723,1,1]
["Jenesano 115",2024,118.8687890768051,34.275751924058028,1,1]
["Jenesano 34.5",2024,99.072265625,12.5,1,1]
["Jerico 34.5",2024,0,14.22029681003778,1,1]
["Kenwort 34.5",2024,0,12.536928112403279,1,1]
["La Carpa 34.5",2024,0,8.4428191918411066,1,1]
["La Niata 13.8",2024,4.4197867087812472,13.326991931222951,1,1]
["La Niata 34.5",2024,4.9423846832170364,14.209158713038191,1,1]
["LlanoAlarcon 34.5",2024,0,14.967827110248191,1,1]
["Mambita 115",2024,44.664573669433587,12.5,1,1]
["Manigua 34.5",2024,0,9.0084383576362086,1,1]
["Maranta 34.5",2024,0,10.02223262647021,1,1]
["Marmavel 34.5",2024,0,12.81757993209008,1,1]
["Matadero 34.5",2024,0,12.854435794463321,1,1]
["Moniquira 34.5",2024,0,11.67421214885877,1,1]
["Monterrey 34.5",2024,0,14.841719866251781,1,1]
["Morichal 34.5",2024,4.4551554640449416,13.41991890373963,1,1]
["Morro 115",2024,4.9322117796942218,29.310605237552821,1,1]
["Muiscas 115",2024,108.35219146683809,29.828614240319059,1,1]
["Muiscas 34.5",2024,99.6826171875,3.692654437554729,1,1]
["Otanche 115",2024,89.743709564208999,13.85262668075225,1,1]
["Paipa 115",2024,68.734898418188095,6.25E-2,1,1]
["Paipa 220",2024,338.37890625,3.395639334931829,1,1]
["Paipa 34.5",2024,0,10.83938462315351,1,1]
["Patriotas 34.5",2024,0,9.6342490495380027,1,1]
["Paz de Ariporo 115",2024,4.4221820794291489,38.646938336173172,1,1]
["Paz de Rio 34.5",2024,0,10.480221537854501,1,1]
["Pinalito 13.8",2024,0.79353958368301392,12.42814749284687,1,1]
["Pinalito 34.5",2024,2.24609375,14.767194741288201,1,1]
["Raizal 34.5",2024,0,15.03138667918331,1,1]
["Ramada 115",2024,38.330078125,5.0255019964707994,1,1]
["Ramada 13.8",2024,35,5.6227846467882401,1,1]
["Ramada 34.5",2024,34.920654296875,6.8711481006540467,1,1]
["Ramiriqui 34.5",2024,0,13.576362152277349,1,1]
["Rio Chiquito 34.5",2024,0,10.352863039196089,1,1]
["Rio Piedras 13.8",2024,39.842684840113193,12.222420305680449,1,1]
["Rio Piedras 34.5",2024,0,11.676890247967441,1,1]
["Sachica 34.5",2024,99.84375,10.57161089538161,1,1]
["Samaca Antigua 34.5",2024,0,13.130062341415311,1,1]
["Samaca New 34.5",2024,0,12.66401911981762,1,1]
["San Antonio (Boyaca) 115",2024,32.504314184188843,0.68235688088041968,1,1]
["San Antonio 220",2024,65.840647369623184,28.850916535110819,1,1]
["San Antonio 34.5",2024,34.920654296875,9.4288069685320597,1,1]
["San Lazaro 34.5",2024,0,9.7961520213100499,1,1]
["San Luis 115",2024,4.7340441992673732,11.443853321089721,1,1]
["Santa Maria 115",2024,49.603271484375,12.5,1,1]
["Santa Rosalia 115",2024,4.9348894390277556,11.94835843523299,1,1]
["Schlumberger 34.5",2024,0,13.053625171530509,1,1]
["Serpet 34.5",2024,0,12.59816614021617,1,1]
["Sidenal 115",2024,38.515683263540268,24.536633433852511,1,1]
["Sirata 34.5",2024,49.84375,11.83799457050843,1,1]
["Socha 34.5",2024,0,10.72223811714704,1,1]
["Sochagota 115",2024,55.747495772084221,17.292337954402999,1,1]
["Sochagota 220",2024,72.754944395273924,23.285490961774912,1,1]
["Socota 34.5",2024,0,13.392652372336681,1,1]
["Sta Rosa 115",2024,61.518946290016167,2.3556501589540879,1,1]
["Suamox 115",2024,34.467474670080627,19.811858668453151,1,1]
["Superior 34.5",2024,0,12.705073581231471,1,1]
["Sutamarchan 34.5",2024,0,14.27091416936678,1,1]
["Tapias 34.5",2024,0,13.94104070409171,1,1]
["Tasco 34.5",2024,0,11.96746944126191,1,1]
["Tauramena 13.8",2024,6.5164131685783104,14.22693355471287,1,1]
["Tauramena 34.5",2024,26.261752377027349,15.23739531988643,1,1]
["Termoyopal 115",2024,5.4113507270812988,17.615183917551668,1,1]
["Topaga 34.5",2024,0,13.039347644212439,1,1]
["Toquilla 115",2024,7.7257275581359863,33.910361620455681,1,1]
["Tuboscop 34.5",2024,0,10.75757504914171,1,1]
["Tundama 34.5",2024,0,12.43052116708002,1,1]
["Tunja 115",2024,107.2841113927161,30.11192929285826,1,1]
["Tunja 34.5",2024,99.520568847656236,2.77108211750252,1,1]
["Tunjita 115",2024,64.978629350662231,12.5,1,1]
["Upamena 34.5",2024,0,13.00869170461905,1,1]
["Ventaquemada 34.5",2024,0,14.85358797946356,1,1]
["Villa de Leyva 34.5",2024,0,12.17620980918521,1,1]
["Weat. Ciudadela 34.5",2024,0,9.6788749341396514,1,1]
["Yopal 1 34.5",2024,15.710189640522,12.36081543947213,1,1]
["Yopal 115",2024,5.5136927403509617,12.87310461383842,1,1]
["Yopal 2 34.5",2024,4.961461778730154,4.6020776723005898,1,1]
["Yopalosa 115",2024,4.5048653490084689,10.23998088993728,1,1]
["Acerias Paz del Rio 115",2025,95.444232225418091,21.465599739755369,1,1]
["Aguaclara 115",2025,22.450538672273979,33.105559946842483,1,1]
["Aguaclara 13.8",2025,0,9.223649739428371,1,1]
["Aguaclara 34.5",2025,0,10.771505670114459,1,1]
["Aguazul 115",2025,29.7557920217514,32.704607862176957,1,1]
["Aguazul 13.8",2025,0,0.79126905291101046,1,1]
["Aguazul 34.5",2025,13.672289027809621,3.979177594281619,1,1]
["Alcaravan 115",2025,46.875,6.25E-2,1,1]
["Alcaravan 220",2025,81.25,5.4570126008974729,1,1]
["Almagrario 34.5",2025,0,10.87978306072511,1,1]
["Alto Ricaurte 115",2025,64.453125,33.613461833657659,1,1]
["Alto Ricaurte 34.5",2025,65,8.7450432979929005,1,1]
["Arcabuco 34.5",2025,0,13.26233031415388,1,1]
["Arenal 34.5",2025,0,12.532552370476139,1,1]
["Arroz Diana 34.5",2025,0,11.964700429475769,1,1]
["B.A.S Rafael 34.5",2025,0,12.799823649720221,1,1]
["Bavaria 115 kV",2025,80.04150390625,27.845587149785811,1,1]
["Belen 34.5",2025,0,13.423034499570999,1,1]
["Boavita 115",2025,27.388220296052172,33.514255559140523,1,1]
["Boavita 34.5",2025,29.658203125,13.64395987139258,1,1]
["Boyaca 34.5",2025,0,13.25672364398217,1,1]
["Bubuy 34.5",2025,0,13.673821598233101,1,1]
["C. Alcaravan 34.5",2025,0,7.9602060469977989,1,1]
["Calceta 34.5",2025,0,11.45599641674994,1,1]
["Cementos Argos",2025,97.454071044921875,25.16070248293822,1,1]
["Charte 34.5",2025,0,12.55960948307111,1,1]
["Chiquinquira 115",2025,71.97265625,4.4563452445903931,1,1]
["Chiquinquira 13.8",2025,31.70936863869429,12.71927401408184,1,1]
["Chiquinquira 34.5",2025,66.531060859560966,12.07252774469911,1,1]
["Ciudadela Artesanal 34.5",2025,0,14.69893790991013,1,1]
["Combita 34.5",2025,0,6.8662497208968816,1,1]
["Compania 34.5",2025,0,9.2143997387014416,1,1]
["D. Manigua 34.5",2025,0,7.7782713180972998,1,1]
["D. Molinos 34.5",2025,0,9.1051253388749416,1,1]
["D. Monterrey 34.5",2025,0,12.56943535015505,1,1]
["D. Morro 34.5",2025,0,9.4806827984200304,1,1]
["Derv. Molinos 34.5",2025,0,8.220925794265316,1,1]
["Diaco 115",2025,98.301202058792114,30.178352564446111,1,1]
["Duitama 115",2025,98.046875,29.261284086110109,1,1]
["Duitama 34.5",2025,100,6.7950620787982992,1,1]
["El Barne 34.5",2025,0,11.077822370770949,1,1]
["El Huche 115",2025,101.171875,31.331146185636278,1,1]
["El Huche 34.5",2025,0,7.9118065178771424,1,1]
["El Muelle 34.5",2025,0,13.436998275271421,1,1]
["Equion 34.5",2025,0,7.0709496259481632,1,1]
["Firavitoba 34.5",2025,99.53125,14.11147483102736,1,1]
["Gim Llanos 34.5",2025,0,12.583889762582279,1,1]
["Guateque 115",2025,11.688335250710219,12.5,1,1]
["Guayaque 34.5",2025,0,13.187142800541739,1,1]
["Halliburton 34.5",2025,0,9.5931202073870221,1,1]
["Holcim 115 kV",2025,82.592010498046875,24.751541456561132,1,1]
["Holcim 13.8",2025,50,5.3427531612493908,1,1]
["Hunza 34.5",2025,0,10.319204008565791,1,1]
["Iguamena 34.5",2025,0,11.586263641559411,1,1]
["Iraca 34.5",2025,0,9.1793288385169927,1,1]
["Jenesano 115",2025,33.431846927851439,34.180269001830801,1,1]
["Jenesano 34.5",2025,32.26806640625,12.5,1,1]
["Jerico 34.5",2025,0,14.217216028170601,1,1]
["Kenwort 34.5",2025,0,12.25215766298804,1,1]
["La Carpa 34.5",2025,0,7.4035027836003717,1,1]
["La Niata 13.8",2025,5.9147959143160591,13.203763951101349,1,1]
["La Niata 34.5",2025,25.825010642301351,14.104085672491969,1,1]
["LlanoAlarcon 34.5",2025,0,14.96619998044649,1,1]
["Mambita 115",2025,46.846513183635203,12.5,1,1]
["Manigua 34.5",2025,0,8.0849247935900053,1,1]
["Maranta 34.5",2025,0,10.016024330529619,1,1]
["Marmavel 34.5",2025,0,12.50340124425073,1,1]
["Matadero 34.5",2025,0,12.60909702381185,1,1]
["Moniquira 34.5",2025,0,11.653975549622899,1,1]
["Monterrey 34.5",2025,0,14.70979795048674,1,1]
["Morichal 34.5",2025,34.220904421373092,13.237790132266399,1,1]
["Morro 115",2025,38.601476489566267,27.70910230673698,1,1]
["Muiscas 115",2025,56.5948486328125,29.6839091469542,1,1]
["Muiscas 34.5",2025,60,3.615325702649431,1,1]
["Otanche 115",2025,72.857252192406463,13.837440279571149,1,1]
["Paipa 115",2025,94.482421875,6.25E-2,1,1]
["Paipa 220",2025,79.30755615234375,2.7879454427732391,1,1]
["Paipa 34.5",2025,0,10.83671457841843,1,1]
["Patriotas 34.5",2025,0,9.609447572277162,1,1]
["Paz de Ariporo 115",2025,80.495738424360752,38.516389491843313,1,1]
["Paz de Rio 34.5",2025,0,10.47056845511745,1,1]
["Pinalito 13.8",2025,2.01416015625,12.16866717145548,1,1]
["Pinalito 34.5",2025,7.3553707590008344,14.66875742062861,1,1]
["Raizal 34.5",2025,0,14.92338419848784,1,1]
["Ramada 115",2025,100.830078125,4.9944595909349303,1,1]
["Ramada 13.8",2025,50,5.6002199580976093,1,1]
["Ramada 34.5",2025,97.4609375,6.8529512354849587,1,1]
["Ramiriqui 34.5",2025,0,13.570346543335511,1,1]
["Rio Chiquito 34.5",2025,0,10.343383989970629,1,1]
["Rio Piedras 13.8",2025,14.96534588581426,12.219142554376861,1,1]
["Rio Piedras 34.5",2025,0,11.669443247557879,1,1]
["Sachica 34.5",2025,69.921875,10.549636202919441,1,1]
["Samaca Antigua 34.5",2025,0,13.122444456453721,1,1]
["Samaca New 34.5",2025,0,12.654517198660811,1,1]
["San Antonio (Boyaca) 115",2025,96.942138671875,0.42642390098849958,1,1]
["San Antonio 220",2025,108.184814453125,27.86733066599967,1,1]
["San Antonio 34.5",2025,98.73046875,9.4141730218044941,1,1]
["San Lazaro 34.5",2025,0,9.7723628097156308,1,1]
["San Luis 115",2025,29.608154296875,11.356043663418291,1,1]
["Santa Maria 115",2025,47.750511169433501,12.5,1,1]
["Santa Rosalia 115",2025,14.84375,11.914340671631869,1,1]
["Schlumberger 34.5",2025,0,12.80171671206176,1,1]
["Serpet 34.5",2025,0,12.321224510717821,1,1]
["Sidenal 115",2025,101.0156832635403,24.50471723981229,1,1]
["Sirata 34.5",2025,99.6875,11.83024126467007,1,1]
["Socha 34.5",2025,0,10.71291668566742,1,1]
["Sochagota 115",2025,99.964141845703125,16.921404463737481,1,1]
["Sochagota 220",2025,131.77637010812759,22.53995247524588,1,1]
["Socota 34.5",2025,0,13.388130011222859,1,1]
["Sta Rosa 115",2025,61.606979370117188,2.2862109503574342,1,1]
["Suamox 115",2025,101.80467692543969,19.488731727191681,1,1]
["Superior 34.5",2025,0,12.44154255052684,1,1]
["Sutamarchan 34.5",2025,0,14.270515013547019,1,1]
["Tapias 34.5",2025,0,13.93747407571108,1,1]
["Tasco 34.5",2025,0,11.96093046843502,1,1]
["Tauramena 13.8",2025,7.2841478415212091,14.04100296500615,1,1]
["Tauramena 34.5",2025,27.364843442315468,15.15433816848789,1,1]
["Termoyopal 115",2025,74.161350727081299,16.383945527119739,1,1]
["Topaga 34.5",2025,0,13.034083390216439,1,1]
["Toquilla 115",2025,88.975727558135986,33.686564450180683,1,1]
["Tuboscop 34.5",2025,0,10.19737809166759,1,1]
["Tundama 34.5",2025,0,12.427455171093809,1,1]
["Tunja 115",2025,58.095013528145493,29.97934472611237,1,1]
["Tunja 34.5",2025,60,2.6839205694958612,1,1]
["Tunjita 115",2025,10.15291083604097,12.5,1,1]
["Upamena 34.5",2025,0,12.75552916933349,1,1]
["Ventaquemada 34.5",2025,0,14.85119629525099,1,1]
["Villa de Leyva 34.5",2025,0,12.166928206181129,1,1]
["Weat. Ciudadela 34.5",2025,0,8.9055049880717316,1,1]
["Yopal 1 34.5",2025,28.522689640522,12.10841385489622,1,1]
["Yopal 115",2025,74.32098388671875,7.7532592571009609,1,1]
["Yopal 2 34.5",2025,74.961461778730154,3.2877661554375202,1,1]
["Yopalosa 115",2025,79.55549955368042,9.9262677431321276,1,1]
["Acerias Paz del Rio 115",2026,95.444232225418077,20.822123515791681,1,1]
["Aguaclara 115",2026,21.047380005256858,32.963343750762263,1,1]
["Aguaclara 13.8",2026,0,9.0951034191765352,1,1]
["Aguaclara 34.5",2026,0,10.672069868322369,1,1]
["Aguazul 115",2026,54.755792021751397,32.108520212413033,1,1]
["Aguazul 13.8",2026,0,0.08,1,1]
["Aguazul 34.5",2026,51.421386121150313,3.24012363293612,1,1]
["Alcaravan 115",2026,46.875,6.25E-2,1,1]
["Alcaravan 220",2026,87.5,2.9487890613814098,1,1]
["Almagrario 34.5",2026,0,10.583164044587431,1,1]
["Alto Ricaurte 115",2026,60.4248046875,33.511354281726717,1,1]
["Alto Ricaurte 34.5",2026,65,8.654347323522078,1,1]
["Arcabuco 34.5",2026,0,13.23075754061777,1,1]
["Arenal 34.5",2026,0,12.47910851767387,1,1]
["Arroz Diana 34.5",2026,0,11.740742759599851,1,1]
["B.A.S Rafael 34.5",2026,0,12.62257493586964,1,1]
["Bavaria 115 kV",2026,80.04150390625,27.535950134880672,1,1]
["Belen 34.5",2026,0,13.370212872431191,1,1]
["Boavita 115",2026,27.477137744426731,33.414856617367413,1,1]
["Boavita 34.5",2026,29.658203125,13.60833037648986,1,1]
["Boyaca 34.5",2026,0,13.219866653562301,1,1]
["Bubuy 34.5",2026,0,13.545973618024471,1,1]
["C. Alcaravan 34.5",2026,0,7.4778265306274161,1,1]
["Calceta 34.5",2026,0,11.20123146595575,1,1]
["Cementos Argos",2026,97.454071044921875,24.63088028948188,1,1]
["Charte 34.5",2026,0,12.36811502514192,1,1]
["Chiquinquira 115",2026,67.474365234375,4.3679722677937161,1,1]
["Chiquinquira 13.8",2026,31.97291688336847,12.68612567861377,1,1]
["Chiquinquira 34.5",2026,66.531060859560966,12.030451886667549,1,1]
["Ciudadela Artesanal 34.5",2026,0,14.679382002560979,1,1]
["Combita 34.5",2026,0,6.7334148109032004,1,1]
["Compania 34.5",2026,0,8.8168095471316548,1,1]
["D. Manigua 34.5",2026,0,7.283249603914479,1,1]
["D. Molinos 34.5",2026,0,8.6898819918649508,1,1]
["D. Monterrey 34.5",2026,0,12.504763873216181,1,1]
["D. Morro 34.5",2026,0,9.1016253655843471,1,1]
["Derv. Molinos 34.5",2026,0,7.7564118229233561,1,1]
["Diaco 115",2026,98.301202058792114,29.974519634738741,1,1]
["Duitama 115",2026,98.046875,28.964291909600469,1,1]
["Duitama 34.5",2026,100,6.5872932622113023,1,1]
["El Barne 34.5",2026,0,11.00789600537542,1,1]
["El Huche 115",2026,101.171875,31.114476298051351,1,1]
["El Huche 34.5",2026,0,7.7405655648007361,1,1]
["El Muelle 34.5",2026,0,13.40898112690993,1,1]
["Equion 34.5",2026,0,6.5263320123637616,1,1]
["Firavitoba 34.5",2026,99.53125,14.06877264394984,1,1]
["Gim Llanos 34.5",2026,0,12.396631029811839,1,1]
["Guateque 115",2026,10.22729334437145,12.5,1,1]
["Guayaque 34.5",2026,0,13.03544506411731,1,1]
["Halliburton 34.5",2026,0,9.220464538285011,1,1]
["Holcim 115 kV",2026,77.799318155082474,24.216966455938639,1,1]
["Holcim 13.8",2026,50,5.0939358558843697,1,1]
["Hunza 34.5",2026,0,10.240043154434661,1,1]
["Iguamena 34.5",2026,0,11.335204289797529,1,1]
["Iraca 34.5",2026,0,9.026861749087022,1,1]
["Jenesano 115",2026,31.34235649486072,34.097263323262261,1,1]
["Jenesano 34.5",2026,30.73455810546875,12.5,1,1]
["Jerico 34.5",2026,0,14.182469593623059,1,1]
["Kenwort 34.5",2026,0,12.045346181020861,1,1]
["La Carpa 34.5",2026,0,6.8823305390875076,1,1]
["La Niata 13.8",2026,6.2272959143160591,13.05869257468377,1,1]
["La Niata 34.5",2026,25.675012162630111,14.00362172504345,1,1]
["LlanoAlarcon 34.5",2026,0,14.942998257225019,1,1]
["Mambita 115",2026,46.106484681367803,12.5,1,1]
["Manigua 34.5",2026,0,7.6110820041068594,1,1]
["Maranta 34.5",2026,0,9.8855943788749698,1,1]
["Marmavel 34.5",2026,0,12.308539318559481,1,1]
["Matadero 34.5",2026,0,12.423313812592999,1,1]
["Moniquira 34.5",2026,0,11.60642966336324,1,1]
["Monterrey 34.5",2026,0,14.685642337642481,1,1]
["Morichal 34.5",2026,34.533404421373092,13.08834353066597,1,1]
["Morro 115",2026,38.29990245449153,27.099941307515881,1,1]
["Muiscas 115",2026,56.5948486328125,29.49038928851839,1,1]
["Muiscas 34.5",2026,57.5,3.4272832345037791,1,1]
["Otanche 115",2026,68.359466269612327,13.811267490846911,1,1]
["Paipa 115",2026,94.482421875,6.25E-2,1,1]
["Paipa 220",2026,79.30755615234375,2.247072112317539,1,1]
["Paipa 34.5",2026,0,10.755605972029979,1,1]
["Patriotas 34.5",2026,0,9.5195622813601659,1,1]
["Paz de Ariporo 115",2026,80.495738424360752,38.432554005436778,1,1]
["Paz de Rio 34.5",2026,0,10.35683014159118,1,1]
["Pinalito 13.8",2026,1.76239013671875,11.963659483978731,1,1]
["Pinalito 34.5",2026,3.0279541015625,14.597029819336811,1,1]
["Raizal 34.5",2026,0,14.903257057647091,1,1]
["Ramada 115",2026,100.830078125,4.4521080358002703,1,1]
["Ramada 13.8",2026,50,5.3551158592296897,1,1]
["Ramada 34.5",2026,97.4609375,6.6222928183841869,1,1]
["Ramiriqui 34.5",2026,0,13.53781650908971,1,1]
["Rio Chiquito 34.5",2026,0,10.21048220344559,1,1]
["Rio Piedras 13.8",2026,39.476709365844727,12.16678561054678,1,1]
["Rio Piedras 34.5",2026,0,11.60733084550604,1,1]
["Sachica 34.5",2026,65,10.48455167851515,1,1]
["Samaca Antigua 34.5",2026,0,13.083680090816459,1,1]
["Samaca New 34.5",2026,0,12.60913737724929,1,1]
["San Antonio (Boyaca) 115",2026,96.942138671875,0.1,1,1]
["San Antonio 220",2026,114.434814453125,27.15523774329835,1,1]
["San Antonio 34.5",2026,98.73046875,9.2814744548547186,1,1]
["San Lazaro 34.5",2026,0,9.6849529008699449,1,1]
["San Luis 115",2026,29.843521118164059,11.292818927763889,1,1]
["Santa Maria 115",2026,46.781697273254402,12.5,1,1]
["Santa Rosalia 115",2026,15.234375,11.88313171994305,1,1]
["Schlumberger 34.5",2026,0,12.62450792957752,1,1]
["Serpet 34.5",2026,0,12.11850458375798,1,1]
["Sidenal 115",2026,101.0156832635403,23.93785583732318,1,1]
["Sirata 34.5",2026,99.6875,11.73166578603977,1,1]
["Socha 34.5",2026,0,10.60477653311654,1,1]
["Sochagota 115",2026,99.964141845703125,16.311433553407699,1,1]
["Sochagota 220",2026,269.27637010812759,21.956306216494529,1,1]
["Socota 34.5",2026,0,13.33691631005161,1,1]
["Sta Rosa 115",2026,62.300196290016167,2.249001789889757,1,1]
["Suamox 115",2026,101.80467692543969,18.749147828659201,1,1]
["Superior 34.5",2026,0,12.24592435552489,1,1]
["Sutamarchan 34.5",2026,0,14.25203245990582,1,1]
["Tapias 34.5",2026,0,13.897194573714939,1,1]
["Tasco 34.5",2026,0,11.878722795701011,1,1]
["Tauramena 13.8",2026,7.2941532730032144,14.00453507852777,1,1]
["Tauramena 34.5",2026,23.87095507742518,15.1385540175445,1,1]
["Termoyopal 115",2026,80.411350727081299,15.884196591808349,1,1]
["Topaga 34.5",2026,0,12.97509546981172,1,1]
["Toquilla 115",2026,88.975727558135986,33.418066273485543,1,1]
["Tuboscop 34.5",2026,0,9.863833467536832,1,1]
["Tundama 34.5",2026,0,12.351354845004501,1,1]
["Tunja 115",2026,58.095013528145493,29.79198965439166,1,1]
["Tunja 34.5",2026,55,2.4792860147827711,1,1]
["Tunjita 115",2026,8.883796981535852,12.5,1,1]
["Upamena 34.5",2026,0,12.575501037656689,1,1]
["Ventaquemada 34.5",2026,0,14.83603133461596,1,1]
["Villa de Leyva 34.5",2026,0,12.123538907575281,1,1]
["Weat. Ciudadela 34.5",2026,0,8.487339653899955,1,1]
["Yopal 1 34.5",2026,28.835189640522,11.89691911312617,1,1]
["Yopal 115",2026,74.32098388671875,6.1251394863352404,1,1]
["Yopal 2 34.5",2026,74.961461778730154,2.5413861374669602,1,1]
["Yopalosa 115",2026,79.55549955368042,9.7706924691947794,1,1]
["Acerias Paz del Rio 115",2027,86.12474183620219,20.827167979904861,1,1]
["Aguaclara 115",2027,24.172380005256869,32.965072778770178,1,1]
["Aguaclara 13.8",2027,0,9.0968088933480331,1,1]
["Aguaclara 34.5",2027,0,10.67338659033112,1,1]
["Aguazul 115",2027,61.005792021751397,32.110571700536212,1,1]
["Aguazul 13.8",2027,0,0.08,1,1]
["Aguazul 34.5",2027,63.672289027809633,3.2434629302992501,1,1]
["Alcaravan 115",2027,59.375,6.25E-2,1,1]
["Alcaravan 220",2027,100,2.951611218697384,1,1]
["Almagrario 34.5",2027,0,10.584578118206849,1,1]
["Alto Ricaurte 115",2027,69.7998046875,33.513121798918078,1,1]
["Alto Ricaurte 34.5",2027,70,8.656381702176283,1,1]
["Arcabuco 34.5",2027,0,13.231572557957669,1,1]
["Arenal 34.5",2027,0,12.48008575135732,1,1]
["Arroz Diana 34.5",2027,0,11.74179238497717,1,1]
["B.A.S Rafael 34.5",2027,0,12.62343649038603,1,1]
["Bavaria 115 kV",2027,80.04150390625,27.539290573134341,1,1]
["Belen 34.5",2027,0,13.3708740170903,1,1]
["Boavita 115",2027,27.344800838301349,33.415933974223883,1,1]
["Boavita 34.5",2027,29.658203125,13.60874407400987,1,1]
["Boyaca 34.5",2027,0,13.220635997741191,1,1]
["Bubuy 34.5",2027,0,13.54661727135033,1,1]
["C. Alcaravan 34.5",2027,0,7.4799219795829028,1,1]
["Calceta 34.5",2027,0,11.20241372463591,1,1]
["Cementos Argos",2027,47.205671668052673,24.6348741140995,1,1]
["Charte 34.5",2027,0,12.369048932538171,1,1]
["Chiquinquira 115",2027,76.849365234375,4.3695631272492381,1,1]
["Chiquinquira 13.8",2027,31.769135058857501,12.687070532742389,1,1]
["Chiquinquira 34.5",2027,71.531060859560966,12.031583865098749,1,1]
["Ciudadela Artesanal 34.5",2027,0,14.67974902496368,1,1]
["Combita 34.5",2027,0,6.7359888019050116,1,1]
["Compania 34.5",2027,0,8.8185770290211849,1,1]
["D. Manigua 34.5",2027,0,7.2853926211849842,1,1]
["D. Molinos 34.5",2027,0,8.6917881202900062,1,1]
["D. Monterrey 34.5",2027,0,12.505628226635009,1,1]
["D. Morro 34.5",2027,0,9.1033233341553057,1,1]
["Derv. Molinos 34.5",2027,0,7.758439045312187,1,1]
["Diaco 115",2027,110.8012020587921,29.97726283500484,1,1]
["Duitama 115",2027,110.546875,28.967301532979061,1,1]
["Duitama 34.5",2027,100,6.5898629169606302,1,1]
["El Barne 34.5",2027,0,11.009284745708889,1,1]
["El Huche 115",2027,47.029937803745263,31.116486755823871,1,1]
["El Huche 34.5",2027,0,7.7424527025825611,1,1]
["El Muelle 34.5",2027,0,13.40971675457752,1,1]
["Equion 34.5",2027,0,6.5286601331999146,1,1]
["Firavitoba 34.5",2027,36.17095947265625,14.06929604778249,1,1]
["Gim Llanos 34.5",2027,0,12.397519308053001,1,1]
["Guateque 115",2027,13.35229334437145,12.5,1,1]
["Guayaque 34.5",2027,0,13.03617622280346,1,1]
["Halliburton 34.5",2027,0,9.2221330615078383,1,1]
["Holcim 115 kV",2027,77.799318155082474,24.221125620899191,1,1]
["Holcim 13.8",2027,50,5.0968917808077396,1,1]
["Hunza 34.5",2027,0,10.24163468278396,1,1]
["Iguamena 34.5",2027,0,11.336413887636899,1,1]
["Iraca 34.5",2027,0,9.0287641573295243,1,1]
["Jenesano 115",2027,34.467356494860717,34.098871225724253,1,1]
["Jenesano 34.5",2027,34.48455810546875,12.5,1,1]
["Jerico 34.5",2027,0,14.182877582782201,1,1]
["Kenwort 34.5",2027,0,12.046320888579251,1,1]
["La Carpa 34.5",2027,0,6.8845716211754606,1,1]
["La Niata 13.8",2027,5.8380899196713054,13.059419295194211,1,1]
["La Niata 34.5",2027,25.987512162630111,14.00411429806659,1,1]
["LlanoAlarcon 34.5",2027,0,14.94328482711974,1,1]
["Mambita 115",2027,48.2412705688632,12.5,1,1]
["Manigua 34.5",2027,0,7.6131447992691132,1,1]
["Maranta 34.5",2027,0,9.8872521864809535,1,1]
["Marmavel 34.5",2027,0,12.30948940839825,1,1]
["Matadero 34.5",2027,0,12.42419552456005,1,1]
["Moniquira 34.5",2027,0,11.60777980607773,1,1]
["Monterrey 34.5",2027,0,14.68596726046805,1,1]
["Morichal 34.5",2027,10.58298513877817,13.0890615293705,1,1]
["Morro 115",2027,38.29990245449153,27.102209772426718,1,1]
["Muiscas 115",2027,62.8448486328125,29.493238548573839,1,1]
["Muiscas 34.5",2027,65,3.4307477449672401,1,1]
["Otanche 115",2027,80.859466269612312,13.811889632107279,1,1]
["Paipa 115",2027,106.982421875,6.25E-2,1,1]
["Paipa 220",2027,91.80755615234375,2.2526483117087288,1,1]
["Paipa 34.5",2027,0,10.75706005388664,1,1]
["Patriotas 34.5",2027,0,9.5213521390540254,1,1]
["Paz de Ariporo 115",2027,92.995738424360752,38.432940091999598,1,1]
["Paz de Rio 34.5",2027,0,10.35812707584113,1,1]
["Pinalito 13.8",2027,1.3217926025390621,11.96471977260096,1,1]
["Pinalito 34.5",2027,2.6494598388671879,14.59739796676428,1,1]
["Raizal 34.5",2027,0,14.903528205213551,1,1]
["Ramada 115",2027,20.21158849820495,4.4561706388497697,1,1]
["Ramada 13.8",2027,23.125,5.3579867145967004,1,1]
["Ramada 34.5",2027,23.6904764175415,6.6248105211353501,1,1]
["Ramiriqui 34.5",2027,0,13.53849795746166,1,1]
["Rio Chiquito 34.5",2027,0,10.21204814945742,1,1]
["Rio Piedras 13.8",2027,39.180562198162079,12.1678542755264,1,1]
["Rio Piedras 34.5",2027,0,11.608552635515631,1,1]
["Sachica 34.5",2027,75,10.48609293994657,1,1]
["Samaca Antigua 34.5",2027,0,13.084487021504749,1,1]
["Samaca New 34.5",2027,0,12.610075327953609,1,1]
["San Antonio (Boyaca) 115",2027,47.374260239303112,0.1,1,1]
["San Antonio 220",2027,126.934814453125,27.159199574733471,1,1]
["San Antonio 34.5",2027,48.611111640930183,9.2829870807778079,1,1]
["San Lazaro 34.5",2027,0,9.6866972424593083,1,1]
["San Luis 115",2027,29.843521118164059,11.29311644828825,1,1]
["Santa Maria 115",2027,48.863817636695501,12.5,1,1]
["Santa Rosalia 115",2027,15.116578340530401,11.883283888969441,1,1]
["Schlumberger 34.5",2027,0,12.62536532735278,1,1]
["Serpet 34.5",2027,0,12.11946129423414,1,1]
["Sidenal 115",2027,1.9311799849283779,23.942048457073241,1,1]
["Sirata 34.5",2027,26.23046875,11.732817408441059,1,1]
["Socha 34.5",2027,0,10.60600765355154,1,1]
["Sochagota 115",2027,112.4641418457031,16.31801083291305,1,1]
["Sochagota 220",2027,239.0313720703125,21.96213070944107,1,1]
["Socota 34.5",2027,0,13.337513940198169,1,1]
["Sta Rosa 115",2027,62.300196290016167,2.249875647206474,1,1]
["Suamox 115",2027,114.30467692543969,18.754757981357809,1,1]
["Superior 34.5",2027,0,12.24684971720855,1,1]
["Sutamarchan 34.5",2027,0,14.25252892632014,1,1]
["Tapias 34.5",2027,0,13.89766655710768,1,1]
["Tasco 34.5",2027,0,11.879691133240049,1,1]
["Tauramena 13.8",2027,7.121857351426133,14.005028970834379,1,1]
["Tauramena 34.5",2027,27.966555553659749,15.138767011009829,1,1]
["Termoyopal 115",2027,86.661350727081299,15.886159447771909,1,1]
["Topaga 34.5",2027,0,12.97577645991559,1,1]
["Toquilla 115",2027,60.982895066582607,33.419766108094052,1,1]
["Tuboscop 34.5",2027,0,9.8653441686838264,1,1]
["Tundama 34.5",2027,0,12.352354410646431,1,1]
["Tunja 115",2027,64.3450135281455,29.79476011287646,1,1]
["Tunja 34.5",2027,65,2.48300389342254,1,1]
["Tunjita 115",2027,11.22754698153585,12.5,1,1]
["Upamena 34.5",2027,0,12.57636735836393,1,1]
["Ventaquemada 34.5",2027,0,14.836353652129629,1,1]
["Villa de Leyva 34.5",2027,0,12.12463876957125,1,1]
["Weat. Ciudadela 34.5",2027,0,8.4891878728674239,1,1]
["Yopal 1 34.5",2027,29.147689640522,11.89795367304712,1,1]
["Yopal 115",2027,86.82098388671875,6.1297200468430786,1,1]
["Yopal 2 34.5",2027,55.633388459682457,2.5446995114787589,1,1]
["Yopalosa 115",2027,92.05549955368042,9.7713635197320379,1,1]
["Acerias Paz del Rio 115",2028,107.94423222541811,20.82909811615955,1,1]
["Aguaclara 115",2028,24.172380005256869,32.965647033194102,1,1]
["Aguaclara 13.8",2028,0,9.0973739914929581,1,1]
["Aguaclara 34.5",2028,0,10.67382214024742,1,1]
["Aguazul 115",2028,61.005792021751411,32.111349334153033,1,1]
["Aguazul 13.8",2028,0,0.08,1,1]
["Aguazul 34.5",2028,63.672289027809633,3.2447196611859201,1,1]
["Alcaravan 115",2028,59.375,6.25E-2,1,1]
["Alcaravan 220",2028,100,2.9527186209020519,1,1]
["Almagrario 34.5",2028,0,10.58511114265421,1,1]
["Alto Ricaurte 115",2028,69.7998046875,33.513791334445109,1,1]
["Alto Ricaurte 34.5",2028,70,8.6571500158641115,1,1]
["Arcabuco 34.5",2028,0,13.23188117036004,1,1]
["Arenal 34.5",2028,0,12.48045280291598,1,1]
["Arroz Diana 34.5",2028,0,11.74219403620131,1,1]
["B.A.S Rafael 34.5",2028,0,12.623763273037699,1,1]
["Bavaria 115 kV",2028,80.04150390625,27.54056027253618,1,1]
["Belen 34.5",2028,0,13.371123323165589,1,1]
["Boavita 115",2028,27.477137744426731,33.416340789710262,1,1]
["Boavita 34.5",2028,29.658203125,13.608900167243959,1,1]
["Boyaca 34.5",2028,0,13.220922226703941,1,1]
["Bubuy 34.5",2028,0,13.546859459999199,1,1]
["C. Alcaravan 34.5",2028,0,7.4807249794403674,1,1]
["Calceta 34.5",2028,0,11.202866207607929,1,1]
["Cementos Argos",2028,99.016571044921875,24.636407105468471,1,1]
["Charte 34.5",2028,0,12.36940235639892,1,1]
["Chiquinquira 115",2028,76.849365234375,4.3701702833734846,1,1]
["Chiquinquira 13.8",2028,31.999739772947411,12.68742899993504,1,1]
["Chiquinquira 34.5",2028,71.531060859560966,12.03201271465197,1,1]
["Ciudadela Artesanal 34.5",2028,0,14.67988676338517,1,1]
["Combita 34.5",2028,0,6.7369512102215303,1,1]
["Compania 34.5",2028,0,8.8192540367627696,1,1]
["D. Manigua 34.5",2028,0,7.2862139189055686,1,1]
["D. Molinos 34.5",2028,0,8.6925071520153274,1,1]
["D. Monterrey 34.5",2028,0,12.505914011303121,1,1]
["D. Morro 34.5",2028,0,9.1039735701300906,1,1]
["Derv. Molinos 34.5",2028,0,7.7592158336194927,1,1]
["Diaco 115",2028,110.8012020587921,29.97830659732459,1,1]
["Duitama 115",2028,110.546875,28.96844956849835,1,1]
["Duitama 34.5",2028,100,6.5908340868811912,1,1]
["El Barne 34.5",2028,0,11.009804036836391,1,1]
["El Huche 115",2028,110.546875,31.117251288775531,1,1]
["El Huche 34.5",2028,0,7.7431660459812903,1,1]
["El Muelle 34.5",2028,0,13.40999502557667,1,1]
["Equion 34.5",2028,0,6.5295526150399024,1,1]
["Firavitoba 34.5",2028,99.521369934082031,14.069493427846529,1,1]
["Gim Llanos 34.5",2028,0,12.39785914843325,1,1]
["Guateque 115",2028,12.517775010348229,12.5,1,1]
["Guayaque 34.5",2028,0,13.036455863382731,1,1]
["Halliburton 34.5",2028,0,9.2227720750563762,1,1]
["Holcim 115 kV",2028,76.58370380890932,24.22272299545417,1,1]
["Holcim 13.8",2028,50,5.0980052198816406,1,1]
["Hunza 34.5",2028,0,10.24222737441109,1,1]
["Iguamena 34.5",2028,0,11.336870630507081,1,1]
["Iraca 34.5",2028,0,9.0294824578775614,1,1]
["Jenesano 115",2028,34.467356494860717,34.099451132113153,1,1]
["Jenesano 34.5",2028,34.48455810546875,12.5,1,1]
["Jerico 34.5",2028,0,14.183031487125399,1,1]
["Kenwort 34.5",2028,0,12.046693835936541,1,1]
["La Carpa 34.5",2028,0,6.8854306259036822,1,1]
["La Niata 13.8",2028,6.1505899196713054,13.059696542590499,1,1]
["La Niata 34.5",2028,25.987512162630111,14.0043026409497,1,1]
["LlanoAlarcon 34.5",2028,0,14.943392871522031,1,1]
["Mambita 115",2028,47.226621749578001,12.5,1,1]
["Manigua 34.5",2028,0,7.6139352593653324,1,1]
["Maranta 34.5",2028,0,9.8878779566573627,1,1]
["Marmavel 34.5",2028,0,12.30984886600764,1,1]
["Matadero 34.5",2028,0,12.4245328500309,1,1]
["Moniquira 34.5",2028,0,11.60829711616012,1,1]
["Monterrey 34.5",2028,0,14.686074858331169,1,1]
["Morichal 34.5",2028,34.845904421373092,13.08933616627122,1,1]
["Morro 115",2028,38.000684466565822,27.103080217750922,1,1]
["Muiscas 115",2028,62.8448486328125,29.494308833476971,1,1]
["Muiscas 34.5",2028,65,3.4320421327676311,1,1]
["Otanche 115",2028,75.805749627761543,13.81212612474463,1,1]
["Paipa 115",2028,106.982421875,6.25E-2,1,1]
["Paipa 220",2028,91.807556152343764,2.2548159562320791,1,1]
["Paipa 34.5",2028,0,10.75760657860495,1,1]
["Patriotas 34.5",2028,0,9.5220188680252829,1,1]
["Paz de Ariporo 115",2028,92.995738424360766,38.4330878775569,1,1]
["Paz de Rio 34.5",2028,0,10.35861680416828,1,1]
["Pinalito 13.8",2028,0.33044815063476563,11.965117796985171,1,1]
["Pinalito 34.5",2028,2.6494598388671879,14.597536450050679,1,1]
["Raizal 34.5",2028,0,14.903617990805531,1,1]
["Ramada 115",2028,113.330078125,4.4577306444657392,1,1]
["Ramada 13.8",2028,49.53125,5.3590681565215608,1,1]
["Ramada 34.5",2028,99.605654776096344,6.6257629487194674,1,1]
["Ramiriqui 34.5",2028,0,13.538751464207291,1,1]
["Rio Chiquito 34.5",2028,0,10.21263943351329,1,1]
["Rio Piedras 13.8",2028,39.493062198162079,12.168252999092459,1,1]
["Rio Piedras 34.5",2028,0,11.609009785282399,1,1]
["Sachica 34.5",2028,75,10.486675263895339,1,1]
["Samaca Antigua 34.5",2028,0,13.084787258502059,1,1]
["Samaca New 34.5",2028,0,12.610424381902821,1,1]
["San Antonio (Boyaca) 115",2028,109.442138671875,0.1,1,1]
["San Antonio 220",2028,126.934814453125,27.16074916036758,1,1]
["San Antonio 34.5",2028,99.652777910232544,9.2835571690687733,1,1]
["San Lazaro 34.5",2028,0,9.6873469772829282,1,1]
["San Luis 115",2028,29.843521118164059,11.29323029068312,1,1]
["Santa Maria 115",2028,48.550858125090599,12.5,1,1]
["Santa Rosalia 115",2028,15.234375,11.88334208154895,1,1]
["Schlumberger 34.5",2028,0,12.625690936263259,1,1]
["Serpet 34.5",2028,0,12.11982734711431,1,1]
["Sidenal 115",2028,113.5156832635403,23.94365942419736,1,1]
["Sirata 34.5",2028,99.52880859375,11.733252119363531,1,1]
["Socha 34.5",2028,0,10.606472515446271,1,1]
["Sochagota 115",2028,112.4641418457031,16.320535961498582,1,1]
["Sochagota 220",2028,240.606689453125,21.964398667112022,1,1]
["Socota 34.5",2028,0,13.33773942088688,1,1]
["Sta Rosa 115",2028,62.300196290016167,2.2502151135842028,1,1]
["Suamox 115",2028,114.30467692543969,18.756908715959909,1,1]
["Superior 34.5",2028,0,12.24720376153917,1,1]
["Sutamarchan 34.5",2028,0,14.25271668205783,1,1]
["Tapias 34.5",2028,0,13.897844611841309,1,1]
["Tasco 34.5",2028,0,11.880056552131,1,1]
["Tauramena 13.8",2028,7.1404566620973133,14.005192169818811,1,1]
["Tauramena 34.5",2028,27.387283090826241,15.138837535936331,1,1]
["Termoyopal 115",2028,86.661350727081299,15.88691190691824,1,1]
["Topaga 34.5",2028,0,12.976033463355741,1,1]
["Toquilla 115",2028,101.475727558136,33.420414672351882,1,1]
["Tuboscop 34.5",2028,0,9.8659226119493937,1,1]
["Tundama 34.5",2028,0,12.3527313316202,1,1]
["Tunja 115",2028,64.3450135281455,29.795801177443838,1,1]
["Tunja 34.5",2028,65,2.48439279216853,1,1]
["Tunjita 115",2028,11.22754698153585,12.5,1,1]
["Upamena 34.5",2028,0,12.57669674874179,1,1]
["Ventaquemada 34.5",2028,0,14.836473517915181,1,1]
["Villa de Leyva 34.5",2028,0,12.12505499494552,1,1]
["Weat. Ciudadela 34.5",2028,0,8.4898958874585624,1,1]
["Yopal 1 34.5",2028,29.147689640522,11.89834666044762,1,1]
["Yopal 115",2028,86.82098388671875,6.1314887444460098,1,1]
["Yopal 2 34.5",2028,77.508388459682465,2.5459666238639902,1,1]
["Yopalosa 115",2028,92.05549955368042,9.7716206791618809,1,1]
["Acerias Paz del Rio 115",2029,127.47548222541811,20.82909811615955,1,1]
["Aguaclara 115",2029,30.422380005256869,32.965647033194102,1,1]
["Aguaclara 13.8",2029,0,9.0973739914929581,1,1]
["Aguaclara 34.5",2029,0,10.67382214024742,1,1]
["Aguazul 115",2029,79.755792021751404,32.111349334153033,1,1]
["Aguazul 13.8",2029,0,0.08,1,1]
["Aguazul 34.5",2029,71.009058475265192,3.2447196611859201,1,1]
["Alcaravan 115",2029,78.125,6.25E-2,1,1]
["Alcaravan 220",2029,125,2.9527186209020519,1,1]
["Almagrario 34.5",2029,0,10.58511114265421,1,1]
["Alto Ricaurte 115",2029,88.5498046875,33.513791334445109,1,1]
["Alto Ricaurte 34.5",2029,90,8.6571500158641115,1,1]
["Arcabuco 34.5",2029,0,13.23188117036004,1,1]
["Arenal 34.5",2029,0,12.48045280291598,1,1]
["Arroz Diana 34.5",2029,0,11.74219403620131,1,1]
["B.A.S Rafael 34.5",2029,0,12.623763273037699,1,1]
["Bavaria 115 kV",2029,80.04150390625,27.54056027253618,1,1]
["Belen 34.5",2029,0,13.371123323165589,1,1]
["Boavita 115",2029,27.73542583830136,33.416340789710262,1,1]
["Boavita 34.5",2029,29.658203125,13.608900167243959,1,1]
["Boyaca 34.5",2029,0,13.220922226703941,1,1]
["Bubuy 34.5",2029,0,13.546859459999199,1,1]
["C. Alcaravan 34.5",2029,0,7.4807249794403674,1,1]
["Calceta 34.5",2029,0,11.202866207607929,1,1]
["Cementos Argos",2029,99.016571044921875,24.636407105468471,1,1]
["Charte 34.5",2029,0,12.36940235639892,1,1]
["Chiquinquira 115",2029,98.724365234375,4.3701702833734846,1,1]
["Chiquinquira 13.8",2029,31.821430676500309,12.68742899993504,1,1]
["Chiquinquira 34.5",2029,86.218560859560966,12.03201271465197,1,1]
["Ciudadela Artesanal 34.5",2029,0,14.67988676338517,1,1]
["Combita 34.5",2029,0,6.7369512102215303,1,1]
["Compania 34.5",2029,0,8.8192540367627696,1,1]
["D. Manigua 34.5",2029,0,7.2862139189055686,1,1]
["D. Molinos 34.5",2029,0,8.6925071520153274,1,1]
["D. Monterrey 34.5",2029,0,12.505914011303121,1,1]
["D. Morro 34.5",2029,0,9.1039735701300906,1,1]
["Derv. Molinos 34.5",2029,0,7.7592158336194927,1,1]
["Diaco 115",2029,124.0824520587921,29.97830659732459,1,1]
["Duitama 115",2029,124.609375,28.96844956849835,1,1]
["Duitama 34.5",2029,100,6.5908340868811912,1,1]
["El Barne 34.5",2029,0,11.009804036836391,1,1]
["El Huche 115",2029,113.671875,31.117251288775531,1,1]
["El Huche 34.5",2029,0,7.7431660459812903,1,1]
["El Muelle 34.5",2029,0,13.40999502557667,1,1]
["Equion 34.5",2029,0,6.5295526150399024,1,1]
["Firavitoba 34.5",2029,99.521369934082045,14.069493427846529,1,1]
["Gim Llanos 34.5",2029,0,12.39785914843325,1,1]
["Guateque 115",2029,17.986525010348231,12.5,1,1]
["Guayaque 34.5",2029,0,13.036455863382731,1,1]
["Halliburton 34.5",2029,0,9.2227720750563762,1,1]
["Holcim 115 kV",2029,76.58370380890932,24.22272299545417,1,1]
["Holcim 13.8",2029,50,5.0980052198816406,1,1]
["Hunza 34.5",2029,0,10.24222737441109,1,1]
["Iguamena 34.5",2029,0,11.336870630507081,1,1]
["Iraca 34.5",2029,0,9.0294824578775614,1,1]
["Jenesano 115",2029,43.842356494860717,34.099451132113153,1,1]
["Jenesano 34.5",2029,44.48455810546875,12.5,1,1]
["Jerico 34.5",2029,0,14.183031487125399,1,1]
["Kenwort 34.5",2029,0,12.046693835936541,1,1]
["La Carpa 34.5",2029,0,6.8854306259036822,1,1]
["La Niata 13.8",2029,5.7759269476460373,13.059696542590499,1,1]
["La Niata 34.5",2029,25.987512162630111,14.0043026409497,1,1]
["LlanoAlarcon 34.5",2029,0,14.943392871522031,1,1]
["Mambita 115",2029,48.632871749578037,12.5,1,1]
["Manigua 34.5",2029,0,7.6139352593653324,1,1]
["Maranta 34.5",2029,0,9.8878779566573627,1,1]
["Marmavel 34.5",2029,0,12.30984886600764,1,1]
["Matadero 34.5",2029,0,12.4245328500309,1,1]
["Moniquira 34.5",2029,0,11.60829711616012,1,1]
["Monterrey 34.5",2029,0,14.686074858331169,1,1]
["Morichal 34.5",2029,34.845904421373092,13.08933616627122,1,1]
["Morro 115",2029,38.000684466565822,27.103080217750922,1,1]
["Muiscas 115",2029,78.4698486328125,29.494308833476971,1,1]
["Muiscas 34.5",2029,85,3.4320421327676311,1,1]
["Otanche 115",2029,100.8057496277615,13.81212612474463,1,1]
["Paipa 115",2029,126.1371612548828,6.25E-2,1,1]
["Paipa 220",2029,129.30755615234381,2.2548159562320791,1,1]
["Paipa 34.5",2029,0,10.75760657860495,1,1]
["Patriotas 34.5",2029,0,9.5220188680252829,1,1]
["Paz de Ariporo 115",2029,123.09289206670459,38.4330878775569,1,1]
["Paz de Rio 34.5",2029,0,10.35861680416828,1,1]
["Pinalito 13.8",2029,0.33044815063476563,11.965117796985171,1,1]
["Pinalito 34.5",2029,2.3182773590087891,14.597536450050679,1,1]
["Raizal 34.5",2029,0,14.903617990805531,1,1]
["Ramada 115",2029,118.62268447875979,4.4577306444657392,1,1]
["Ramada 13.8",2029,49.53125,5.3590681565215608,1,1]
["Ramada 34.5",2029,99.605654776096344,6.6257629487194674,1,1]
["Ramiriqui 34.5",2029,0,13.538751464207291,1,1]
["Rio Chiquito 34.5",2029,0,10.21263943351329,1,1]
["Rio Piedras 13.8",2029,39.196404004469507,12.168252999092459,1,1]
["Rio Piedras 34.5",2029,0,11.609009785282399,1,1]
["Sachica 34.5",2029,95,10.486675263895339,1,1]
["Samaca Antigua 34.5",2029,0,13.084787258502059,1,1]
["Samaca New 34.5",2029,0,12.610424381902821,1,1]
["San Antonio (Boyaca) 115",2029,139.129638671875,0.1,1,1]
["San Antonio 220",2029,164.434814453125,27.16074916036758,1,1]
["San Antonio 34.5",2029,99.652777910232544,9.2835571690687733,1,1]
["San Lazaro 34.5",2029,0,9.6873469772829282,1,1]
["San Luis 115",2029,29.843521118164059,11.29323029068312,1,1]
["Santa Maria 115",2029,49.957108125090599,12.5,1,1]
["Santa Rosalia 115",2029,15.234375,11.88334208154895,1,1]
["Schlumberger 34.5",2029,0,12.625690936263259,1,1]
["Serpet 34.5",2029,0,12.11982734711431,1,1]
["Sidenal 115",2029,118.9844332635403,23.94365942419736,1,1]
["Sirata 34.5",2029,99.52880859375,11.733252119363531,1,1]
["Socha 34.5",2029,0,10.606472515446271,1,1]
["Sochagota 115",2029,143.7141418457031,16.320535961498582,1,1]
["Sochagota 220",2029,178.106689453125,21.964398667112022,1,1]
["Socota 34.5",2029,0,13.33773942088688,1,1]
["Sta Rosa 115",2029,62.300196290016167,2.2502151135842028,1,1]
["Suamox 115",2029,145.55467692543971,18.756908715959909,1,1]
["Superior 34.5",2029,0,12.24720376153917,1,1]
["Sutamarchan 34.5",2029,0,14.25271668205783,1,1]
["Tapias 34.5",2029,0,13.897844611841309,1,1]
["Tasco 34.5",2029,0,11.880056552131,1,1]
["Tauramena 13.8",2029,7.4242061934405132,14.005192169818811,1,1]
["Tauramena 34.5",2029,27.387283090826241,15.138837535936331,1,1]
["Termoyopal 115",2029,111.6613507270813,15.88691190691824,1,1]
["Topaga 34.5",2029,0,12.976033463355741,1,1]
["Toquilla 115",2029,132.72572755813599,33.420414672351882,1,1]
["Tuboscop 34.5",2029,0,9.8659226119493937,1,1]
["Tundama 34.5",2029,0,12.3527313316202,1,1]
["Tunja 115",2029,83.0950135281455,29.795801177443838,1,1]
["Tunja 34.5",2029,82.5,2.48439279216853,1,1]
["Tunjita 115",2029,15.91504698153585,12.5,1,1]
["Upamena 34.5",2029,0,12.57669674874179,1,1]
["Ventaquemada 34.5",2029,0,14.836473517915181,1,1]
["Villa de Leyva 34.5",2029,0,12.12505499494552,1,1]
["Weat. Ciudadela 34.5",2029,0,8.4898958874585624,1,1]
["Yopal 1 34.5",2029,29.460189640522,11.89834666044762,1,1]
["Yopal 115",2029,111.82098388671881,6.1314887444460098,1,1]
["Yopal 2 34.5",2029,78.133388459682465,2.5459666238639902,1,1]
["Yopalosa 115",2029,117.05549955368041,9.7716206791618809,1,1]
["Acerias Paz del Rio 115",2030,127.47548222541811,20.827167979904861,1,1]
["Aguaclara 115",2030,33.547380005256869,32.965072778770178,1,1]
["Aguaclara 13.8",2030,0,9.0968088933480331,1,1]
["Aguaclara 34.5",2030,0,10.67338659033112,1,1]
["Aguazul 115",2030,89.130792021751404,32.110571700536212,1,1]
["Aguazul 13.8",2030,0,0.08,1,1]
["Aguazul 34.5",2030,71.321558475265192,3.2434629302992501,1,1]
["Alcaravan 115",2030,90.625,6.25E-2,1,1]
["Alcaravan 220",2030,143.75,2.951611218697384,1,1]
["Almagrario 34.5",2030,0,10.584578118206849,1,1]
["Alto Ricaurte 115",2030,101.0498046875,33.513121798918078,1,1]
["Alto Ricaurte 34.5",2030,99.84375,8.656381702176283,1,1]
["Arcabuco 34.5",2030,0,13.231572557957669,1,1]
["Arenal 34.5",2030,0,12.48008575135732,1,1]
["Arroz Diana 34.5",2030,0,11.74179238497717,1,1]
["B.A.S Rafael 34.5",2030,0,12.62343649038603,1,1]
["Bavaria 115 kV",2030,80.04150390625,27.539290573134341,1,1]
["Belen 34.5",2030,0,13.3708740170903,1,1]
["Boavita 115",2030,27.43232895154506,33.415933974223883,1,1]
["Boavita 34.5",2030,29.970703125,13.60874407400987,1,1]
["Boyaca 34.5",2030,0,13.220635997741191,1,1]
["Bubuy 34.5",2030,0,13.54661727135033,1,1]
["C. Alcaravan 34.5",2030,0,7.4799219795829028,1,1]
["Calceta 34.5",2030,0,11.20241372463591,1,1]
["Cementos Argos",2030,99.016571044921875,24.6348741140995,1,1]
["Charte 34.5",2030,0,12.369048932538171,1,1]
["Chiquinquira 115",2030,111.224365234375,4.3695631272492381,1,1]
["Chiquinquira 13.8",2030,32.023209801328981,12.687070532742389,1,1]
["Chiquinquira 34.5",2030,85.829900805838406,12.031583865098749,1,1]
["Ciudadela Artesanal 34.5",2030,0,14.67974902496368,1,1]
["Combita 34.5",2030,0,6.7359888019050116,1,1]
["Compania 34.5",2030,0,8.8185770290211849,1,1]
["D. Manigua 34.5",2030,0,7.2853926211849842,1,1]
["D. Molinos 34.5",2030,0,8.6917881202900062,1,1]
["D. Monterrey 34.5",2030,0,12.505628226635009,1,1]
["D. Morro 34.5",2030,0,9.1033233341553057,1,1]
["Derv. Molinos 34.5",2030,0,7.758439045312187,1,1]
["Diaco 115",2030,124.0824520587921,29.97726283500484,1,1]
["Duitama 115",2030,124.609375,28.967301532979061,1,1]
["Duitama 34.5",2030,100,6.5898629169606302,1,1]
["El Barne 34.5",2030,0,11.009284745708889,1,1]
["El Huche 115",2030,114.453125,31.116486755823871,1,1]
["El Huche 34.5",2030,0,7.7424527025825611,1,1]
["El Muelle 34.5",2030,0,13.40971675457752,1,1]
["Equion 34.5",2030,0,6.5286601331999146,1,1]
["Firavitoba 34.5",2030,99.521369934082045,14.06929604778249,1,1]
["Gim Llanos 34.5",2030,0,12.397519308053001,1,1]
["Guateque 115",2030,21.111525010348231,12.5,1,1]
["Guayaque 34.5",2030,0,13.03617622280346,1,1]
["Halliburton 34.5",2030,0,9.2221330615078383,1,1]
["Holcim 115 kV",2030,74.190463064880902,24.221125620899191,1,1]
["Holcim 13.8",2030,50,5.0968917808077396,1,1]
["Hunza 34.5",2030,0,10.24163468278396,1,1]
["Iguamena 34.5",2030,0,11.336413887636899,1,1]
["Iraca 34.5",2030,0,9.0287641573295243,1,1]
["Jenesano 115",2030,50.092356494860717,34.098871225724253,1,1]
["Jenesano 34.5",2030,49.48455810546875,12.5,1,1]
["Jerico 34.5",2030,0,14.182877582782201,1,1]
["Kenwort 34.5",2030,0,12.046320888579251,1,1]
["La Carpa 34.5",2030,0,6.8845716211754606,1,1]
["La Niata 13.8",2030,6.059146799691848,13.059419295194211,1,1]
["La Niata 34.5",2030,25.987512162630111,14.00411429806659,1,1]
["LlanoAlarcon 34.5",2030,0,14.94328482711974,1,1]
["Mambita 115",2030,46.158217937394497,12.5,1,1]
["Manigua 34.5",2030,0,7.6131447992691132,1,1]
["Maranta 34.5",2030,0,9.8872521864809535,1,1]
["Marmavel 34.5",2030,0,12.30948940839825,1,1]
["Matadero 34.5",2030,0,12.42419552456005,1,1]
["Moniquira 34.5",2030,0,11.60777980607773,1,1]
["Monterrey 34.5",2030,0,14.68596726046805,1,1]
["Morichal 34.5",2030,35.158404421373092,13.0890615293705,1,1]
["Morro 115",2030,38.000684466565822,27.102209772426718,1,1]
["Muiscas 115",2030,87.8448486328125,29.493238548573839,1,1]
["Muiscas 34.5",2030,95,3.4307477449672401,1,1]
["Otanche 115",2030,113.3057496277615,13.811889632107279,1,1]
["Paipa 115",2030,122.1953749656677,6.25E-2,1,1]
["Paipa 220",2030,154.30755615234381,2.2526483117087288,1,1]
["Paipa 34.5",2030,0,10.75706005388664,1,1]
["Patriotas 34.5",2030,0,9.5213521390540254,1,1]
["Paz de Ariporo 115",2030,139.87073842436081,38.432940091999598,1,1]
["Paz de Rio 34.5",2030,0,10.35812707584113,1,1]
["Pinalito 13.8",2030,0.33044815063476563,11.96471977260096,1,1]
["Pinalito 34.5",2030,2.02849268913269,14.59739796676428,1,1]
["Raizal 34.5",2030,0,14.903528205213551,1,1]
["Ramada 115",2030,118.798828125,4.4561706388497697,1,1]
["Ramada 13.8",2030,49.53125,5.3579867145967004,1,1]
["Ramada 34.5",2030,99.605654776096344,6.6248105211353501,1,1]
["Ramiriqui 34.5",2030,0,13.53849795746166,1,1]
["Rio Chiquito 34.5",2030,0,10.21204814945742,1,1]
["Rio Piedras 13.8",2030,39.508904004469521,12.1678542755264,1,1]
["Rio Piedras 34.5",2030,0,11.608552635515631,1,1]
["Sachica 34.5",2030,99.6875,10.48609293994657,1,1]
["Samaca Antigua 34.5",2030,0,13.084487021504749,1,1]
["Samaca New 34.5",2030,0,12.610075327953609,1,1]
["San Antonio (Boyaca) 115",2030,140.692138671875,0.1,1,1]
["San Antonio 220",2030,183.184814453125,27.159199574733471,1,1]
["San Antonio 34.5",2030,99.652777910232544,9.2829870807778079,1,1]
["San Lazaro 34.5",2030,0,9.6866972424593083,1,1]
["San Luis 115",2030,29.843521118164059,11.29311644828825,1,1]
["Santa Maria 115",2030,45.775484093921101,12.5,1,1]
["Santa Rosalia 115",2030,15.234375,11.883283888969441,1,1]
["Schlumberger 34.5",2030,0,12.62536532735278,1,1]
["Serpet 34.5",2030,0,12.11946129423414,1,1]
["Sidenal 115",2030,118.9844332635403,23.942048457073241,1,1]
["Sirata 34.5",2030,99.52880859375,11.732817408441059,1,1]
["Socha 34.5",2030,0,10.60600765355154,1,1]
["Sochagota 115",2030,162.4641418457031,16.31801083291305,1,1]
["Sochagota 220",2030,203.106689453125,21.96213070944107,1,1]
["Socota 34.5",2030,0,13.337513940198169,1,1]
["Sta Rosa 115",2030,62.388229370117188,2.249875647206474,1,1]
["Suamox 115",2030,158.05467692543971,18.754757981357809,1,1]
["Superior 34.5",2030,0,12.24684971720855,1,1]
["Sutamarchan 34.5",2030,0,14.25252892632014,1,1]
["Tapias 34.5",2030,0,13.89766655710768,1,1]
["Tasco 34.5",2030,0,11.879691133240049,1,1]
["Tauramena 13.8",2030,7.2626787669619999,14.005028970834379,1,1]
["Tauramena 34.5",2030,26.9255778976496,15.138767011009829,1,1]
["Termoyopal 115",2030,124.1613507270813,15.886159447771909,1,1]
["Topaga 34.5",2030,0,12.97577645991559,1,1]
["Toquilla 115",2030,145.22572755813599,33.419766108094052,1,1]
["Tuboscop 34.5",2030,0,9.8653441686838264,1,1]
["Tundama 34.5",2030,0,12.352354410646431,1,1]
["Tunja 115",2030,89.3450135281455,29.79476011287646,1,1]
["Tunja 34.5",2030,92.5,2.48300389342254,1,1]
["Tunjita 115",2030,17.477546981535848,12.5,1,1]
["Upamena 34.5",2030,0,12.57636735836393,1,1]
["Ventaquemada 34.5",2030,0,14.836353652129629,1,1]
["Villa de Leyva 34.5",2030,0,12.12463876957125,1,1]
["Weat. Ciudadela 34.5",2030,0,8.4891878728674239,1,1]
["Yopal 1 34.5",2030,29.460189640522,11.89795367304712,1,1]
["Yopal 115",2030,124.32098388671881,6.1297200468430786,1,1]
["Yopal 2 34.5",2030,78.133388459682465,2.5446995114787589,1,1]
["Yopalosa 115",2030,129.55549955368039,9.7713635197320379,1,1]
["Acerias Paz del Rio 115",2031,127.47548222541811,20.827167979904861,1,1]
["Aguaclara 115",2031,36.672380005256869,32.965072778770178,1,1]
["Aguaclara 13.8",2031,0,9.0968088933480331,1,1]
["Aguaclara 34.5",2031,0,10.67338659033112,1,1]
["Aguazul 115",2031,95.380792021751404,32.110571700536212,1,1]
["Aguazul 13.8",2031,0,0.08,1,1]
["Aguazul 34.5",2031,71.321558475265192,3.2434629302992501,1,1]
["Alcaravan 115",2031,103.125,6.25E-2,1,1]
["Alcaravan 220",2031,150,2.951611218697384,1,1]
["Almagrario 34.5",2031,0,10.584578118206849,1,1]
["Alto Ricaurte 115",2031,107.2998046875,33.513121798918078,1,1]
["Alto Ricaurte 34.5",2031,99.84375,8.656381702176283,1,1]
["Arcabuco 34.5",2031,0,13.231572557957669,1,1]
["Arenal 34.5",2031,0,12.48008575135732,1,1]
["Arroz Diana 34.5",2031,0,11.74179238497717,1,1]
["B.A.S Rafael 34.5",2031,0,12.62343649038603,1,1]
["Bavaria 115 kV",2031,80.04150390625,27.539290573134341,1,1]
["Belen 34.5",2031,0,13.3708740170903,1,1]
["Boavita 115",2031,27.73542583830136,33.415933974223883,1,1]
["Boavita 34.5",2031,29.65911865234375,13.60874407400987,1,1]
["Boyaca 34.5",2031,0,13.220635997741191,1,1]
["Bubuy 34.5",2031,0,13.54661727135033,1,1]
["C. Alcaravan 34.5",2031,0,7.4799219795829028,1,1]
["Calceta 34.5",2031,0,11.20241372463591,1,1]
["Cementos Argos",2031,99.016571044921875,24.6348741140995,1,1]
["Charte 34.5",2031,0,12.369048932538171,1,1]
["Chiquinquira 115",2031,117.474365234375,4.3695631272492381,1,1]
["Chiquinquira 13.8",2031,31.86718934193777,12.687070532742389,1,1]
["Chiquinquira 34.5",2031,86.142400805838406,12.031583865098749,1,1]
["Ciudadela Artesanal 34.5",2031,0,14.67974902496368,1,1]
["Combita 34.5",2031,0,6.7359888019050116,1,1]
["Compania 34.5",2031,0,8.8185770290211849,1,1]
["D. Manigua 34.5",2031,0,7.2853926211849842,1,1]
["D. Molinos 34.5",2031,0,8.6917881202900062,1,1]
["D. Monterrey 34.5",2031,0,12.505628226635009,1,1]
["D. Morro 34.5",2031,0,9.1033233341553057,1,1]
["Derv. Molinos 34.5",2031,0,7.758439045312187,1,1]
["Diaco 115",2031,124.0824520587921,29.97726283500484,1,1]
["Duitama 115",2031,124.609375,28.967301532979061,1,1]
["Duitama 34.5",2031,100,6.5898629169606302,1,1]
["El Barne 34.5",2031,0,11.009284745708889,1,1]
["El Huche 115",2031,114.453125,31.116486755823871,1,1]
["El Huche 34.5",2031,0,7.7424527025825611,1,1]
["El Muelle 34.5",2031,0,13.40971675457752,1,1]
["Equion 34.5",2031,0,6.5286601331999146,1,1]
["Firavitoba 34.5",2031,99.521369934082045,14.06929604778249,1,1]
["Gim Llanos 34.5",2031,0,12.397519308053001,1,1]
["Guateque 115",2031,22.674025010348231,12.5,1,1]
["Guayaque 34.5",2031,0,13.03617622280346,1,1]
["Halliburton 34.5",2031,0,9.2221330615078383,1,1]
["Holcim 115 kV",2031,74.190463064880902,24.221125620899191,1,1]
["Holcim 13.8",2031,50,5.0968917808077396,1,1]
["Hunza 34.5",2031,0,10.24163468278396,1,1]
["Iguamena 34.5",2031,0,11.336413887636899,1,1]
["Iraca 34.5",2031,0,9.0287641573295243,1,1]
["Jenesano 115",2031,53.217356494860717,34.098871225724253,1,1]
["Jenesano 34.5",2031,51.98455810546875,12.5,1,1]
["Jerico 34.5",2031,0,14.182877582782201,1,1]
["Kenwort 34.5",2031,0,12.046320888579251,1,1]
["La Carpa 34.5",2031,0,6.8845716211754606,1,1]
["La Niata 13.8",2031,5.7079002634181606,13.059419295194211,1,1]
["La Niata 34.5",2031,26.046884977157521,14.00411429806659,1,1]
["LlanoAlarcon 34.5",2031,0,14.94328482711974,1,1]
["Mambita 115",2031,48.071728070266197,12.5,1,1]
["Manigua 34.5",2031,0,7.6131447992691132,1,1]
["Maranta 34.5",2031,0,9.8872521864809535,1,1]
["Marmavel 34.5",2031,0,12.30948940839825,1,1]
["Matadero 34.5",2031,0,12.42419552456005,1,1]
["Moniquira 34.5",2031,0,11.60777980607773,1,1]
["Monterrey 34.5",2031,0,14.68596726046805,1,1]
["Morichal 34.5",2031,35.01624371235954,13.0890615293705,1,1]
["Morro 115",2031,37.703804119170769,27.102209772426718,1,1]
["Muiscas 115",2031,94.0948486328125,29.493238548573839,1,1]
["Muiscas 34.5",2031,97.5,3.4307477449672401,1,1]
["Otanche 115",2031,116.60725219240651,13.811889632107279,1,1]
["Paipa 115",2031,122.1953749656677,6.25E-2,1,1]
["Paipa 220",2031,166.80755615234381,2.2526483117087288,1,1]
["Paipa 34.5",2031,0,10.75706005388664,1,1]
["Patriotas 34.5",2031,0,9.5213521390540254,1,1]
["Paz de Ariporo 115",2031,139.87073842436081,38.432940091999598,1,1]
["Paz de Rio 34.5",2031,0,10.35812707584113,1,1]
["Pinalito 13.8",2031,0.33044815063476563,11.96471977260096,1,1]
["Pinalito 34.5",2031,1.7749311029911039,14.59739796676428,1,1]
["Raizal 34.5",2031,0,14.903528205213551,1,1]
["Ramada 115",2031,119.580078125,4.4561706388497697,1,1]
["Ramada 13.8",2031,49.53125,5.3579867145967004,1,1]
["Ramada 34.5",2031,99.605654776096344,6.6248105211353501,1,1]
["Ramiriqui 34.5",2031,0,13.53849795746166,1,1]
["Rio Chiquito 34.5",2031,0,10.21204814945742,1,1]
["Rio Piedras 13.8",2031,39.211750754329842,12.1678542755264,1,1]
["Rio Piedras 34.5",2031,0,11.608552635515631,1,1]
["Sachica 34.5",2031,99.6875,10.48609293994657,1,1]
["Samaca Antigua 34.5",2031,0,13.084487021504749,1,1]
["Samaca New 34.5",2031,0,12.610075327953609,1,1]
["San Antonio (Boyaca) 115",2031,142.254638671875,0.1,1,1]
["San Antonio 220",2031,195.684814453125,27.159199574733471,1,1]
["San Antonio 34.5",2031,99.652777910232544,9.2829870807778079,1,1]
["San Lazaro 34.5",2031,0,9.6866972424593083,1,1]
["San Luis 115",2031,29.907257875311188,11.29311644828825,1,1]
["Santa Maria 115",2031,45.775484093921101,12.5,1,1]
["Santa Rosalia 115",2031,15.234375,11.883283888969441,1,1]
["Schlumberger 34.5",2031,0,12.62536532735278,1,1]
["Serpet 34.5",2031,0,12.11946129423414,1,1]
["Sidenal 115",2031,118.9844332635403,23.942048457073241,1,1]
["Sirata 34.5",2031,99.52880859375,11.732817408441059,1,1]
["Socha 34.5",2031,0,10.60600765355154,1,1]
["Sochagota 115",2031,168.7141418457031,16.31801083291305,1,1]
["Sochagota 220",2031,215.606689453125,21.96213070944107,1,1]
["Socota 34.5",2031,0,13.337513940198169,1,1]
["Sta Rosa 115",2031,62.388229370117188,2.249875647206474,1,1]
["Suamox 115",2031,170.55467692543971,18.754757981357809,1,1]
["Superior 34.5",2031,0,12.24684971720855,1,1]
["Sutamarchan 34.5",2031,0,14.25252892632014,1,1]
["Tapias 34.5",2031,0,13.89766655710768,1,1]
["Tasco 34.5",2031,0,11.879691133240049,1,1]
["Tauramena 13.8",2031,7.2801156207162334,14.005028970834379,1,1]
["Tauramena 34.5",2031,28.064486109452279,15.138767011009829,1,1]
["Termoyopal 115",2031,136.6613507270813,15.886159447771909,1,1]
["Topaga 34.5",2031,0,12.97577645991559,1,1]
["Toquilla 115",2031,157.72572755813599,33.419766108094052,1,1]
["Tuboscop 34.5",2031,0,9.8653441686838264,1,1]
["Tundama 34.5",2031,0,12.352354410646431,1,1]
["Tunja 115",2031,95.5950135281455,29.79476011287646,1,1]
["Tunja 34.5",2031,96.25,2.48300389342254,1,1]
["Tunjita 115",2031,19.040046981535848,12.5,1,1]
["Upamena 34.5",2031,0,12.57636735836393,1,1]
["Ventaquemada 34.5",2031,0,14.836353652129629,1,1]
["Villa de Leyva 34.5",2031,0,12.12463876957125,1,1]
["Weat. Ciudadela 34.5",2031,0,8.4891878728674239,1,1]
["Yopal 1 34.5",2031,29.772689640522,11.89795367304712,1,1]
["Yopal 115",2031,130.57098388671881,6.1297200468430786,1,1]
["Yopal 2 34.5",2031,78.758388459682465,2.5446995114787589,1,1]
["Yopalosa 115",2031,142.05549955368039,9.7713635197320379,1,1]
["Acerias Paz del Rio 115",2032,127.47548222541811,20.827167979904861,1,1]
["Aguaclara 115",2032,38.234880005256869,32.965072778770178,1,1]
["Aguaclara 13.8",2032,0,9.0968088933480331,1,1]
["Aguaclara 34.5",2032,0,10.67338659033112,1,1]
["Aguazul 115",2032,101.6307920217514,32.110571700536212,1,1]
["Aguazul 13.8",2032,0,0.08,1,1]
["Aguazul 34.5",2032,71.634058475265192,3.2434629302992501,1,1]
["Alcaravan 115",2032,109.375,6.25E-2,1,1]
["Alcaravan 220",2032,162.5,2.951611218697384,1,1]
["Almagrario 34.5",2032,0,10.584578118206849,1,1]
["Alto Ricaurte 115",2032,113.5498046875,33.513121798918078,1,1]
["Alto Ricaurte 34.5",2032,99.84375,8.656381702176283,1,1]
["Arcabuco 34.5",2032,0,13.231572557957669,1,1]
["Arenal 34.5",2032,0,12.48008575135732,1,1]
["Arroz Diana 34.5",2032,0,11.74179238497717,1,1]
["B.A.S Rafael 34.5",2032,0,12.62343649038603,1,1]
["Bavaria 115 kV",2032,80.04150390625,27.539290573134341,1,1]
["Belen 34.5",2032,0,13.3708740170903,1,1]
["Boavita 115",2032,27.82295395154506,33.415933974223883,1,1]
["Boavita 34.5",2032,29.97161865234375,13.60874407400987,1,1]
["Boyaca 34.5",2032,0,13.220635997741191,1,1]
["Bubuy 34.5",2032,0,13.54661727135033,1,1]
["C. Alcaravan 34.5",2032,0,7.4799219795829028,1,1]
["Calceta 34.5",2032,0,11.20241372463591,1,1]
["Cementos Argos",2032,99.016571044921875,24.6348741140995,1,1]
["Charte 34.5",2032,0,12.369048932538171,1,1]
["Chiquinquira 115",2032,123.724365234375,4.3695631272492381,1,1]
["Chiquinquira 13.8",2032,32.043746076162861,12.687070532742389,1,1]
["Chiquinquira 34.5",2032,85.758500755473506,12.031583865098749,1,1]
["Ciudadela Artesanal 34.5",2032,0,14.67974902496368,1,1]
["Combita 34.5",2032,0,6.7359888019050116,1,1]
["Compania 34.5",2032,0,8.8185770290211849,1,1]
["D. Manigua 34.5",2032,0,7.2853926211849842,1,1]
["D. Molinos 34.5",2032,0,8.6917881202900062,1,1]
["D. Monterrey 34.5",2032,0,12.505628226635009,1,1]
["D. Morro 34.5",2032,0,9.1033233341553057,1,1]
["Derv. Molinos 34.5",2032,0,7.758439045312187,1,1]
["Diaco 115",2032,122.4289771858693,29.97726283500484,1,1]
["Duitama 115",2032,124.609375,28.967301532979061,1,1]
["Duitama 34.5",2032,100,6.5898629169606302,1,1]
["El Barne 34.5",2032,0,11.009284745708889,1,1]
["El Huche 115",2032,115.234375,31.116486755823871,1,1]
["El Huche 34.5",2032,0,7.7424527025825611,1,1]
["El Muelle 34.5",2032,0,13.40971675457752,1,1]
["Equion 34.5",2032,0,6.5286601331999146,1,1]
["Firavitoba 34.5",2032,99.521369934082045,14.06929604778249,1,1]
["Gim Llanos 34.5",2032,0,12.397519308053001,1,1]
["Guateque 115",2032,24.236525010348231,12.5,1,1]
["Guayaque 34.5",2032,0,13.03617622280346,1,1]
["Halliburton 34.5",2032,0,9.2221330615078383,1,1]
["Holcim 115 kV",2032,74.190463064880902,24.221125620899191,1,1]
["Holcim 13.8",2032,50,5.0968917808077396,1,1]
["Hunza 34.5",2032,0,10.24163468278396,1,1]
["Iguamena 34.5",2032,0,11.336413887636899,1,1]
["Iraca 34.5",2032,0,9.0287641573295243,1,1]
["Jenesano 115",2032,56.342356494860717,34.098871225724253,1,1]
["Jenesano 34.5",2032,54.48455810546875,12.5,1,1]
["Jerico 34.5",2032,0,14.182877582782201,1,1]
["Kenwort 34.5",2032,0,12.046320888579251,1,1]
["La Carpa 34.5",2032,0,6.8845716211754606,1,1]
["La Niata 13.8",2032,5.9734188747111094,13.059419295194211,1,1]
["La Niata 34.5",2032,26.300012162630111,14.00411429806659,1,1]
["LlanoAlarcon 34.5",2032,0,14.94328482711974,1,1]
["Mambita 115",2032,47.636783951142199,12.5,1,1]
["Manigua 34.5",2032,0,7.6131447992691132,1,1]
["Maranta 34.5",2032,0,9.8872521864809535,1,1]
["Marmavel 34.5",2032,0,12.30948940839825,1,1]
["Matadero 34.5",2032,0,12.42419552456005,1,1]
["Moniquira 34.5",2032,0,11.60777980607773,1,1]
["Monterrey 34.5",2032,0,14.68596726046805,1,1]
["Morichal 34.5",2032,35.32874371235954,13.0890615293705,1,1]
["Morro 115",2032,37.703804119170769,27.102209772426718,1,1]
["Muiscas 115",2032,100.3448486328125,29.493238548573839,1,1]
["Muiscas 34.5",2032,99.6826171875,3.4307477449672401,1,1]
["Otanche 115",2032,116.1496051023278,13.811889632107279,1,1]
["Paipa 115",2032,122.1953749656677,6.25E-2,1,1]
["Paipa 220",2032,179.30755615234381,2.2526483117087288,1,1]
["Paipa 34.5",2032,0,10.75706005388664,1,1]
["Patriotas 34.5",2032,0,9.5213521390540254,1,1]
["Paz de Ariporo 115",2032,100.20253517085941,38.432940091999598,1,1]
["Paz de Rio 34.5",2032,0,10.35812707584113,1,1]
["Pinalito 13.8",2032,4.5435395836830139,11.96471977260096,1,1]
["Pinalito 34.5",2032,1.3311983272433281,14.59739796676428,1,1]
["Raizal 34.5",2032,0,14.903528205213551,1,1]
["Ramada 115",2032,119.580078125,4.4561706388497697,1,1]
["Ramada 13.8",2032,49.53125,5.3579867145967004,1,1]
["Ramada 34.5",2032,99.605654776096344,6.6248105211353501,1,1]
["Ramiriqui 34.5",2032,0,13.53849795746166,1,1]
["Rio Chiquito 34.5",2032,0,10.21204814945742,1,1]
["Rio Piedras 13.8",2032,38.923883543257027,12.1678542755264,1,1]
["Rio Piedras 34.5",2032,0,11.608552635515631,1,1]
["Sachica 34.5",2032,99.6875,10.48609293994657,1,1]
["Samaca Antigua 34.5",2032,0,13.084487021504749,1,1]
["Samaca New 34.5",2032,0,12.610075327953609,1,1]
["San Antonio (Boyaca) 115",2032,145.379638671875,0.1,1,1]
["San Antonio 220",2032,208.184814453125,27.159199574733471,1,1]
["San Antonio 34.5",2032,99.652777910232544,9.2829870807778079,1,1]
["San Lazaro 34.5",2032,0,9.6866972424593083,1,1]
["San Luis 115",2032,29.761737585067749,11.29311644828825,1,1]
["Santa Maria 115",2032,46.402291716622102,12.5,1,1]
["Santa Rosalia 115",2032,15.234375,11.883283888969441,1,1]
["Schlumberger 34.5",2032,0,12.62536532735278,1,1]
["Serpet 34.5",2032,0,12.11946129423414,1,1]
["Sidenal 115",2032,118.9844332635403,23.942048457073241,1,1]
["Sirata 34.5",2032,99.52880859375,11.732817408441059,1,1]
["Socha 34.5",2032,0,10.60600765355154,1,1]
["Sochagota 115",2032,181.2141418457031,16.31801083291305,1,1]
["Sochagota 220",2032,228.106689453125,21.96213070944107,1,1]
["Socota 34.5",2032,0,13.337513940198169,1,1]
["Sta Rosa 115",2032,62.388229370117188,2.249875647206474,1,1]
["Suamox 115",2032,183.05467692543971,18.754757981357809,1,1]
["Superior 34.5",2032,0,12.24684971720855,1,1]
["Sutamarchan 34.5",2032,0,14.25252892632014,1,1]
["Tapias 34.5",2032,0,13.89766655710768,1,1]
["Tasco 34.5",2032,0,11.879691133240049,1,1]
["Tauramena 13.8",2032,7.1017300940268759,14.005028970834379,1,1]
["Tauramena 34.5",2032,28.064486109452279,15.138767011009829,1,1]
["Termoyopal 115",2032,142.9113507270813,15.886159447771909,1,1]
["Topaga 34.5",2032,0,12.97577645991559,1,1]
["Toquilla 115",2032,162.03748835339351,33.419766108094052,1,1]
["Tuboscop 34.5",2032,0,9.8653441686838264,1,1]
["Tundama 34.5",2032,0,12.352354410646431,1,1]
["Tunja 115",2032,101.8450135281455,29.79476011287646,1,1]
["Tunja 34.5",2032,99.520568847656236,2.48300389342254,1,1]
["Tunjita 115",2032,20.602546981535848,12.5,1,1]
["Upamena 34.5",2032,0,12.57636735836393,1,1]
["Ventaquemada 34.5",2032,0,14.836353652129629,1,1]
["Villa de Leyva 34.5",2032,0,12.12463876957125,1,1]
["Weat. Ciudadela 34.5",2032,0,8.4891878728674239,1,1]
["Yopal 1 34.5",2032,29.772689640522,11.89795367304712,1,1]
["Yopal 115",2032,143.07098388671881,6.1297200468430786,1,1]
["Yopal 2 34.5",2032,78.758388459682465,2.5446995114787589,1,1]
["Yopalosa 115",2032,127.1735062978419,9.7713635197320379,1,1]
["Acerias Paz del Rio 115",2033,119.5082645863294,20.82909811615955,1,1]
["Aguaclara 115",2033,23.896800003285541,32.965647033194102,1,1]
["Aguaclara 13.8",2033,0,9.0973739914929581,1,1]
["Aguaclara 34.5",2033,0,10.67382214024742,1,1]
["Aguazul 115",2033,63.519245013594627,32.111349334153033,1,1]
["Aguazul 13.8",2033,0,0.08,1,1]
["Aguazul 34.5",2033,66.523644513904813,3.2447196611859201,1,1]
["Alcaravan 115",2033,61.5234375,6.25E-2,1,1]
["Alcaravan 220",2033,101.5625,2.9527186209020519,1,1]
["Almagrario 34.5",2033,0,10.58511114265421,1,1]
["Alto Ricaurte 115",2033,70.9686279296875,33.513791334445109,1,1]
["Alto Ricaurte 34.5",2033,75,8.6571500158641115,1,1]
["Arcabuco 34.5",2033,0,13.23188117036004,1,1]
["Arenal 34.5",2033,0,12.48045280291598,1,1]
["Arroz Diana 34.5",2033,0,11.74219403620131,1,1]
["B.A.S Rafael 34.5",2033,0,12.623763273037699,1,1]
["Bavaria 115 kV",2033,80.04150390625,27.54056027253618,1,1]
["Belen 34.5",2033,0,13.371123323165589,1,1]
["Boavita 115",2033,27.686581293952901,33.416340789710262,1,1]
["Boavita 34.5",2033,29.97161865234375,13.608900167243959,1,1]
["Boyaca 34.5",2033,0,13.220922226703941,1,1]
["Bubuy 34.5",2033,0,13.546859459999199,1,1]
["C. Alcaravan 34.5",2033,0,7.4807249794403674,1,1]
["Calceta 34.5",2033,0,11.202866207607929,1,1]
["Cementos Argos",2033,99.016571044921875,24.636407105468471,1,1]
["Charte 34.5",2033,0,12.36940235639892,1,1]
["Chiquinquira 115",2033,81.194114685058594,4.3701702833734846,1,1]
["Chiquinquira 13.8",2033,31.788277816642509,12.68742899993504,1,1]
["Chiquinquira 34.5",2033,86.071000755473506,12.03201271465197,1,1]
["Ciudadela Artesanal 34.5",2033,0,14.67988676338517,1,1]
["Combita 34.5",2033,0,6.7369512102215303,1,1]
["Compania 34.5",2033,0,8.8192540367627696,1,1]
["D. Manigua 34.5",2033,0,7.2862139189055686,1,1]
["D. Molinos 34.5",2033,0,8.6925071520153274,1,1]
["D. Monterrey 34.5",2033,0,12.505914011303121,1,1]
["D. Morro 34.5",2033,0,9.1039735701300906,1,1]
["Derv. Molinos 34.5",2033,0,7.7592158336194927,1,1]
["Diaco 115",2033,116.32729880511759,29.97830659732459,1,1]
["Duitama 115",2033,116.8212890625,28.96844956849835,1,1]
["Duitama 34.5",2033,100,6.5908340868811912,1,1]
["El Barne 34.5",2033,0,11.009804036836391,1,1]
["El Huche 115",2033,115.234375,31.117251288775531,1,1]
["El Huche 34.5",2033,0,7.7431660459812903,1,1]
["El Muelle 34.5",2033,0,13.40999502557667,1,1]
["Equion 34.5",2033,0,6.5295526150399024,1,1]
["Firavitoba 34.5",2033,99.521369934082045,14.069493427846529,1,1]
["Gim Llanos 34.5",2033,0,12.39785914843325,1,1]
["Guateque 115",2033,13.63304531832088,12.5,1,1]
["Guayaque 34.5",2033,0,13.036455863382731,1,1]
["Halliburton 34.5",2033,0,9.2227720750563762,1,1]
["Holcim 115 kV",2033,73.031237079492143,24.22272299545417,1,1]
["Holcim 13.8",2033,50,5.0980052198816406,1,1]
["Hunza 34.5",2033,0,10.24222737441109,1,1]
["Iguamena 34.5",2033,0,11.336870630507081,1,1]
["Iraca 34.5",2033,0,9.0294824578775614,1,1]
["Jenesano 115",2033,35.213972809287952,34.099451132113153,1,1]
["Jenesano 34.5",2033,35.992279052734382,12.5,1,1]
["Jerico 34.5",2033,0,14.183031487125399,1,1]
["Kenwort 34.5",2033,0,12.046693835936541,1,1]
["La Carpa 34.5",2033,0,6.8854306259036822,1,1]
["La Niata 13.8",2033,6.2859188747111077,13.059696542590499,1,1]
["La Niata 34.5",2033,26.300012162630111,14.0043026409497,1,1]
["LlanoAlarcon 34.5",2033,0,14.943392871522031,1,1]
["Mambita 115",2033,45.836933662328903,12.5,1,1]
["Manigua 34.5",2033,0,7.6139352593653324,1,1]
["Maranta 34.5",2033,0,9.8878779566573627,1,1]
["Marmavel 34.5",2033,0,12.30984886600764,1,1]
["Matadero 34.5",2033,0,12.4245328500309,1,1]
["Moniquira 34.5",2033,0,11.60829711616012,1,1]
["Monterrey 34.5",2033,0,14.686074858331169,1,1]
["Morichal 34.5",2033,34.987438658205178,13.08933616627122,1,1]
["Morro 115",2033,37.703804119170769,27.103080217750922,1,1]
["Muiscas 115",2033,62.715530395507813,29.494308833476971,1,1]
["Muiscas 34.5",2033,69.84375,3.4320421327676311,1,1]
["Otanche 115",2033,79.852853507850327,13.81212612474463,1,1]
["Paipa 115",2033,110.70556640625,6.25E-2,1,1]
["Paipa 220",2033,100.8605003356934,2.2548159562320791,1,1]
["Paipa 34.5",2033,0,10.75760657860495,1,1]
["Patriotas 34.5",2033,0,9.5220188680252829,1,1]
["Paz de Ariporo 115",2033,87.677218274501982,38.4330878775569,1,1]
["Paz de Rio 34.5",2033,0,10.35861680416828,1,1]
["Pinalito 13.8",2033,4.5435395836830139,11.965117796985171,1,1]
["Pinalito 34.5",2033,0.99839874543249607,14.597536450050679,1,1]
["Raizal 34.5",2033,0,14.903617990805531,1,1]
["Ramada 115",2033,119.580078125,4.4577306444657392,1,1]
["Ramada 13.8",2033,49.53125,5.3590681565215608,1,1]
["Ramada 34.5",2033,99.605654776096344,6.6257629487194674,1,1]
["Ramiriqui 34.5",2033,0,13.538751464207291,1,1]
["Rio Chiquito 34.5",2033,0,10.21263943351329,1,1]
["Rio Piedras 13.8",2033,39.236383543257041,12.168252999092459,1,1]
["Rio Piedras 34.5",2033,0,11.609009785282399,1,1]
["Sachica 34.5",2033,79.84375,10.486675263895339,1,1]
["Samaca Antigua 34.5",2033,0,13.084787258502059,1,1]
["Samaca New 34.5",2033,0,12.610424381902821,1,1]
["San Antonio (Boyaca) 115",2033,118.12095642089839,0.1,1,1]
["San Antonio 220",2033,130.1155090332031,27.16074916036758,1,1]
["San Antonio 34.5",2033,99.652777910232544,9.2835571690687733,1,1]
["San Lazaro 34.5",2033,0,9.6873469772829282,1,1]
["San Luis 115",2033,29.998779296875,11.29323029068312,1,1]
["Santa Maria 115",2033,49.226289090599899,12.5,1,1]
["Santa Rosalia 115",2033,15.625,11.88334208154895,1,1]
["Schlumberger 34.5",2033,0,12.625690936263259,1,1]
["Serpet 34.5",2033,0,12.11982734711431,1,1]
["Sidenal 115",2033,118.9844332635403,23.94365942419736,1,1]
["Sirata 34.5",2033,99.52880859375,11.733252119363531,1,1]
["Socha 34.5",2033,0,10.606472515446271,1,1]
["Sochagota 115",2033,118.9217805862427,16.320535961498582,1,1]
["Sochagota 220",2033,149.69501495361331,21.964398667112022,1,1]
["Socota 34.5",2033,0,13.33773942088688,1,1]
["Sta Rosa 115",2033,62.388229370117188,2.2502151135842028,1,1]
["Suamox 115",2033,114.4091730783998,18.756908715959909,1,1]
["Superior 34.5",2033,0,12.24720376153917,1,1]
["Sutamarchan 34.5",2033,0,14.25271668205783,1,1]
["Tapias 34.5",2033,0,13.897844611841309,1,1]
["Tasco 34.5",2033,0,11.880056552131,1,1]
["Tauramena 13.8",2033,7.1180771444214663,14.005192169818811,1,1]
["Tauramena 34.5",2033,28.064486109452279,15.138837535936331,1,1]
["Termoyopal 115",2033,89.319594204425812,15.88691190691824,1,1]
["Topaga 34.5",2033,0,12.976033463355741,1,1]
["Toquilla 115",2033,107.6090712100267,33.420414672351882,1,1]
["Tuboscop 34.5",2033,0,9.8659226119493937,1,1]
["Tundama 34.5",2033,0,12.3527313316202,1,1]
["Tunja 115",2033,66.835790127845485,29.795801177443838,1,1]
["Tunja 34.5",2033,67.265625,2.48439279216853,1,1]
["Tunjita 115",2033,11.58893267711391,12.5,1,1]
["Upamena 34.5",2033,0,12.57669674874179,1,1]
["Ventaquemada 34.5",2033,0,14.836473517915181,1,1]
["Villa de Leyva 34.5",2033,0,12.12505499494552,1,1]
["Weat. Ciudadela 34.5",2033,0,8.4898958874585624,1,1]
["Yopal 1 34.5",2033,30.085189640522,11.89834666044762,1,1]
["Yopal 115",2033,89.419364929199219,6.1314887444460098,1,1]
["Yopal 2 34.5",2033,79.383388459682465,2.5459666238639902,1,1]
["Yopalosa 115",2033,94.249312207102776,9.7716206791618809,1,1]

{"sheet":"criterios","index":2,"n_rows":8,"n_cols":2,"rows_kept":8,"cut":false,"hidden":false,"merged":[]}
["nombre","ponderacion"]
["BT_Confi",1]
["BT_Flex",1]
["EC_RE",1]
["EC_RP",0.5]
["EC_Per",1]
["EC_Mar",1]
["B_Ambiental",0.3]

{"sheet":"obras","index":3,"n_rows":1,"n_cols":13,"rows_kept":1,"cut":false,"hidden":false,"merged":[]}
["nombre","barra","zona","area","capacidadbarra","cortocircuito","capacidadzona","capacidadarea","costo","periodoini","excluyente","dependiente","obligatorio"]

{"sheet":"proyectos","index":4,"n_rows":82,"n_cols":14,"rows_kept":82,"cut":false,"hidden":false,"merged":[]}
["nombre","capacidad","tipo","barra","area","obra","excluyente","fpo","periodoIni","fpomax","fila","obligatorio","activo","ordenLlegada"]
["SC_544_A1",19.899999999999999,"Solar FV","Muiscas 34.5","Boyacá - Casanare",null,null,"2025-12-31",{"$f":"YEAR(H2)","v":2025},"2025-12-31",2,0,1,1]
["SC_544_A2",19.899999999999999,"Solar FV","Tunja 34.5","Boyacá - Casanare",null,"SC_544_A1","2025-12-31",{"$f":"YEAR(H3)","v":2025},"2025-12-31",2,0,1,2]
["SC_486_A1",9.9,"Solar FV","Alto Ricaurte 34.5","Boyacá - Casanare",null,null,"2025-12-31",2025,"2025-12-31",2,0,1,3]
["SC_486_A2",9.9,"Solar FV","Sachica 34.5","Boyacá - Casanare",null,"SC_486_A1","2025-12-31",2025,"2025-12-31",2,0,1,4]
["SC_1055_A1",40,"Solar FV","Duitama 115","Boyacá - Casanare",null,null,"2027-12-31",2027,"2027-12-31",2,0,1,5]
["SC_1055_A2",40,"Solar FV","Sochagota 115","Boyacá - Casanare",null,"SC_1055_A1","2027-12-31",2027,"2027-12-31",2,0,1,6]
["SC_1320_A1",9.9,"Solar FV","Ramada 34.5","Boyacá - Casanare",null,null,"2025-12-31",2025,"2025-12-31",2,0,1,7]
["SC_1320_A2",9.9,"Solar FV","Ramada 13.8","Boyacá - Casanare",null,"SC_1320_A1","2025-12-31",2025,"2025-12-31",2,0,1,8]
["SC_1328_A1",9.9,"Solar FV","Ramada 34.5","Boyacá - Casanare",null,null,"2025-12-31",2025,"2025-12-31",2,0,1,9]
["SC_1328_A2",9.9,"Solar FV","Ramada 13.8","Boyacá - Casanare",null,"SC_1328_A1","2025-12-31",2025,"2025-12-31",2,0,1,10]
["SC_659_A1",50,"Solar FV","Alcaravan 115","Boyacá - Casanare",null,null,"2026-12-31",2026,"2026-12-31",2,0,1,11]
["SC_659_A2",50,"Solar FV","Aguazul 115","Boyacá - Casanare",null,"SC_659_A1","2026-12-31",2026,"2026-12-31",2,0,1,12]
["SC_1222_A1",70,"Eólico Onshore","Chiquinquira 115","Boyacá - Casanare",null,null,"2025-12-31",2025,"2025-12-31",2,0,1,13]
["SC_800_A1",2.72,"Solar FV","Rio Piedras 13.8","Boyacá - Casanare",null,null,"2023-12-31",2023,"2023-12-31",2,0,1,14]
["SC_626_A1",19.899999999999999,"Solar FV","Duitama 115","Boyacá - Casanare",null,null,"2025-12-31",2025,"2025-12-31",2,0,1,15]
["SC_626_A2",19.899999999999999,"Solar FV","Duitama 34.5","Boyacá - Casanare",null,"SC_626_A1","2025-12-31",2025,"2025-12-31",2,0,1,16]
["SC_1064_A1",60,"Solar FV","Duitama 115","Boyacá - Casanare",null,null,"2027-12-31",2027,"2027-12-31",2,0,1,17]
["SC_1064_A2",60,"Solar FV","Bavaria 115 kV","Boyacá - Casanare",null,"SC_1064_A1","2027-12-31",2027,"2027-12-31",2,0,1,18]
["SC_775_A2",19.899999999999999,"PCH","Alto Ricaurte 115","Boyacá - Casanare",null,null,"2027-12-31",2027,"2027-12-31",2,0,1,19]
["SC_776_A2",19.899999999999999,"PCH","Alto Ricaurte 115","Boyacá - Casanare",null,null,"2027-12-31",2027,"2027-12-31",2,0,1,20]
["SC_777_A2",19.899999999999999,"PCH","Alto Ricaurte 115","Boyacá - Casanare",null,null,"2027-12-31",2027,"2027-12-31",2,0,1,21]
["SC_780_A1",8.7200000000000006,"PCH","Chiquinquira 115","Boyacá - Casanare",null,null,"2027-12-31",2027,"2027-12-31",2,0,1,22]
["SC_780_A2",8.7200000000000006,"PCH","Alto Ricaurte 115","Boyacá - Casanare",null,"SC_780_A1","2027-12-31",2027,"2027-12-31",2,0,1,23]
["SC_779_A1",19.899999999999999,"PCH","Chiquinquira 115","Boyacá - Casanare",null,null,"2027-12-31",2027,"2027-12-31",2,0,1,24]
["SC_779_A2",19.899999999999999,"PCH","Alto Ricaurte 115","Boyacá - Casanare",null,"SC_779_A1","2027-12-31",2027,"2027-12-31",2,0,1,25]
["SC_1477_A1",0,"Solar FV","Acerias Paz del Rio 115","Boyacá - Casanare",null,null,"2024-05-31",2024,"2024-05-31",2,0,1,26]
["SC_1477_A2",0,"Solar FV","Suamox 115","Boyacá - Casanare",null,"SC_1477_A1","2024-05-31",2024,"2024-05-31",2,0,1,27]
["SC_1481_A1",150,"Solar FV","Alcaravan 220","Boyacá - Casanare",null,null,"2027-12-31",2027,"2027-12-31",2,0,1,28]
["SC_1481_A2",150,"Solar FV","San Antonio 220","Boyacá - Casanare",null,"SC_1481_A1","2027-12-31",2027,"2027-12-31",2,0,1,29]
["SC_1633_A1",9.9,"Solar FV","Holcim 13.8","Boyacá - Casanare",null,null,"2024-12-31",2024,"2024-12-31",2,0,1,30]
["SC_1633_A2",9.9,"Solar FV","Holcim 115 kV","Boyacá - Casanare",null,"SC_1633_A1","2024-12-31",2024,"2024-12-31",2,0,1,31]
["SC_1890_A1",40,"Solar FV","Duitama 115","Boyacá - Casanare",null,null,"2024-12-31",2024,"2024-12-31",2,0,0,32]
["SC_1890_A2",40,"Solar FV","Sochagota 115","Boyacá - Casanare",null,"SC_1890_A1","2024-12-31",2024,"2024-12-31",2,0,0,33]
["SC_1689_A1",45,"Solar FV","Chiquinquira 115","Boyacá - Casanare",null,null,"2026-12-31",2026,"2026-12-31",2,0,1,34]
["SC_1689_A2",45,"Solar FV","Alto Ricaurte 115","Boyacá - Casanare",null,"SC_1689_A1","2026-12-31",2026,"2026-12-31",2,0,1,35]
["SC_1489_A1",40,"Solar FV","Yopalosa 115","Boyacá - Casanare",null,null,"2026-12-31",2026,"2026-12-31",2,0,1,36]
["SC_1489_A2",40,"Solar FV","Yopal 115","Boyacá - Casanare",null,"SC_1489_A1","2026-12-31",2026,"2026-12-31",2,0,1,37]
["SC_1759_A1",15,"Termica - Ciclo combinado","San Antonio (Boyaca) 115","Boyacá - Casanare",null,null,"2023-12-30",2023,"2023-12-30",2,0,1,38]
["SC_1774_A2",8,"Solar FV","Sirata 34.5","Boyacá - Casanare",null,null,"2025-12-31",2025,"2025-12-31",2,0,1,39]
["SC_1851_A1",9.9,"Solar FV","Tauramena 34.5","Boyacá - Casanare",null,null,"2024-12-31",2024,"2024-12-31",2,0,1,40]
["SC_1851_A2",9.9,"Solar FV","Tauramena 13.8","Boyacá - Casanare",null,"SC_1851_A1","2024-12-31",2024,"2024-12-31",2,0,1,41]
["SC_1755_A1",75,"Solar FV","Alcaravan 115","Boyacá - Casanare",null,null,"2026-12-31",2026,"2026-12-31",2,0,1,42]
["SC_1755_A2",75,"Solar FV","Alcaravan 220","Boyacá - Casanare",null,"SC_1755_A1","2026-12-31",2026,"2026-12-31",2,0,1,43]
["SC_1803_A1",14.25,"Solar FV","Boavita 34.5","Boyacá - Casanare",null,null,"2026-12-31",2026,"2026-12-31",2,0,0,44]
["SC_1803_A2",14.25,"Solar FV","Boavita 115","Boyacá - Casanare",null,"SC_1803_A1","2026-12-31",2026,"2026-12-31",2,0,0,45]
["SC_1986_A1",19.899999999999999,"Solar FV","Aguazul 34.5","Boyacá - Casanare",null,null,"2025-12-31",2025,"2025-12-31",2,0,1,46]
["SC_1986_A2",19.899999999999999,"Solar FV","Aguazul 115","Boyacá - Casanare",null,"SC_1986_A1","2025-12-31",2025,"2025-12-31",2,0,1,47]
["SC_1888_A1",9.9,"Solar FV","Chiquinquira 34.5","Boyacá - Casanare",null,null,"2025-12-31",2025,"2025-12-31",2,0,1,48]
["SC_1888_A2",9.9,"Solar FV","Chiquinquira 13.8","Boyacá - Casanare",null,"SC_1888_A1","2025-12-31",2025,"2025-12-31",2,0,1,49]
["SC_1941_A1",9.9,"Solar FV","La Niata 34.5","Boyacá - Casanare",null,null,"2025-07-31",2025,"2025-07-31",2,0,1,50]
["SC_1941_A2",9.9,"Solar FV","La Niata 13.8","Boyacá - Casanare",null,"SC_1941_A1","2025-07-31",2025,"2025-07-31",2,0,1,51]
["SC_1901_A1",50,"Solar FV","Suamox 115","Boyacá - Casanare",null,null,"2026-12-31",2026,"2026-12-31",2,0,1,52]
["SC_1901_A2",50,"Solar FV","Ramada 115","Boyacá - Casanare",null,"SC_1901_A1","2026-12-31",2026,"2026-12-31",2,0,1,53]
["SC_1953_A1",69.900000000000006,"Solar FV","Sochagota 115","Boyacá - Casanare",null,null,"2025-12-19",2025,"2025-12-19",2,0,1,54]
["SC_2190_A1",17,"Solar FV","Pinalito 34.5","Boyacá - Casanare",null,null,"2026-12-31",2026,"2026-12-31",2,0,1,55]
["SC_2190_A2",17,"Solar FV","Aguazul 115","Boyacá - Casanare",null,"SC_2190_A1","2026-12-31",2026,"2026-12-31",2,0,1,56]
["SC_1834_A1",15,"Solar FV","Alto Ricaurte 34.5","Boyacá - Casanare",null,null,"2025-12-31",2025,"2025-12-31",2,0,1,57]
["SC_1834_A2",15,"Solar FV","Sachica 34.5","Boyacá - Casanare",null,"SC_1834_A1","2025-12-31",2025,"2025-12-31",2,0,1,58]
["SC_1878_A1",6.7,"Solar FV","Holcim 115 kV","Boyacá - Casanare",null,null,"2024-06-30",2024,"2024-06-30",2,0,1,59]
["SC_1874_A1",96.9,"Eólico Onshore","Alto Ricaurte 115","Boyacá - Casanare",null,null,"2026-12-31",2026,"2026-12-31",2,0,1,60]
["SC_1874_A2",96.9,"Eólico Onshore","Chiquinquira 115","Boyacá - Casanare",null,"SC_1874_A1","2026-12-31",2026,"2026-12-31",2,0,1,61]
["SC_1988_A1",40,"Solar FV","Yopalosa 115","Boyacá - Casanare",null,null,"2026-12-31",2026,"2026-12-31",2,0,1,62]
["SC_1988_A2",40,"Solar FV","Yopal 115","Boyacá - Casanare",null,"SC_1988_A1","2026-12-31",2026,"2026-12-31",2,0,1,63]
["SC_2123_A1",209.6,"Solar FV","Alcaravan 115","Boyacá - Casanare",null,null,"2025-11-25",2025,"2025-11-25",2,0,1,64]
["SC_2123_A2",209.6,"Solar FV","Alcaravan 220","Boyacá - Casanare",null,"SC_2123_A1","2025-11-25",2025,"2025-11-25",2,0,1,65]
["SC_1869_A1",96.9,"Eólico Onshore","Alto Ricaurte 115","Boyacá - Casanare",null,null,"2026-12-08",2026,"2026-12-08",2,0,1,66]
["SC_2064_A2",9.9,"Solar FV","Sirata 34.5","Boyacá - Casanare",null,null,"2025-12-31",2025,"2025-12-31",2,0,1,67]
["SC_2007_A1",19.899999999999999,"Solar FV","Morichal 34.5","Boyacá - Casanare",null,null,"2026-12-31",{"$f":"YEAR(H69)","v":2026},"2026-12-31",2,0,1,68]
["SC_2007_A2",19.899999999999999,"Solar FV","Yopal 1 34.5","Boyacá - Casanare",null,"SC_2007_A1","2026-12-31",2026,"2026-12-31",2,0,1,69]
["SC_1914_A1",70,"Solar FV","Muiscas 115","Boyacá - Casanare",null,null,"2027-12-31",2027,"2027-12-31",2,0,1,70]
["SC_1914_A2",70,"Solar FV","Tunja 115","Boyacá - Casanare",null,"SC_1914_A1","2027-12-31",2027,"2027-12-31",2,0,1,71]
["SC_1921_A1",100,"Solar FV","Alcaravan 220","Boyacá - Casanare",null,null,"2026-12-31",2026,"2026-12-31",2,0,1,72]
["SC_1921_A2",100,"Solar FV","Alcaravan 115","Boyacá - Casanare",null,"SC_1921_A1","2026-12-31",2026,"2026-12-31",2,0,1,73]
["SC_2172_A1",9.9,"Termica - Ciclo abierto","Aguazul 34.5","Boyacá - Casanare",null,null,"2024-08-31",2024,"2024-08-31",2,0,1,74]
["SC_2172_A2",9.9,"Termica - Ciclo abierto","Aguazul 115","Boyacá - Casanare",null,"SC_2172_A1","2024-08-31",2024,"2024-08-31",2,0,1,75]
["SC_2194_A1",0,"Termica - Ciclo abierto","Acerias Paz del Rio 115","Boyacá - Casanare",null,null,"2024-05-31",2024,"2024-05-31",2,0,1,76]
["SC_2194_A2",0,"Termica - Ciclo abierto","Suamox 115","Boyacá - Casanare",null,"SC_2194_A1","2024-05-31",2024,"2024-05-31",2,0,1,77]
["SC_2224_A1",65,"Solar FV","Paz de Ariporo 115","Boyacá - Casanare",null,null,"2026-12-31",2026,"2026-12-31",2,0,1,78]
["SC_2224_A2",65,"Solar FV","Yopalosa 115","Boyacá - Casanare",null,"SC_2224_A1","2026-12-31",2026,"2026-12-31",2,0,1,79]
["SC_2024_A1",9.9,"Solar FV","Boavita 34.5","Boyacá - Casanare",null,null,"2026-12-31",2026,"2026-12-31",2,0,1,80]
["SC_2024_A2",9.9,"Solar FV","Boavita 115","Boyacá - Casanare",null,"SC_2024_A1","2026-12-31",2026,"2026-12-31",2,0,1,81]

{"sheet":"cortocircuito","index":5,"n_rows":870,"n_cols":3,"rows_kept":870,"cut":false,"hidden":false,"merged":[]}
["nombre","barra","aportecortocircuito"]
["SC_544_A1","San Antonio 220",0.01]
["SC_544_A1","Sochagota 220",0.02]
["SC_544_A1","Alto Ricaurte 115",0.03]
["SC_544_A1","Jenesano 115",0.02]
["SC_544_A1","Muiscas 115",0.13]
["SC_544_A1","Bavaria 115 kV",0.01]
["SC_544_A1","Chiquinquira 115",0.01]
["SC_544_A1","Diaco 115",0]
["SC_544_A1","Duitama 115",0]
["SC_544_A1","Guateque 115",0]
["SC_544_A1","Holcim 115 kV",0.01]
["SC_544_A1","Paipa 115",0.08]
["SC_544_A1","San Antonio (Boyaca) 115",0.01]
["SC_544_A1","Santa Maria 115",0]
["SC_544_A1","Sochagota 115",0.05]
["SC_544_A1","Suamox 115",0.02]
["SC_544_A1","Tunja 115",0.11]
["SC_544_A1","Tunjita 115",0]
["SC_544_A1","Muiscas 34.5",0.47]
["SC_544_A1","Acerias Paz del Rio 115",0]
["SC_544_A1","Tunja 34.5",0]
["SC_544_A2","San Antonio 220",0.02]
["SC_544_A2","Sochagota 220",0.02]
["SC_544_A2","Alto Ricaurte 115",0.03]
["SC_544_A2","Jenesano 115",0.02]
["SC_544_A2","Muiscas 115",0.13]
["SC_544_A2","Bavaria 115 kV",0.01]
["SC_544_A2","Chiquinquira 115",0.01]
["SC_544_A2","Diaco 115",0]
["SC_544_A2","Duitama 115",0]
["SC_544_A2","Guateque 115",0]
["SC_544_A2","Holcim 115 kV",0.01]
["SC_544_A2","Paipa 115",0.09]
["SC_544_A2","San Antonio (Boyaca) 115",0.01]
["SC_544_A2","Santa Maria 115",0]
["SC_544_A2","Sochagota 115",0.05]
["SC_544_A2","Suamox 115",0.02]
["SC_544_A2","Tunja 115",0.13]
["SC_544_A2","Tunjita 115",0]
["SC_544_A2","Muiscas 34.5",0.01]
["SC_544_A2","Acerias Paz del Rio 115",0]
["SC_544_A2","Tunja 34.5",0.47]
["SC_486_A1","Alto Ricaurte 34.5",0.18]
["SC_486_A1","Arcabuco 34.5",0.01]
["SC_486_A1","Boyaca 34.5",0.02]
["SC_486_A1","Chiquinquira 34.5",0.02]
["SC_486_A1","Combita 34.5",0.04]
["SC_486_A1","Tunja 34.5",0.05]
["SC_486_A1","El Barne 34.5",0.02]
["SC_486_A1","El Muelle 34.5",0.05]
["SC_486_A1","Hunza 34.5",0.03]
["SC_486_A1","Moniquira 34.5",0.02]
["SC_486_A1","Muiscas 34.5",0.05]
["SC_486_A1","Paipa 34.5",0.01]
["SC_486_A1","Patriotas 34.5",0.03]
["SC_486_A1","Ramiriqui 34.5",0.01]
["SC_486_A1","Rio Piedras 34.5",0.02]
["SC_486_A1","Sachica 34.5",0.12]
["SC_486_A1","Samaca Antigua 34.5",0.02]
["SC_486_A1","Samaca New 34.5",0.03]
["SC_486_A1","Sutamarchan 34.5",0.03]
["SC_486_A1","Ventaquemada 34.5",0.01]
["SC_486_A1","Villa de Leyva 34.5",0.08]
["SC_486_A1","Acerias Paz del Rio 115",0.02]
["SC_486_A1","Aguaclara 115",0.01]
["SC_486_A1","Aguazul 115",0]
["SC_486_A1","Alcaravan 115",0.01]
["SC_486_A1","Alto Ricaurte 115",0.05]
["SC_486_A1","Bavaria 115 kV",0.01]
["SC_486_A1","Boavita 115",0]
["SC_486_A1","Chiquinquira 115",0.04]
["SC_486_A1","Diaco 115",0.02]
["SC_486_A1","Duitama 115",0.01]
["SC_486_A1","El Huche 115",0.01]
["SC_486_A1","Holcim 115 kV",0.02]
["SC_486_A1","Jenesano 115",0.02]
["SC_486_A1","Morro 115",0.01]
["SC_486_A1","Muiscas 115",0.04]
["SC_486_A1","Otanche 115",0.02]
["SC_486_A1","Paipa 115",0.04]
["SC_486_A1","Paz de Ariporo 115",0]
["SC_486_A1","Ramada 115",0.02]
["SC_486_A1","Sidenal 115",0.02]
["SC_486_A1","Sochagota 115",0.03]
["SC_486_A1","Suamox 115",0.02]
["SC_486_A1","Toquilla 115",0.01]
["SC_486_A1","Tunja 115",0.04]
["SC_486_A1","Tunjita 115",0.01]
["SC_486_A1","Yopal 115",0.01]
["SC_486_A1","Alcaravan 220",0.01]
["SC_486_A1","Paipa 220",0.02]
["SC_486_A1","San Antonio 220",0.01]
["SC_486_A1","Sochagota 220",0.02]
["SC_486_A2","Alto Ricaurte 34.5",0.17]
["SC_486_A2","Arcabuco 34.5",0.01]
["SC_486_A2","Boyaca 34.5",0.02]
["SC_486_A2","Chiquinquira 34.5",0.02]
["SC_486_A2","Combita 34.5",0.03]
["SC_486_A2","Tunja 34.5",0.05]
["SC_486_A2","El Barne 34.5",0.02]
["SC_486_A2","El Muelle 34.5",0.08]
["SC_486_A2","Hunza 34.5",0.03]
["SC_486_A2","Moniquira 34.5",0.03]
["SC_486_A2","Muiscas 34.5",0.04]
["SC_486_A2","Paipa 34.5",0.01]
["SC_486_A2","Patriotas 34.5",0.03]
["SC_486_A2","Ramiriqui 34.5",0.01]
["SC_486_A2","Sachica 34.5",0.18]
["SC_486_A2","Samaca Antigua 34.5",0.02]
["SC_486_A2","Samaca New 34.5",0.03]
["SC_486_A2","Sutamarchan 34.5",0.04]
["SC_486_A2","Ventaquemada 34.5",0.01]
["SC_486_A2","Villa de Leyva 34.5",0.11]
["SC_486_A2","Acerias Paz del Rio 115",0.02]
["SC_486_A2","Aguaclara 115",0.01]
["SC_486_A2","Aguazul 115",0]
["SC_486_A2","Alcaravan 115",0.01]
["SC_486_A2","Alto Ricaurte 115",0.05]
["SC_486_A2","Bavaria 115 kV",0.01]
["SC_486_A2","Boavita 115",0]
["SC_486_A2","Chiquinquira 115",0.04]
["SC_486_A2","Diaco 115",0.02]
["SC_486_A2","Duitama 115",0.02]
["SC_486_A2","El Huche 115",0.01]
["SC_486_A2","Holcim 115 kV",0.02]
["SC_486_A2","Jenesano 115",0.02]
["SC_486_A2","Morro 115",0.01]
["SC_486_A2","Muiscas 115",0.04]
["SC_486_A2","Otanche 115",0.02]
["SC_486_A2","Paipa 115",0.04]
["SC_486_A2","Paz de Ariporo 115",0]
["SC_486_A2","Ramada 115",0.02]
["SC_486_A2","Sidenal 115",0.02]
["SC_486_A2","Sochagota 115",0.03]
["SC_486_A2","Suamox 115",0.02]
["SC_486_A2","Toquilla 115",0.01]
["SC_486_A2","Tunja 115",0.04]
["SC_486_A2","Tunjita 115",0.01]
["SC_486_A2","Yopal 115",0.01]
["SC_486_A2","Alcaravan 220",0.01]
["SC_486_A2","Paipa 220",0.02]
["SC_486_A2","San Antonio 220",0.01]
["SC_486_A2","Sochagota 220",0.02]
["SC_1055_A2","Acerias Paz del Rio 115",0.17]
["SC_1055_A2","Aguaclara 115",0.02]
["SC_1055_A2","Aguazul 115",0.04]
["SC_1055_A2","Alcaravan 115",0.09]
["SC_1055_A2","Alcaravan 220",0.06]
["SC_1055_A2","Alto Ricaurte 115",0.05]
["SC_1055_A2","Bavaria 115 kV",0.12]
["SC_1055_A2","Boavita 115",0.03]
["SC_1055_A2","Cementos Argos",0.13]
["SC_1055_A2","Chiquinquira 115",0.04]
["SC_1055_A2","Diaco 115",0.09]
["SC_1055_A2","Duitama 115",0.12]
["SC_1055_A2","El Huche 115",0.04]
["SC_1055_A2","Holcim 115 kV",0.14000000000000001]
["SC_1055_A2","Jenesano 115",0.05]
["SC_1055_A2","Morro 115",0.04]
["SC_1055_A2","Muiscas 115",0.09]
["SC_1055_A2","Otanche 115",0.02]
["SC_1055_A2","Paipa 115",0.31]
["SC_1055_A2","Paipa 220",0.13]
["SC_1055_A2","Paz de Ariporo 115",0.01]
["SC_1055_A2","Ramada 115",0.14000000000000001]
["SC_1055_A2","San Antonio (Boyaca) 115",0.18]
["SC_1055_A2","San Antonio 220",0.1]
["SC_1055_A2","Sidenal 115",0.14000000000000001]
["SC_1055_A2","Sochagota 115",0.31]
["SC_1055_A2","Sochagota 220",0.14000000000000001]
["SC_1055_A2","Suamox 115",0.19]
["SC_1055_A2","Toquilla 115",0.05]
["SC_1055_A2","Tunja 115",0.08]
["SC_1055_A2","Tunjita 115",0.03]
["SC_1055_A2","Yopal 115",0.09]
["SC_1320_A1","Acerias Paz del Rio 115",-0.14000000000000001]
["SC_1320_A1","Aguazul 115",-0.01]
["SC_1320_A1","Alcaravan 220",-0.02]
["SC_1320_A1","Alcaravan 115",-0.03]
["SC_1320_A1","Bavaria 115 kV",-0.02]
["SC_1320_A1","Boavita 115",-0.01]
["SC_1320_A1","Duitama 115",-0.01]
["SC_1320_A1","El Huche 115",-0.02]
["SC_1320_A1","Holcim 115 kV",-7.0000000000000007E-2]
["SC_1320_A1","Morro 115",-0.01]
["SC_1320_A1","Paipa 220",-0.04]
["SC_1320_A1","Paipa 115",-0.08]
["SC_1320_A1","Ramada 115",-0.13]
["SC_1320_A1","Sidenal 115",-0.12]
["SC_1320_A1","Suamox 115",-0.06]
["SC_1320_A1","Toquilla 115",-0.17]
["SC_1320_A1","Yopal 115",-0.01]
["SC_1320_A1","Sochagota 115",-0.16]
["SC_1320_A1","Sochagota 220",-0.06]
["SC_1320_A1","San Antonio 220",-0.05]
["SC_1320_A2","Acerias Paz del Rio 115",-0.14000000000000001]
["SC_1320_A2","Aguazul 115",-0.01]
["SC_1320_A2","Alcaravan 115",-0.03]
["SC_1320_A2","Boavita 115",-0.01]
["SC_1320_A2","Duitama 115",-0.01]
["SC_1320_A2","Morro 115",-0.01]
["SC_1320_A2","Paipa 115",-0.08]
["SC_1320_A2","Ramada 115",-0.13]
["SC_1320_A2","Sidenal 115",-0.12]
["SC_1320_A2","Suamox 115",-0.17]
["SC_1320_A2","Toquilla 115",-0.01]
["SC_1320_A2","Yopal 115",-0.02]
["SC_1328_A2","Acerias Paz del Rio 115",-0.14000000000000001]
["SC_1328_A2","Aguazul 115",-0.01]
["SC_1328_A2","Alcaravan 115",-0.03]
["SC_1328_A2","Alcaravan 220",-0.02]
["SC_1328_A2","Alto Ricaurte 115",0]
["SC_1328_A2","Bavaria 115 kV",-0.02]
["SC_1328_A2","Boavita 115",-0.01]
["SC_1328_A2","Duitama 115",-0.01]
["SC_1328_A2","El Huche 115",-0.02]
["SC_1328_A2","Holcim 115 kV",-7.0000000000000007E-2]
["SC_1328_A2","Morro 115",-0.01]
["SC_1328_A2","Paipa 115",-0.08]
["SC_1328_A2","Paipa 220",-0.04]
["SC_1328_A2","Ramada 115",-0.13]
["SC_659_A1","Alcaravan 220",0.1]
["SC_659_A1","Paipa 220",0.03]
["SC_659_A1","San Antonio 220",0.05]
["SC_659_A1","Sochagota 220",0.04]
["SC_659_A1","Acerias Paz del Rio 115",0.04]
["SC_659_A1","Aguazul 115",0.08]
["SC_659_A1","Alcaravan 115",0.35]
["SC_659_A1","Bavaria 115 kV",0.01]
["SC_659_A1","Holcim 115 kV",0.03]
["SC_659_A1","Morro 115",7.0000000000000007E-2]
["SC_659_A1","Paipa 115",0.03]
["SC_659_A1","San Antonio (Boyaca) 115",0.04]
["SC_659_A1","Suamox 115",0.04]
["SC_659_A1","Termoyopal 115",0.1]
["SC_659_A1","Toquilla 115",0.01]
["SC_659_A1","Yopal 115",0.21]
["SC_659_A1","Yopalosa 115",0.01]
["SC_659_A2","Alcaravan 220",7.0000000000000007E-2]
["SC_659_A2","Paipa 220",0.02]
["SC_659_A2","San Antonio 220",0.03]
["SC_659_A2","Sochagota 220",0.03]
["SC_659_A2","Acerias Paz del Rio 115",0.03]
["SC_659_A2","Aguaclara 115",0.02]
["SC_659_A2","Aguazul 115",0.34]
["SC_659_A2","Alcaravan 115",0.24]
["SC_659_A2","Bavaria 115 kV",0.01]
["SC_659_A2","Holcim 115 kV",0.02]
["SC_659_A2","Morro 115",0.05]
["SC_659_A2","Paipa 115",0.03]
["SC_659_A2","San Antonio (Boyaca) 115",0.03]
["SC_659_A2","Suamox 115",0.03]
["SC_659_A2","Termoyopal 115",7.0000000000000007E-2]
["SC_659_A2","Toquilla 115",0.01]
["SC_659_A2","Yopal 115",0.14000000000000001]
["SC_1222_A1","Acerias Paz del Rio 115",0.15]
["SC_1222_A1","Aguaclara 115",0.02]
["SC_1222_A1","Aguazul 115",0.05]
["SC_1222_A1","Alcaravan 115",0.09]
["SC_1222_A1","Bavaria 115 kV",0.13]
["SC_1222_A1","Holcim 115 kV",0.15]
["SC_1222_A1","Morro 115",0.05]
["SC_1222_A1","Paipa 115",0.33]
["SC_1222_A1","San Antonio (Boyaca) 115",0.16]
["SC_1222_A1","Suamox 115",0.17]
["SC_1222_A1","Toquilla 115",0.06]
["SC_1222_A1","Yopal 115",0.08]
["SC_1222_A1","Alcaravan 220",0.05]
["SC_1222_A1","Paipa 220",0.14000000000000001]
["SC_1222_A1","San Antonio 220",0.11]
["SC_1222_A1","Sochagota 220",0.14000000000000001]
["SC_800_A1","San Antonio 220",0.05]
["SC_800_A1","Sochagota 220",0.04]
["SC_800_A1","Paipa 220",0.05]
["SC_800_A1","Muiscas 115",0.06]
["SC_800_A1","Diaco 115",0.08]
["SC_800_A1","Duitama 115",0.06]
["SC_800_A1","Paipa 115",0.08]
["SC_800_A1","Sochagota 115",7.0000000000000007E-2]
["SC_800_A1","Suamox 115",0.05]
["SC_800_A1","Tunja 115",7.0000000000000007E-2]
["SC_800_A1","Paipa 34.5",1.68]
["SC_800_A1","Rio Piedras 34.5",3.66]
["SC_626_A1","Acerias Paz del Rio 115",0.01]
["SC_626_A1","Alcaravan 115",0.01]
["SC_626_A1","Bavaria 115 kV",0.01]
["SC_626_A1","Cementos Argos",0.01]
["SC_626_A1","Diaco 115",0.01]
["SC_626_A1","Duitama 34.5",0.01]
["SC_626_A1","Holcim 115 kV",0.01]
["SC_626_A1","Paipa 115",0.02]
["SC_626_A1","Paipa 220",0.01]
["SC_626_A1","Ramada 115",0.01]
["SC_626_A1","San Antonio (Boyaca) 115",0.01]
["SC_626_A1","San Antonio 220",0.01]
["SC_626_A1","Sidenal 115",0.01]
["SC_626_A1","Sochagota 115",0.02]
["SC_626_A1","Sochagota 220",0.01]
["SC_626_A1","Suamox 115",0.01]
["SC_626_A1","Yopal 115",0.01]
["SC_626_A2","Acerias Paz del Rio 115",0.01]
["SC_626_A2","Alcaravan 115",0.01]
["SC_626_A2","Bavaria 115 kV",0.01]
["SC_626_A2","Cementos Argos",0.01]
["SC_626_A2","Diaco 115",0.01]
["SC_626_A2","Duitama 34.5",0.06]
["SC_626_A2","Holcim 115 kV",0.01]
["SC_626_A2","Paipa 115",0.02]
["SC_626_A2","Paipa 220",0.01]
["SC_626_A2","Ramada 115",0.01]
["SC_626_A2","San Antonio (Boyaca) 115",0.01]
["SC_626_A2","San Antonio 220",0.01]
["SC_626_A2","Sidenal 115",0.01]
["SC_626_A2","Sochagota 115",0.02]
["SC_626_A2","Sochagota 220",0.01]
["SC_626_A2","Suamox 115",0.01]
["SC_626_A2","Yopal 115",0.01]
["SC_1064_A1","Paipa 220",0.1]
["SC_1064_A1","San Antonio 220",7.0000000000000007E-2]
["SC_1064_A1","Sochagota 220",0.11]
["SC_1064_A1","Acerias Paz del Rio 115",0.21]
["SC_1064_A1","Bavaria 115 kV",0.06]
["SC_1064_A1","Cementos Argos",0.12]
["SC_1064_A1","Diaco 115",0.06]
["SC_1064_A1","Holcim 115 kV",0.11]
["SC_1064_A1","Paipa 115",0.22]
["SC_1064_A1","Ramada 115",0.14000000000000001]
["SC_1064_A1","San Antonio (Boyaca) 115",0.21]
["SC_1064_A1","Sidenal 115",0.15]
["SC_1064_A1","Sochagota 115",0.25]
["SC_1064_A1","Suamox 115",0.22]
["SC_1064_A1","Yopal 115",0.02]
["SC_1064_A1","Duitama 34.5",0.04]
["SC_1064_A2","Paipa 220",0.09]
["SC_1064_A2","San Antonio 220",7.0000000000000007E-2]
["SC_1064_A2","Sochagota 220",0.1]
["SC_1064_A2","Acerias Paz del Rio 115",0.22]
["SC_1064_A2","Bavaria 115 kV",0.42]
["SC_1064_A2","Cementos Argos",0.13]
["SC_1064_A2","Diaco 115",7.0000000000000007E-2]
["SC_1064_A2","Holcim 115 kV",0.25]
["SC_1064_A2","Paipa 115",0.24]
["SC_1064_A2","Ramada 115",0.15]
["SC_1064_A2","San Antonio (Boyaca) 115",0.22]
["SC_1064_A2","Sidenal 115",0.16]
["SC_1064_A2","Sochagota 115",0.17]
["SC_1064_A2","Suamox 115",0.23]
["SC_1064_A2","Yopal 115",0.02]
["SC_1064_A2","Duitama 34.5",0.01]
["SC_775_A2","Paipa 115",0.11167000000000001]
["SC_775_A2","Paipa 220",3.5479999999999998E-2]
["SC_775_A2","Sochagota 220",3.6360000000000003E-2]
["SC_775_A2","Sochagota 115",6.7460000000000006E-2]
["SC_775_A2","San Antonio 220",2.0789999999999999E-2]
["SC_775_A2","Suamox 115",2.8219999999999999E-2]
["SC_776_A2","Paipa 115",0.11167000000000001]
["SC_776_A2","Paipa 220",3.5479999999999998E-2]
["SC_776_A2","Sochagota 220",3.6360000000000003E-2]
["SC_776_A2","Sochagota 115",6.7460000000000006E-2]
["SC_776_A2","San Antonio 220",2.0789999999999999E-2]
["SC_776_A2","Suamox 115",2.8219999999999999E-2]
["SC_777_A2","Paipa 115",0.11167000000000001]
["SC_777_A2","Paipa 220",3.5479999999999998E-2]
["SC_777_A2","Sochagota 220",3.6360000000000003E-2]
["SC_777_A2","Sochagota 115",6.7460000000000006E-2]
["SC_777_A2","San Antonio 220",2.0789999999999999E-2]
["SC_777_A2","Suamox 115",2.8219999999999999E-2]
["SC_780_A1","Paipa 115",0.10263]
["SC_780_A1","Paipa 220",0.03]
["SC_780_A1","Sochagota 220",3.4470000000000001E-2]
["SC_780_A1","Sochagota 115",6.2770000000000006E-2]
["SC_780_A1","San Antonio 220",1.9290000000000002E-2]
["SC_780_A1","Suamox 115",2.6329999999999999E-2]
["SC_780_A2","Paipa 115",0.10972999999999999]
["SC_780_A2","Paipa 220",3.5279999999999999E-2]
["SC_780_A2","Sochagota 220",3.6159999999999998E-2]
["SC_780_A2","Sochagota 115",6.651E-2]
["SC_780_A2","San Antonio 220",2.035E-2]
["SC_780_A2","Suamox 115",2.7959999999999999E-2]
["SC_779_A1","Paipa 115",5.3359999999999998E-2]
["SC_779_A1","Paipa 220",0.02]
["SC_779_A1","Sochagota 220",1.753E-2]
["SC_779_A1","Sochagota 115",3.2219999999999999E-2]
["SC_779_A1","San Antonio 220",9.3699999999999999E-3]
["SC_779_A1","Suamox 115",1.272E-2]
["SC_779_A2","Paipa 115",5.672E-2]
["SC_779_A2","Paipa 220",1.7909999999999999E-2]
["SC_779_A2","Sochagota 220",1.84E-2]
["SC_779_A2","Sochagota 115",3.4209999999999997E-2]
["SC_779_A2","San Antonio 220",9.8499999999999994E-3]
["SC_779_A2","Suamox 115",1.3429999999999999E-2]
["SC_1477_A1","Acerias Paz del Rio 115",0]
["SC_1477_A2","Acerias Paz del Rio 115",0]
["SC_1481_A1","Acerias Paz del Rio 115",0]
["SC_1481_A2","Acerias Paz del Rio 115",0]
["SC_1633_A1","Acerias Paz del Rio 115",0]
["SC_1633_A2","Acerias Paz del Rio 115",0]
["SC_1890_A1","Acerias Paz del Rio 115",0]
["SC_1890_A2","Acerias Paz del Rio 115",0]
["SC_1689_A1","Alcaravan 115",0.05]
["SC_1689_A1","Alcaravan 220",0.03]
["SC_1689_A1","Alto Ricaurte 115",1.01]
["SC_1689_A1","Bavaria 115 kV",7.0000000000000007E-2]
["SC_1689_A1","Chiquinquira 115",2.31]
["SC_1689_A1","Diaco 115",0.13]
["SC_1689_A1","Tunja 115",0.33]
["SC_1689_A1","Duitama 115",0.06]
["SC_1689_A1","Holcim 115 kV",0.08]
["SC_1689_A1","Muiscas 115",0.39]
["SC_1689_A1","Otanche 115",0.26]
["SC_1689_A1","Paipa 115",0.25]
["SC_1689_A1","Paipa 220",0.08]
["SC_1689_A1","San Antonio 220",0.06]
["SC_1689_A1","Santa Maria 115",0.02]
["SC_1689_A1","Sta Rosa 115",0.05]
["SC_1689_A1","Sochagota 115",0.16]
["SC_1689_A1","Sochagota 220",0.08]
["SC_1689_A1","Suamox 115",0.11]
["SC_1689_A1","Tunjita 115",0.04]
["SC_1689_A2","Alcaravan 115",0.05]
["SC_1689_A2","Alcaravan 220",0.03]
["SC_1689_A2","Alto Ricaurte 115",0.97]
["SC_1689_A2","Bavaria 115 kV",7.0000000000000007E-2]
["SC_1689_A2","Chiquinquira 115",0.41]
["SC_1689_A2","Diaco 115",0.14000000000000001]
["SC_1689_A2","Tunja 115",0.33]
["SC_1689_A2","Duitama 115",0.06]
["SC_1689_A2","Holcim 115 kV",0.08]
["SC_1689_A2","Muiscas 115",0.38]
["SC_1689_A2","Otanche 115",0.08]
["SC_1689_A2","Paipa 115",0.24]
["SC_1689_A2","Paipa 220",0.08]
["SC_1689_A2","San Antonio 220",0.06]
["SC_1689_A2","Santa Maria 115",0.03]
["SC_1689_A2","Sta Rosa 115",0.04]
["SC_1689_A2","Sochagota 115",0.15]
["SC_1689_A2","Sochagota 220",0.08]
["SC_1689_A2","Suamox 115",0.11]
["SC_1689_A2","Tunjita 115",0.04]
["SC_1489_A1","Alcaravan 220",0.05]
["SC_1489_A1","Paipa 220",0.03]
["SC_1489_A1","San Antonio 220",0.03]
["SC_1489_A1","Sochagota 220",0.03]
["SC_1489_A1","Alcaravan 115",0.16]
["SC_1489_A1","Bavaria 115 kV",0]
["SC_1489_A1","Duitama 115",0]
["SC_1489_A1","Holcim 115 kV",0.02]
["SC_1489_A1","Paipa 115",0.03]
["SC_1489_A1","Sochagota 115",0.02]
["SC_1489_A1","Suamox 115",0.03]
["SC_1489_A2","Alcaravan 220",0.06]
["SC_1489_A2","Paipa 220",0.03]
["SC_1489_A2","San Antonio 220",0.04]
["SC_1489_A2","Sochagota 220",0.04]
["SC_1489_A2","Alcaravan 115",0.18]
["SC_1489_A2","Bavaria 115 kV",0]
["SC_1489_A2","Duitama 115",0.01]
["SC_1489_A2","Holcim 115 kV",0.03]
["SC_1489_A2","Paipa 115",0.04]
["SC_1489_A2","Sochagota 115",0.03]
["SC_1489_A2","Suamox 115",0.04]
["SC_1759_A1","Alcaravan 115",0]
["SC_1759_A1","Alcaravan 220",0]
["SC_1759_A1","Alto Ricaurte 115",0]
["SC_1759_A1","Bavaria 115 kV",0]
["SC_1759_A1","Chiquinquira 115",0]
["SC_1759_A1","Diaco 115",0]
["SC_1759_A1","Tunja 115",0]
["SC_1759_A1","Duitama 115",0]
["SC_1759_A1","Holcim 115 kV",0]
["SC_1759_A1","Muiscas 115",0]
["SC_1759_A1","Otanche 115",0]
["SC_1759_A1","Paipa 115",0]
["SC_1759_A1","Paipa 220",0]
["SC_1759_A1","San Antonio 220",0]
["SC_1759_A1","Santa Maria 115",0]
["SC_1759_A1","Sochagota 115",0]
["SC_1759_A1","Sochagota 220",0]
["SC_1759_A1","Suamox 115",0]
["SC_1759_A1","Tunjita 115",0]
["SC_1774_A2","Paipa 220",0.01]
["SC_1774_A2","San Antonio 220",0.01]
["SC_1774_A2","Sochagota 220",0.01]
["SC_1774_A2","Bavaria 115 kV",0.01]
["SC_1774_A2","Duitama 115",0.01]
["SC_1774_A2","Holcim 115 kV",0.02]
["SC_1774_A2","Paipa 115",0.02]
["SC_1774_A2","Sochagota 115",0.02]
["SC_1774_A2","Suamox 115",0.04]
["SC_1851_A1","San Antonio 220",0.01]
["SC_1851_A1","Sochagota 220",0.01]
["SC_1851_A1","Muiscas 115",0.02]
["SC_1851_A1","Duitama 115",0.01]
["SC_1851_A1","Paipa 220",0.01]
["SC_1851_A1","Paipa 115",0.02]
["SC_1851_A1","Sochagota 115",0.1]
["SC_1851_A1","Suamox 115",0.02]
["SC_1851_A1","Tunjita 115",0.03]
["SC_1851_A2","San Antonio 220",0.01]
["SC_1851_A2","Sochagota 220",0.01]
["SC_1851_A2","Muiscas 115",0.02]
["SC_1851_A2","Duitama 115",0.01]
["SC_1851_A2","Paipa 220",0.01]
["SC_1851_A2","Paipa 115",0.02]
["SC_1851_A2","Sochagota 115",0.1]
["SC_1851_A2","Suamox 115",0.02]
["SC_1851_A2","Tunjita 115",0.03]
["SC_1755_A1","Alcaravan 220",0.15]
["SC_1755_A1","Paipa 220",0.05]
["SC_1755_A1","San Antonio 220",7.0000000000000007E-2]
["SC_1755_A1","Sochagota 220",0.06]
["SC_1755_A1","Alcaravan 115",0.52]
["SC_1755_A1","Bavaria 115 kV",0.02]
["SC_1755_A1","Holcim 115 kV",0.04]
["SC_1755_A1","Paipa 115",0.05]
["SC_1755_A1","Santa Maria 115",0]
["SC_1755_A1","Suamox 115",0.06]
["SC_1755_A1","Tunjita 115",0]
["SC_1755_A2","Alcaravan 220",0.27]
["SC_1755_A2","Paipa 220",7.0000000000000007E-2]
["SC_1755_A2","San Antonio 220",0.11]
["SC_1755_A2","Sochagota 220",0.09]
["SC_1755_A2","Alcaravan 115",0.25]
["SC_1755_A2","Bavaria 115 kV",0.02]
["SC_1755_A2","Holcim 115 kV",0.04]
["SC_1755_A2","Paipa 115",7.0000000000000007E-2]
["SC_1755_A2","Santa Maria 115",0]
["SC_1755_A2","Suamox 115",0.06]
["SC_1755_A2","Tunjita 115",0]
["SC_1986_A1","Alto Ricaurte 115",0.01]
["SC_1986_A1","Bavaria 115 kV",0.1]
["SC_1986_A1","Duitama 115",0.1]
["SC_1986_A1","Suamox 115",0.1]
["SC_1986_A1","Tunja 115",0.03]
["SC_1986_A1","Tunjita 115",0.1]
["SC_1986_A1","Paipa 115",0.1]
["SC_1986_A1","Sochagota 220",0.1]
["SC_1986_A2","Alto Ricaurte 115",0.01]
["SC_1986_A2","Bavaria 115 kV",0.1]
["SC_1986_A2","Duitama 115",0.1]
["SC_1986_A2","Suamox 115",0.1]
["SC_1986_A2","Tunja 115",0.03]
["SC_1986_A2","Tunjita 115",0.1]
["SC_1986_A2","Paipa 115",0.1]
["SC_1986_A2","Sochagota 220",0.1]
["SC_1888_A1","Muiscas 115",0.03]
["SC_1888_A1","Paipa 115",0.02]
["SC_1888_A1","Paipa 220",0.01]
["SC_1888_A1","San Antonio 220",0.01]
["SC_1888_A1","Sochagota 115",0.02]
["SC_1888_A1","Sochagota 220",0.01]
["SC_1888_A1","Alto Ricaurte 115",0.04]
["SC_1888_A1","Bavaria 115 kV",0.01]
["SC_1888_A1","Chiquinquira 115",0.06]
["SC_1888_A1","Suamox 115",0.01]
["SC_1888_A1","Tunja 115",0.02]
["SC_1888_A2","Muiscas 115",0.03]
["SC_1888_A2","Paipa 115",0.02]
["SC_1888_A2","Paipa 220",0.01]
["SC_1888_A2","San Antonio 220",0.01]
["SC_1888_A2","Sochagota 115",0.02]
["SC_1888_A2","Sochagota 220",0.01]
["SC_1888_A2","Alto Ricaurte 115",0.04]
["SC_1888_A2","Bavaria 115 kV",0.01]
["SC_1888_A2","Chiquinquira 115",0.05]
["SC_1888_A2","Suamox 115",0.01]
["SC_1888_A2","Tunja 115",0.02]
["SC_1941_A1","Alcaravan 115",0.11]
["SC_1941_A1","Alcaravan 220",0.04]
["SC_1941_A2","Alcaravan 115",0.11]
["SC_1941_A2","Alcaravan 220",0.04]
["SC_1901_A1","Alcaravan 220",0.02]
["SC_1901_A1","Paipa 220",0.08]
["SC_1901_A1","Sochagota 220",0.1]
["SC_1901_A1","Alcaravan 115",0]
["SC_1901_A1","Bavaria 115 kV",0.02]
["SC_1901_A1","Duitama 115",0.06]
["SC_1901_A1","Holcim 115 kV",0.21]
["SC_1901_A1","Paipa 115",0.16]
["SC_1901_A1","Sochagota 115",0.14000000000000001]
["SC_1901_A1","Suamox 115",0.32]
["SC_1901_A2","Alcaravan 220",0.02]
["SC_1901_A2","Paipa 220",0.08]
["SC_1901_A2","Sochagota 220",0.1]
["SC_1901_A2","Alcaravan 115",0]
["SC_1901_A2","Bavaria 115 kV",0.02]
["SC_1901_A2","Duitama 115",0.05]
["SC_1901_A2","Holcim 115 kV",0.2]
["SC_1901_A2","Paipa 115",0.15]
["SC_1901_A2","Sochagota 115",0.14000000000000001]
["SC_1901_A2","Suamox 115",0.31]
["SC_1953_A1","Alcaravan 115",0.01]
["SC_1953_A1","Alcaravan 220",0.01]
["SC_1953_A1","San Antonio 220",0.04]
["SC_1953_A1","Muiscas 115",0.02]
["SC_1953_A1","Sochagota 220",7.0000000000000007E-2]
["SC_1953_A1","Diaco 115",0.02]
["SC_1953_A1","Duitama 115",0.04]
["SC_1953_A1","Holcim 115 kV",0.05]
["SC_1953_A1","Paipa 220",0.06]
["SC_1953_A1","Paipa 115",0.16]
["SC_1953_A1","Suamox 115",0.05]
["SC_1953_A1","Tunja 115",0.01]
["SC_1953_A1","Sochagota 115",0.2]
["SC_2190_A1","Alcaravan 220",0.02]
["SC_2190_A1","San Antonio 220",0.01]
["SC_2190_A1","Sochagota 220",0.01]
["SC_2190_A1","Alcaravan 115",7.0000000000000007E-2]
["SC_2190_A1","Sochagota 115",0.01]
["SC_2190_A1","Suamox 115",0.01]
["SC_2190_A2","Alcaravan 220",0.03]
["SC_2190_A2","San Antonio 220",0.01]
["SC_2190_A2","Sochagota 220",0.02]
["SC_2190_A2","Alcaravan 115",0.09]
["SC_2190_A2","Sochagota 115",0.01]
["SC_2190_A2","Suamox 115",0.01]
["SC_1834_A1","Alto Ricaurte 115",0.03]
["SC_1834_A1","Sochagota 220",0.01]
["SC_1834_A1","Chiquinquira 115",0.02]
["SC_1834_A1","Muiscas 115",0.02]
["SC_1834_A1","Paipa 220",0.01]
["SC_1834_A1","Tunja 115",0.02]
["SC_1834_A2","Alto Ricaurte 115",0.03]
["SC_1834_A2","Sochagota 220",0.01]
["SC_1834_A2","Chiquinquira 115",0.02]
["SC_1834_A2","Muiscas 115",0.02]
["SC_1834_A2","Paipa 220",0.01]
["SC_1834_A2","Tunja 115",0.02]
["SC_1878_A1","Bavaria 115 kV",0.02]
["SC_1878_A1","Duitama 115",0.01]
["SC_1878_A1","Holcim 115 kV",0.04]
["SC_1878_A1","Paipa 115",0.02]
["SC_1878_A1","Paipa 220",0.01]
["SC_1878_A1","San Antonio 220",0.01]
["SC_1878_A1","Sochagota 115",0.02]
["SC_1878_A1","Sochagota 220",0.01]
["SC_1878_A1","Suamox 115",0.04]
["SC_1874_A1","Alcaravan 115",0]
["SC_1874_A2","Alcaravan 115",0]
["SC_1988_A1","Alcaravan 220",0.05]
["SC_1988_A1","Paipa 220",0.03]
["SC_1988_A1","San Antonio 220",0.04]
["SC_1988_A1","Sochagota 220",0.03]
["SC_1988_A1","Alcaravan 115",0.17]
["SC_1988_A1","Bavaria 115 kV",0.01]
["SC_1988_A1","Duitama 115",0]
["SC_1988_A1","Holcim 115 kV",0.02]
["SC_1988_A1","Paipa 115",0.03]
["SC_1988_A1","Sochagota 115",0.02]
["SC_1988_A1","Suamox 115",0.03]
["SC_1988_A2","Alcaravan 220",0.05]
["SC_1988_A2","Paipa 220",0.03]
["SC_1988_A2","San Antonio 220",0.04]
["SC_1988_A2","Sochagota 220",0.03]
["SC_1988_A2","Alcaravan 115",0.18]
["SC_1988_A2","Bavaria 115 kV",0.01]
["SC_1988_A2","Duitama 115",0]
["SC_1988_A2","Holcim 115 kV",0.02]
["SC_1988_A2","Paipa 115",0.04]
["SC_1988_A2","Sochagota 115",0.02]
["SC_1988_A2","Suamox 115",0.04]
["SC_2123_A1","Alcaravan 220",0.39]
["SC_2123_A1","Paipa 220",0.14000000000000001]
["SC_2123_A1","Sochagota 220",0.17]
["SC_2123_A1","Alcaravan 115",1.4]
["SC_2123_A1","Bavaria 115 kV",0.04]
["SC_2123_A1","Holcim 115 kV",0.08]
["SC_2123_A2","Alcaravan 220",0.74]
["SC_2123_A2","Paipa 220",0.2]
["SC_2123_A2","Sochagota 220",0.25]
["SC_2123_A2","Alcaravan 115",0.66]
["SC_2123_A2","Bavaria 115 kV",0.05]
["SC_2123_A2","Holcim 115 kV",0.09]
["SC_1869_A1","San Antonio (Boyaca) 115",0]
["SC_2064_A2","El Huche 34.5",0.04]
["SC_2064_A2","Firavitoba 34.5",0.03]
["SC_2064_A2","Ramada 34.5",0.17]
["SC_2064_A2","LlanoAlarcon 34.5",0.02]
["SC_2064_A2","Ramada 115",0.05]
["SC_2064_A2","Rio Chiquito 34.5",0.09]
["SC_2064_A2","San Antonio (Boyaca) 115",0.05]
["SC_2064_A2","Sidenal 115",0.05]
["SC_2064_A2","Sirata 34.5",0.18]
["SC_2064_A2","Socha 34.5",0.02]
["SC_2064_A2","Tasco 34.5",0.03]
["SC_2007_A1","San Antonio (Boyaca) 115",0.01]
["SC_2007_A2","San Antonio (Boyaca) 115",0.02]
["SC_1914_A1","Alcaravan 220",0.01]
["SC_1914_A1","Paipa 220",0.08]
["SC_1914_A1","San Antonio 220",0.04]
["SC_1914_A1","Sochagota 220",0.08]
["SC_1914_A1","Acerias Paz del Rio 115",0.05]
["SC_1914_A1","Alto Ricaurte 115",0.12]
["SC_1914_A1","Bavaria 115 kV",0.03]
["SC_1914_A1","Cementos Argos",0.03]
["SC_1914_A1","Chiquinquira 115",0.06]
["SC_1914_A1","Diaco 115",0.13]
["SC_1914_A1","Tunja 115",0.42]
["SC_1914_A1","El Huche 115",0.01]
["SC_1914_A1","Guateque 115",0.02]
["SC_1914_A1","Duitama 115",0.02]
["SC_1914_A1","Holcim 115 kV",0.03]
["SC_1914_A1","Jenesano 115",7.0000000000000007E-2]
["SC_1914_A1","Muiscas 115",0.49]
["SC_1914_A1","Otanche 115",0.01]
["SC_1914_A1","Paipa 115",0.28000000000000003]
["SC_1914_A1","Ramada 115",0.03]
["SC_1914_A1","San Antonio (Boyaca) 115",0.05]
["SC_1914_A1","Sidenal 115",0.04]
["SC_1914_A1","Sochagota 115",0.15]
["SC_1914_A1","Suamox 115",0.05]
["SC_1914_A1","Tunjita 115",0.01]
["SC_1914_A1","Yopal 115",0.01]
["SC_1914_A1","Ramada 34.5",0.04]
["SC_1914_A2","Alcaravan 220",0.01]
["SC_1914_A2","Paipa 220",0.08]
["SC_1914_A2","San Antonio 220",0.04]
["SC_1914_A2","Sochagota 220",0.08]
["SC_1914_A2","Acerias Paz del Rio 115",0.05]
["SC_1914_A2","Alto Ricaurte 115",0.11]
["SC_1914_A2","Bavaria 115 kV",0.03]
["SC_1914_A2","Cementos Argos",0.03]
["SC_1914_A2","Chiquinquira 115",0.06]
["SC_1914_A2","Diaco 115",0.14000000000000001]
["SC_1914_A2","Tunja 115",0.49]
["SC_1914_A2","El Huche 115",0.01]
["SC_1914_A2","Guateque 115",0.02]
["SC_1914_A2","Duitama 115",0.02]
["SC_1914_A2","Holcim 115 kV",0.03]
["SC_1914_A2","Jenesano 115",0.06]
["SC_1914_A2","Muiscas 115",0.46]
["SC_1914_A2","Otanche 115",0.01]
["SC_1914_A2","Paipa 115",0.28999999999999998]
["SC_1914_A2","Ramada 115",0.03]
["SC_1914_A2","San Antonio (Boyaca) 115",0.05]
["SC_1914_A2","Sidenal 115",0.04]
["SC_1914_A2","Sochagota 115",0.16]
["SC_1914_A2","Suamox 115",0.05]
["SC_1914_A2","Tunjita 115",0.01]
["SC_1914_A2","Yopal 115",0.01]
["SC_1914_A2","Ramada 34.5",0.04]
["SC_1921_A1","Alcaravan 220",0.37]
["SC_1921_A1","Paipa 220",0.1]
["SC_1921_A1","San Antonio 220",0.15]
["SC_1921_A1","Sochagota 220",0.12]
["SC_1921_A1","Acerias Paz del Rio 115",0.08]
["SC_1921_A1","Bavaria 115 kV",0.03]
["SC_1921_A1","Holcim 115 kV",0.06]
["SC_1921_A1","Paipa 115",0.09]
["SC_1921_A1","San Antonio (Boyaca) 115",0.09]
["SC_1921_A1","Suamox 115",0.08]
["SC_1921_A1","Tunjita 115",0]
["SC_1921_A1","Yopal 115",0.22]
["SC_1921_A2","Alcaravan 220",0.19]
["SC_1921_A2","Paipa 220",7.0000000000000007E-2]
["SC_1921_A2","San Antonio 220",0.1]
["SC_1921_A2","Sochagota 220",0.08]
["SC_1921_A2","Acerias Paz del Rio 115",7.0000000000000007E-2]
["SC_1921_A2","Bavaria 115 kV",0.03]
["SC_1921_A2","Holcim 115 kV",0.05]
["SC_1921_A2","Paipa 115",7.0000000000000007E-2]
["SC_1921_A2","San Antonio (Boyaca) 115",0.08]
["SC_1921_A2","Suamox 115",0.08]
["SC_1921_A2","Tunjita 115",0]
["SC_1921_A2","Yopal 115",0.43]
["SC_2172_A1","Yopal 115",0.2]
["SC_2172_A2","Yopal 115",0.21]
["SC_2194_A1","Acerias Paz del Rio 115",0.2382]
["SC_2194_A1","Alto Ricaurte 115",2.3E-3]
["SC_2194_A1","Bavaria 115 kV",5.9299999999999999E-2]
["SC_2194_A1","Cementos Argos",0.1598]
["SC_2194_A1","Chiquinquira 115",1.4E-3]
["SC_2194_A1","Diaco 115",1.3599999999999999E-2]
["SC_2194_A1","Duitama 115",4.3900000000000002E-2]
["SC_2194_A1","El Huche 115",1.7399999999999999E-2]
["SC_2194_A1","Holcim 115 kV",0.14729999999999999]
["SC_2194_A1","Jenesano 115",1.9E-3]
["SC_2194_A1","Muiscas 115",9.7999999999999997E-3]
["SC_2194_A1","Paipa 115",0.1065]
["SC_2194_A1","Paipa 220",5.6800000000000003E-2]
["SC_2194_A1","Ramada 115",0.16470000000000001]
["SC_2194_A1","San Antonio (Boyaca) 115",0.2339]
["SC_2194_A1","San Antonio 220",4.7399999999999998E-2]
["SC_2194_A1","Sidenal 115",0.17610000000000001]
["SC_2194_A1","Sochagota 115",9.8699999999999996E-2]
["SC_2194_A1","Sochagota 220",6.1600000000000002E-2]
["SC_2194_A1","Suamox 115",0.22750000000000001]
["SC_2194_A1","Tunja 115",9.2999999999999992E-3]
["SC_2194_A1","Tunjita 115",5.0000000000000001E-4]
["SC_2194_A1","Yopal 115",8.8999999999999999E-3]
["SC_2194_A2","Acerias Paz del Rio 115",0.46339999999999998]
["SC_2194_A2","Alto Ricaurte 115",2.8E-3]
["SC_2194_A2","Bavaria 115 kV",7.3499999999999996E-2]
["SC_2194_A2","Cementos Argos",0.251]
["SC_2194_A2","Chiquinquira 115",1.6999999999999999E-3]
["SC_2194_A2","Diaco 115",1.66E-2]
["SC_2194_A2","Duitama 115",5.3999999999999999E-2]
["SC_2194_A2","El Huche 115",1.9300000000000001E-2]
["SC_2194_A2","Holcim 115 kV",0.26350000000000001]
["SC_2194_A2","Jenesano 115",2.3E-3]
["SC_2194_A2","Muiscas 115",1.1900000000000001E-2]
["SC_2194_A2","Paipa 115",0.128]
["SC_2194_A2","Paipa 220",6.9099999999999995E-2]
["SC_2194_A2","Ramada 115",0.27110000000000001]
["SC_2194_A2","San Antonio (Boyaca) 115",0.50219999999999998]
["SC_2194_A2","San Antonio 220",0.1043]
["SC_2194_A2","Sidenal 115",0.19689999999999999]
["SC_2194_A2","Sochagota 115",0.1186]
["SC_2194_A2","Sochagota 220",7.51E-2]
["SC_2194_A2","Suamox 115",0.28349999999999997]
["SC_2194_A2","Tunja 115",1.1299999999999999E-2]
["SC_2194_A2","Tunjita 115",5.9999999999999995E-4]
["SC_2194_A2","Yopal 115",9.7999999999999997E-3]
["SC_2224_A1","Alcaravan 220",0.08]
["SC_2224_A1","Paipa 220",0.04]
["SC_2224_A1","San Antonio 220",0.05]
["SC_2224_A1","Sochagota 220",0.05]
["SC_2224_A1","Acerias Paz del Rio 115",0.05]
["SC_2224_A1","Bavaria 115 kV",0.01]
["SC_2224_A1","Duitama 115",0]
["SC_2224_A1","El Huche 115",0]
["SC_2224_A1","Holcim 115 kV",0.03]
["SC_2224_A1","Paipa 115",0.04]
["SC_2224_A1","Ramada 115",0.03]
["SC_2224_A1","Sidenal 115",0.04]
["SC_2224_A1","Suamox 115",0.05]
["SC_2224_A1","Yopal 115",0.33]
["SC_2224_A1","Sochagota 115",0.03]
["SC_2224_A2","Alcaravan 220",0.08]
["SC_2224_A2","Paipa 220",0.04]
["SC_2224_A2","San Antonio 220",0.05]
["SC_2224_A2","Sochagota 220",0.05]
["SC_2224_A2","Acerias Paz del Rio 115",0.05]
["SC_2224_A2","Bavaria 115 kV",0.01]
["SC_2224_A2","Duitama 115",0.01]
["SC_2224_A2","El Huche 115",0]
["SC_2224_A2","Holcim 115 kV",0.03]
["SC_2224_A2","Paipa 115",0.05]
["SC_2224_A2","Ramada 115",0.03]
["SC_2224_A2","Sidenal 115",0.04]
["SC_2224_A2","Suamox 115",0.05]
["SC_2224_A2","Yopal 115",0.34]
["SC_2224_A2","Sochagota 115",0.03]
["SC_2024_A1","El Huche 115",7.0000000000000007E-2]
["SC_2024_A2","El Huche 115",7.0000000000000007E-2]
["SC_1055_A1","Acerias Paz del Rio 115",0]
["SC_1328_A2","Ramada 34.5",3.26]
["SC_1328_A2","San Antonio 220",-0.03]
["SC_1328_A1","San Antonio 220",0]
["SC_1328_A2","Sidenal 115",-0.12]
["SC_1328_A2","Sochagota 115",-0.06]
["SC_1328_A2","Sochagota 220",-0.05]
["SC_1328_A2","Suamox 115",-0.17]
["SC_1328_A2","Toquilla 115",-0.01]
["SC_1328_A2","Yopal 115",-0.02]
["SC_1803_A1","Boavita 34.5",0.21]
["SC_1803_A1","El Huche 34.5",1.25]
["SC_1803_A1","San Antonio 34.5",-0.01]
["SC_1803_A1","Ramada 34.5",-0.01]
["SC_1803_A1","Boavita 115",7.0000000000000007E-2]
["SC_1803_A1","El Huche 115",0.11]
["SC_1803_A1","San Antonio (Boyaca) 115",0.1]
["SC_1803_A2","Boavita 34.5",0.01]
["SC_1803_A2","El Huche 34.5",1.07]
["SC_1803_A2","San Antonio 34.5",0]
["SC_1803_A2","Ramada 34.5",0]
["SC_1803_A2","Boavita 115",0.06]
["SC_1803_A2","El Huche 115",7.0000000000000007E-2]
["SC_1803_A2","San Antonio (Boyaca) 115",7.0000000000000007E-2]

{"sheet":"zonas","index":6,"n_rows":111,"n_cols":4,"rows_kept":111,"cut":false,"hidden":false,"merged":[]}
["nombre","periodo","capacidad","factor"]
["Zona7",2023,104.6875,1]
["Zona7",2024,104.6875,1]
["Zona7",2025,72.857252192406463,1]
["Zona7",2026,68.359466269612327,1]
["Zona7",2027,80.859466269612312,1]
["Zona7",2028,76.849365234375,1]
["Zona7",2029,100.8057496277615,1]
["Zona7",2030,113.3057496277615,1]
["Zona7",2031,117.474365234375,1]
["Zona7",2032,123.724365234375,1]
["Zona7",2033,86.071000755473506,1]
["Zona2",2023,123.93602886004371,1]
["Zona2",2024,118.8687890768051,1]
["Zona2",2025,60,1]
["Zona2",2026,58.095013528145493,1]
["Zona2",2027,65,1]
["Zona2",2028,65,1]
["Zona2",2029,85,1]
["Zona2",2030,95,1]
["Zona2",2031,97.5,1]
["Zona2",2032,101.8450135281455,1]
["Zona2",2033,69.84375,1]
["Zona4",2023,70.3125,1]
["Zona4",2024,95.788965001702309,1]
["Zona4",2025,27.364843442315468,1]
["Zona4",2026,23.87095507742518,1]
["Zona4",2027,27.966555553659749,1]
["Zona4",2028,27.387283090826241,1]
["Zona4",2029,30.422380005256869,1]
["Zona4",2030,33.547380005256869,1]
["Zona4",2031,36.672380005256869,1]
["Zona4",2032,38.234880005256869,1]
["Zona4",2033,28.064486109452279,1]
["Zona1",2023,29.27840199845377,1]
["Zona1",2024,64.0625,1]
["Zona1",2025,29.7557920217514,1]
["Zona1",2026,54.755792021751397,1]
["Zona1",2027,63.672289027809633,1]
["Zona1",2028,63.672289027809633,1]
["Zona1",2029,79.755792021751404,1]
["Zona1",2030,89.130792021751404,1]
["Zona1",2031,95.380792021751404,1]
["Zona1",2032,101.6307920217514,1]
["Zona1",2033,66.523644513904813,1]
["Zona10",2023,5.57098388671875,1]
["Zona10",2024,5.5136927403509617,1]
["Zona10",2025,81.25,1]
["Zona10",2026,87.5,1]
["Zona10",2027,100,1]
["Zona10",2028,100,1]
["Zona10",2029,125,1]
["Zona10",2030,143.75,1]
["Zona10",2031,150,1]
["Zona10",2032,162.5,1]
["Zona10",2033,101.5625,1]
["Zona6",2023,50,1]
["Zona6",2024,49.84375,1]
["Zona6",2025,100,1]
["Zona6",2026,100,1]
["Zona6",2027,100,1]
["Zona6",2028,100,1]
["Zona6",2029,100,1]
["Zona6",2030,100,1]
["Zona6",2031,100,1]
["Zona6",2032,100,1]
["Zona6",2033,100,1]
["Zona5",2023,5.1158463068054516,1]
["Zona5",2024,4.961461778730154,1]
["Zona5",2025,74.961461778730154,1]
["Zona5",2026,74.961461778730154,1]
["Zona5",2027,55.633388459682457,1]
["Zona5",2028,77.508388459682465,1]
["Zona5",2029,78.133388459682465,1]
["Zona5",2030,78.133388459682465,1]
["Zona5",2031,78.758388459682465,1]
["Zona5",2032,78.758388459682465,1]
["Zona5",2033,79.383388459682465,1]
["Zona8",2023,8.8443641588582977,1]
["Zona8",2024,4.9348894390277556,1]
["Zona8",2025,80.495738424360752,1]
["Zona8",2026,80.495738424360752,1]
["Zona8",2027,92.995738424360752,1]
["Zona8",2028,92.995738424360766,1]
["Zona8",2029,123.09289206670459,1]
["Zona8",2030,139.87073842436081,1]
["Zona8",2031,142.05549955368039,1]
["Zona8",2032,127.1735062978419,1]
["Zona8",2033,94.249312207102776,1]
["Zona9",2023,386.71875,1]
["Zona9",2024,338.37890625,1]
["Zona9",2025,131.77637010812759,1]
["Zona9",2026,269.27637010812759,1]
["Zona9",2027,239.0313720703125,1]
["Zona9",2028,240.606689453125,1]
["Zona9",2029,178.106689453125,1]
["Zona9",2030,203.106689453125,1]
["Zona9",2031,215.606689453125,1]
["Zona9",2032,228.106689453125,1]
["Zona9",2033,149.69501495361331,1]
["Zona3",2023,54.26025390625,1]
["Zona3",2024,47.121047973632813,1]
["Zona3",2025,101.80467692543969,1]
["Zona3",2026,101.80467692543969,1]
["Zona3",2027,114.30467692543969,1]
["Zona3",2028,114.30467692543969,1]
["Zona3",2029,145.55467692543971,1]
["Zona3",2030,158.05467692543971,1]
["Zona3",2031,170.55467692543971,1]
["Zona3",2032,183.05467692543971,1]
["Zona3",2033,119.580078125,1]

{"sheet":"zonaBarra","index":7,"n_rows":62,"n_cols":2,"rows_kept":62,"cut":false,"hidden":false,"merged":[]}
["nombre","barra"]
["Zona1","Aguazul 115"]
["Zona1","Yopal 1 34.5"]
["Zona1","Aguazul 34.5"]
["Zona1","Pinalito 34.5"]
["Zona1","Pinalito 13.8"]
["Zona2","Tunja 115"]
["Zona2","Jenesano 115"]
["Zona2","Muiscas 115"]
["Zona2","Jenesano 34.5"]
["Zona2","Muiscas 34.5"]
["Zona2","Rio Piedras 13.8"]
["Zona2","Tunja 34.5"]
["Zona3","Ramada 115"]
["Zona3","Duitama 115"]
["Zona3","Boavita 115"]
["Zona3","Sidenal 115"]
["Zona3","El Huche 115"]
["Zona3","Toquilla 115"]
["Zona3","Bavaria 115 kV"]
["Zona3","Acerias Paz del Rio 115"]
["Zona3","Cementos Argos"]
["Zona3","San Antonio (Boyaca) 115"]
["Zona3","San Antonio 34.5"]
["Zona3","Suamox 115"]
["Zona3","Holcim 115 kV"]
["Zona3","Boavita 34.5"]
["Zona3","Holcim 13.8"]
["Zona4","Aguaclara 115"]
["Zona4","Tauramena 34.5"]
["Zona4","Tauramena 13.8"]
["Zona5","Yopal 2 34.5"]
["Zona5","La Niata 34.5"]
["Zona5","Morichal 34.5"]
["Zona5","La Niata 13.8"]
["Zona6","Ramada 34.5"]
["Zona6","Firavitoba 34.5"]
["Zona6","Duitama 34.5"]
["Zona6","Sirata 34.5"]
["Zona6","Ramada 13.8"]
["Zona7","Chiquinquira 115"]
["Zona7","Sta Rosa 115"]
["Zona7","Alto Ricaurte 115"]
["Zona7","Alto Ricaurte 34.5"]
["Zona7","Sachica 34.5"]
["Zona7","Chiquinquira 34.5"]
["Zona7","Chiquinquira 13.8"]
["Zona7","Otanche 115"]
["Zona8","Paz de Ariporo 115"]
["Zona8","Yopalosa 115"]
["Zona8","Santa Rosalia 115"]
["Zona8","San Luis 115"]
["Zona9","Paipa 220"]
["Zona9","Diaco 115"]
["Zona9","Paipa 115"]
["Zona9","Sochagota 220"]
["Zona9","Sochagota 115"]
["Zona9","San Antonio 220"]
["Zona10","Yopal 115"]
["Zona10","Morro 115"]
["Zona10","Alcaravan 220"]
["Zona10","Alcaravan 115"]

{"sheet":"calificacionProyectos","index":8,"n_rows":82,"n_cols":8,"rows_kept":82,"cut":false,"hidden":false,"merged":[]}
["nombre","BT_Confi","BT_Flex","EC_RE","EC_RP","EC_Per","EC_Mar","B_Ambiental"]
["SC_544_A1",18102364.582511216,17642891.425462402,18310866.886177611,19164279.726992749,17575737.833060648,19164279.726992749,17642891.425462402]
["SC_544_A2",18102364.582511216,17642891.425462402,18310866.886177611,19164279.726992749,17578709.230954528,19164279.726992749,17642891.425462402]
["SC_486_A1",18102364.582511216,17642891.425462402,18310866.886177611,19164279.726992749,17498053.17431964,19164279.726992749,17642891.425462402]
["SC_486_A2",18102364.582511216,17642891.425462402,18310866.886177611,19164279.726992749,17508398.081080131,19164279.726992749,17642891.425462402]
["SC_1055_A1",18010492.3012347,17642891.425462402,18177304.286336508,18860076.071513157,17638066.057324018,18860076.071513157,17642891.425462402]
["SC_1055_A2",18010492.3012347,17642891.425462402,18177304.286336508,18860076.071513157,17637758.558374021,18860076.071513157,17642891.425462402]
["SC_1320_A1",18102364.582511216,17642891.425462402,18310866.886177611,19164279.726992749,17572303.563408785,19164279.726992749,17642891.425462402]
["SC_1320_A2",18102364.582511216,17642891.425462402,18310866.886177611,19164279.726992749,17590525.411875825,19164279.726992749,17642891.425462402]
["SC_1328_A1",18102364.582511216,17642891.425462402,18310866.886177611,19164279.726992749,17520209.909954008,19164279.726992749,17642891.425462402]
["SC_1328_A2",18102364.582511216,17642891.425462402,18310866.886177611,19164279.726992749,17518895.891774271,19164279.726992749,17642891.425462402]
["SC_659_A1",18053869.204575833,17642891.425462402,18240365.003919654,19003703.859747149,17435140.214862462,19003703.859747149,17642891.425462402]
["SC_659_A2",18053869.204575833,17642891.425462402,18240365.003919654,19003703.859747149,17409329.98299567,19003703.859747149,17642891.425462402]
["SC_1222_A1",18045814.040105209,17642891.425462402,19107299.166261125,20978242.701894313,17270018.568624765,20978242.701894313,17642891.425462402]
["SC_800_A1",18217197.951813485,17642891.425462402,18477809.985221397,19544511.176864415,17642891.258841019,19544511.176864415,17642891.425462402]
["SC_626_A1",18102364.582511216,17642891.425462402,18310866.886177611,19164279.726992749,17329111.807868358,19164279.726992749,17642891.425462402]
["SC_626_A2",18102364.582511216,17642891.425462402,18310866.886177611,19164279.726992749,17330894.646604687,19164279.726992749,17642891.425462402]
["SC_1064_A1",18010492.3012347,17642891.425462402,18177304.286336508,18860076.071513157,17556476.335925296,18860076.071513157,17642891.425462402]
["SC_1064_A2",18010492.3012347,17642891.425462402,18177304.286336508,18860076.071513157,17558841.712463722,18860076.071513157,17642891.425462402]
["SC_775_A2",18406370.167451024,18601760.045857888,18752825.828816317,18430014.504404999,17221302.089767031,18430014.504404999,17642891.425462402]
["SC_776_A2",18406370.167451024,18601760.045857888,18752825.828816317,18430014.504404999,17221302.089767031,18430014.504404999,17642891.425462402]
["SC_777_A2",18406370.167451024,18601760.045857888,18752825.828816317,18430014.504404999,17221302.089767031,18430014.504404999,17642891.425462402]
["SC_780_A1",18406370.167451024,18601760.045857888,18752825.828816317,18430014.504404999,17568100.644479394,18430014.504404999,17642891.425462402]
["SC_780_A2",18406370.167451024,18601760.045857888,18752825.828816317,18430014.504404999,17576156.28138373,18430014.504404999,17642891.425462402]
["SC_779_A1",18406370.167451024,18601760.045857888,18752825.828816317,18430014.504404999,17157764.792469498,18430014.504404999,17642891.425462402]
["SC_779_A2",18406370.167451024,18601760.045857888,18752825.828816317,18430014.504404999,17221302.089767031,18430014.504404999,17642891.425462402]
["SC_1477_A1",17642891.425462402,17642891.425462402,17642891.425462402,17642891.425462402,17642891.425462402,17642891.425462402,17642891.425462402]
["SC_1477_A2",17642891.425462402,17642891.425462402,17642891.425462402,17642891.425462402,17642891.425462402,17642891.425462402,17642891.425462402]
["SC_1481_A1",18010492.3012347,17642891.425462402,18177304.286336508,18860076.071513157,16314243.654652489,18860076.071513157,17642891.425462402]
["SC_1481_A2",18010492.3012347,17642891.425462402,18177304.286336508,18860076.071513157,17051799.597687066,18860076.071513157,17642891.425462402]
["SC_1633_A1",18156582.415042978,17642891.425462402,18389687.990542002,19343803.54657333,17852033.90372327,19343803.54657333,17642891.425462402]
["SC_1633_A2",18156582.415042978,17642891.425462402,18389687.990542002,19343803.54657333,17794072.322902568,19343803.54657333,17642891.425462402]
["SC_1890_A1",18156582.415042978,17642891.425462402,18389687.990542002,19343803.54657333,17687514.497332718,19343803.54657333,17642891.425462402]
["SC_1890_A2",18156582.415042978,17642891.425462402,18389687.990542002,19343803.54657333,17668905.023656432,19343803.54657333,17642891.425462402]
["SC_1689_A1",18053869.204575833,17642891.425462402,18240365.003919654,19003703.859747149,17420143.012739498,19003703.859747149,17642891.425462402]
["SC_1689_A2",18053869.204575833,17642891.425462402,18240365.003919654,19003703.859747149,17397912.36384964,19003703.859747149,17642891.425462402]
["SC_1489_A1",18053869.204575833,17642891.425462402,18240365.003919654,19003703.859747149,17401449.399905194,19003703.859747149,17642891.425462402]
["SC_1489_A2",18053869.204575833,17642891.425462402,18240365.003919654,19003703.859747149,17523889.33181427,19003703.859747149,17642891.425462402]
["SC_1759_A1",28031949.229069807,18686614.813895371,0,13339267.683275502,17504560.331045918,13339267.683275502,17642891.425462402]
["SC_1774_A2",18102364.582511216,17642891.425462402,18310866.886177607,19164279.726992749,17396020.259943869,19164279.726992749,17642891.425462402]
["SC_1851_A1",18156582.415042978,17642891.425462402,18389687.990542002,19343803.54657333,17421195.056424703,19343803.54657333,17642891.425462402]
["SC_1851_A2",18156582.415042978,17642891.425462402,18389687.990542002,19343803.54657333,17300998.229837995,19343803.54657333,17642891.425462402]
["SC_1755_A1",18053869.204575833,17642891.425462402,18240365.003919654,19003703.859747149,17441486.993190363,19003703.859747149,17642891.425462402]
["SC_1755_A2",18053869.204575833,17642891.425462402,18240365.003919654,19003703.859747149,17447410.652963072,19003703.859747149,17642891.425462402]
["SC_1803_A1",18053869.204575833,17642891.425462402,18240365.003919654,19003703.859747149,18172175.828709643,19003703.859747149,17642891.425462402]
["SC_1803_A2",18053869.204575833,17642891.425462402,18240365.003919654,19003703.859747149,18220133.050762489,19003703.859747149,17642891.425462402]
["SC_1986_A1",18102364.582511216,17642891.425462402,18310866.886177611,19164279.726992749,17561772.262959395,19164279.726992749,17642891.425462402]
["SC_1986_A2",18102364.582511216,17642891.425462402,18310866.886177611,19164279.726992749,17594041.644086964,19164279.726992749,17642891.425462402]
["SC_1888_A1",18102364.582511216,17642891.425462402,18310866.886177611,19164279.726992749,17489987.491820004,19164279.726992749,17642891.425462402]
["SC_1888_A2",18102364.582511216,17642891.425462402,18310866.886177611,19164279.726992749,17469679.938133121,19164279.726992749,17642891.425462402]
["SC_1941_A1",18102364.582511216,17642891.425462402,18310866.886177611,19164279.726992749,17688284.78076249,19164279.726992749,17642891.425462402]
["SC_1941_A2",18102364.582511216,17642891.425462402,18310866.886177611,19164279.726992749,17674069.493181672,19164279.726992749,17642891.425462402]
["SC_1901_A1",18053869.204575833,17642891.425462402,18240365.003919654,19003703.859747149,17574980.897353869,19003703.859747149,17642891.425462402]
["SC_1901_A2",18053869.204575833,17642891.425462402,18240365.003919654,19003703.859747149,17576884.930852238,19003703.859747149,17642891.425462402]
["SC_1953_A1",18102364.582511216,17642891.425462402,18310866.886177611,19164279.726992749,17497103.08226737,19164279.726992749,17642891.425462402]
["SC_2190_A1",18053869.204575833,17642891.425462402,18240365.003919654,19003703.859747149,17473021.770215657,19003703.859747149,17642891.425462402]
["SC_2190_A2",18053869.204575833,17642891.425462402,18240365.003919654,19003703.859747149,17593735.005079646,19003703.859747149,17642891.425462402]
["SC_1834_A1",18102364.582511216,17642891.425462402,18310866.886177611,19164279.726992749,17615766.93658895,19164279.726992749,17642891.425462402]
["SC_1834_A2",18102364.582511216,17642891.425462402,18310866.886177611,19164279.726992749,17631522.540171299,19164279.726992749,17642891.425462402]
["SC_1878_A1",18156582.415042978,17642891.425462402,18389687.990542002,19343803.546573326,17642871.691655051,19343803.546573326,17642891.425462402]
["SC_1874_A1",18003287.324069563,17642891.425462402,18952737.347464837,20626210.992932804,16816522.11101098,20626210.992932804,17642891.425462402]
["SC_1874_A2",18003287.324069563,17642891.425462402,18952737.347464837,20626210.992932804,16760848.616906589,20626210.992932804,17642891.425462402]
["SC_1988_A1",18053869.204575833,17642891.425462402,18240365.003919654,19003703.859747149,17558003.265326735,19003703.859747149,17642891.425462402]
["SC_1988_A2",18053869.204575833,17642891.425462402,18240365.003919654,19003703.859747149,17560383.307199698,19003703.859747149,17642891.425462402]
["SC_2123_A1",18102364.582511216,17642891.425462402,18310866.886177611,19164279.726992749,17441632.238324173,19164279.726992749,17642891.425462402]
["SC_2123_A2",18102364.582511216,17642891.425462402,18310866.886177611,19164279.726992749,17448854.322976176,19164279.726992749,17642891.425462402]
["SC_1869_A1",18003287.324069563,17642891.425462402,18952737.347464837,20626210.992932804,17241649.278540652,20626210.992932804,17642891.425462402]
["SC_2064_A2",18102364.582511216,17642891.425462402,18310866.886177611,19164279.726992749,17481513.269122664,19164279.726992749,17642891.425462402]
["SC_2007_A1",18053869.204575833,17642891.425462402,18240365.003919654,19003703.859747149,17353193.419708155,19003703.859747149,17642891.425462402]
["SC_2007_A2",18053869.204575833,17642891.425462402,18240365.003919654,19003703.859747149,17441963.267342944,19003703.859747149,17642891.425462402]
["SC_1914_A1",18010492.3012347,17642891.425462402,18177304.286336508,18860076.071513157,17674655.0532641,18860076.071513157,17642891.425462402]
["SC_1914_A2",18010492.3012347,17642891.425462402,18177304.286336508,18860076.071513157,17674249.560143229,18860076.071513157,17642891.425462402]
["SC_1921_A1",18053869.204575833,17642891.425462402,18240365.003919654,19003703.859747149,17437784.705832422,19003703.859747149,17642891.425462402]
["SC_1921_A2",18053869.204575833,17642891.425462402,18240365.003919654,19003703.859747149,17427312.521591388,19003703.859747149,17642891.425462402]
["SC_2172_A1",26935429.711336643,19025947.661377024,1862129.8642259073,13793496.30722725,16913563.792140182,13793496.30722725,17642891.425462402]
["SC_2172_A2",26935429.711336643,19025947.661377024,1862129.8642259073,13793496.30722725,17195892.782589398,13793496.30722725,17642891.425462402]
["SC_2194_A1",17642891.425462402,17642891.425462402,17642891.425462402,17642891.425462402,17642891.425462402,17642891.425462402,17642891.425462402]
["SC_2194_A2",17642891.425462402,17642891.425462402,17642891.425462402,17642891.425462402,17642891.425462402,17642891.425462402,17642891.425462402]
["SC_2224_A1",18053869.204575833,17642891.425462402,18240365.003919654,19003703.859747149,17415383.833093051,19003703.859747149,17642891.425462402]
["SC_2224_A2",18053869.204575833,17642891.425462402,18240365.003919654,19003703.859747149,17475759.596161027,19003703.859747149,17642891.425462402]
["SC_2024_A1",18053869.204575833,17642891.425462402,18240365.003919654,19003703.859747149,17608700.027062938,19003703.859747149,17642891.425462402]
["SC_2024_A2",18053869.204575833,17642891.425462402,18240365.003919654,19003703.859747149,17602289.13986304,19003703.859747149,17642891.425462402]

{"sheet":"ejecutar","index":9,"n_rows":20,"n_cols":14,"rows_kept":20,"cut":false,"hidden":false,"merged":[]}
[]
[]
[]
[]
[]
[]
[]
[null,null,null,null,null,null,null,null,null,null,null,"OPTIMIZADOR",null,"cbc"]
[]
[null,null,null,null,null,null,null,null,null,null,null,"PERIODO INICIAL",null,2023]
[]
[null,null,null,null,null,null,null,null,null,null,null,"PERIODO FINAL",null,2033]
[]
[null,null,null,null,null,null,null,null,null,null,null,"ESCALAR",null,0]
[]
[null,null,null,null,null,null,null,null,null,null,null,"TOLERANCIA ",null,9.9999999999999995E-7]
[]
[null,null,null,null,null,null,null,null,null,null,null,"TIEMPO MAXIMO",null,1000]
[]
[null,null,null,null,null,null,null,null,null,null,null,"OBRAS EN FILA 2",null,0]

{"sheet":"ASIGNACION","index":10,"n_rows":83,"n_cols":28,"rows_kept":83,"cut":false,"hidden":false,"merged":[]}
[null,null,null,null,null,null,"aprobado","aprobado","aprobado","aprobado","aprobado","aprobado","aprobado","aprobado","aprobado","aprobado","aprobado","calificacion","calificacion","calificacion","calificacion","calificacion","calificacion","calificacion","calificacion","calificacion","calificacion","calificacion"]
["nombre","barra","tipo","capacidad","periodoIni","Fila",2023,2024,2025,2026,2027,2028,2029,2030,2031,2032,2033,2023,2024,2025,2026,2027,2028,2029,2030,2031,2032,2033]
["SC_1222_A1","Chiquinquira 115","Eólico Onshore",70,2025,2,0,0,0,0,0,0,0,0,0,0,0,108826254.68093368,108826254.68093368,108826254.68093368,108826254.68093368,108826254.68093368,108826254.68093368,108826254.68093368,108826254.68093368,108826254.68093368,108826254.68093368,108826254.68093368]
["SC_1869_A1","Alto Ricaurte 115","Eólico Onshore",96.9,2026,2,0,0,0,0,0,0,0,0,0,0,0,108072749.29257539,108072749.29257539,108072749.29257539,108072749.29257539,108072749.29257539,108072749.29257539,108072749.29257539,108072749.29257539,108072749.29257539,108072749.29257539,108072749.29257539]
["SC_1874_A1","Alto Ricaurte 115","Eólico Onshore",96.9,2026,2,0,0,0,0,0,0,0,0,0,0,0,107647622.12504572,107647622.12504572,107647622.12504572,107647622.12504572,107647622.12504572,107647622.12504572,107647622.12504572,107647622.12504572,107647622.12504572,107647622.12504572,107647622.12504572]
["SC_1874_A2","Chiquinquira 115","Eólico Onshore",96.9,2026,2,0,0,0,0,0,0,0,0,0,0,0,107591948.63094132,107591948.63094132,107591948.63094132,107591948.63094132,107591948.63094132,107591948.63094132,107591948.63094132,107591948.63094132,107591948.63094132,107591948.63094132,107591948.63094132]
["SC_800_A1","Rio Piedras 13.8","Solar FV",2.72,2023,2,0,0,0,0,0,0,0,0,0,0,0,106590424.81427366,106590424.81427366,106590424.81427366,106590424.81427366,106590424.81427366,106590424.81427366,106590424.81427366,106590424.81427366,106590424.81427366,106590424.81427366,106590424.81427366]
["SC_1633_A1","Holcim 13.8","Solar FV",9.9,2024,2,0,1,1,1,1,1,1,1,1,1,1,106349768.48226938,106349768.48226938,106349768.48226938,106349768.48226938,106349768.48226938,106349768.48226938,106349768.48226938,106349768.48226938,106349768.48226938,106349768.48226938,106349768.48226938]
["SC_1633_A2","Holcim 115 kV","Solar FV",9.9,2024,2,0,0,0,0,0,0,0,0,0,0,0,106291806.90144868,106291806.90144868,106291806.90144868,106291806.90144868,106291806.90144868,106291806.90144868,106291806.90144868,106291806.90144868,106291806.90144868,106291806.90144868,106291806.90144868]
["SC_780_A2","Alto Ricaurte 115","PCH",8.7200000000000006,2027,2,0,0,0,0,0,0,0,0,0,0,0,106275001.50775516,106275001.50775516,106275001.50775516,106275001.50775516,106275001.50775516,106275001.50775516,106275001.50775516,106275001.50775516,106275001.50775516,106275001.50775516,106275001.50775516]
["SC_780_A1","Chiquinquira 115","PCH",8.7200000000000006,2027,2,0,0,0,0,0,0,0,0,0,0,0,106266945.87085083,106266945.87085083,106266945.87085083,106266945.87085083,106266945.87085083,106266945.87085083,106266945.87085083,106266945.87085083,106266945.87085083,106266945.87085083,106266945.87085083]
["SC_1890_A1","Duitama 115","Solar FV",40,2024,2,0,0,0,0,0,0,0,0,0,0,0,106185249.07587883,106185249.07587883,106185249.07587883,106185249.07587883,106185249.07587883,106185249.07587883,106185249.07587883,106185249.07587883,106185249.07587883,106185249.07587883,106185249.07587883]
["SC_1890_A2","Sochagota 115","Solar FV",40,2024,2,0,0,0,0,0,0,0,0,0,0,0,106166639.60220253,106166639.60220253,106166639.60220253,106166639.60220253,106166639.60220253,106166639.60220253,106166639.60220253,106166639.60220253,106166639.60220253,106166639.60220253,106166639.60220253]
["SC_1878_A1","Holcim 115 kV","Solar FV",6.7,2024,2,0,1,1,1,1,1,1,1,1,1,1,106140606.27020115,106140606.27020115,106140606.27020115,106140606.27020115,106140606.27020115,106140606.27020115,106140606.27020115,106140606.27020115,106140606.27020115,106140606.27020115,106140606.27020115]
["SC_1803_A2","Boavita 115","Solar FV",14.25,2026,2,0,0,0,0,0,0,0,0,0,0,0,105955681.90197982,105955681.90197982,105955681.90197982,105955681.90197982,105955681.90197982,105955681.90197982,105955681.90197982,105955681.90197982,105955681.90197982,105955681.90197982,105955681.90197982]
["SC_776_A2","Alto Ricaurte 115","PCH",19.899999999999999,2027,2,0,0,0,0,0,0,0,0,0,0,0,105920147.31613848,105920147.31613848,105920147.31613848,105920147.31613848,105920147.31613848,105920147.31613848,105920147.31613848,105920147.31613848,105920147.31613848,105920147.31613848,105920147.31613848]
["SC_775_A2","Alto Ricaurte 115","PCH",19.899999999999999,2027,2,0,0,0,0,0,0,0,0,0,0,0,105920147.31613848,105920147.31613848,105920147.31613848,105920147.31613848,105920147.31613848,105920147.31613848,105920147.31613848,105920147.31613848,105920147.31613848,105920147.31613848,105920147.31613848]
["SC_779_A2","Alto Ricaurte 115","PCH",19.899999999999999,2027,2,0,0,0,0,0,0,0,0,0,0,0,105920147.31613848,105920147.31613848,105920147.31613848,105920147.31613848,105920147.31613848,105920147.31613848,105920147.31613848,105920147.31613848,105920147.31613848,105920147.31613848,105920147.31613848]
["SC_777_A2","Alto Ricaurte 115","PCH",19.899999999999999,2027,2,0,0,0,0,0,0,0,0,0,0,0,105920147.31613848,105920147.31613848,105920147.31613848,105920147.31613848,105920147.31613848,105920147.31613848,105920147.31613848,105920147.31613848,105920147.31613848,105920147.31613848,105920147.31613848]
["SC_1851_A1","Tauramena 34.5","Solar FV",9.9,2024,2,0,1,1,1,1,1,1,1,1,1,1,105918929.63497081,105918929.63497081,105918929.63497081,105918929.63497081,105918929.63497081,105918929.63497081,105918929.63497081,105918929.63497081,105918929.63497081,105918929.63497081,105918929.63497081]
["SC_1803_A1","Boavita 34.5","Solar FV",14.25,2026,2,0,0,0,0,0,0,0,0,0,0,0,105907724.67992698,105907724.67992698,105907724.67992698,105907724.67992698,105907724.67992698,105907724.67992698,105907724.67992698,105907724.67992698,105907724.67992698,105907724.67992698,105907724.67992698]
["SC_779_A1","Chiquinquira 115","PCH",19.899999999999999,2027,2,0,0,0,0,0,0,0,0,0,0,0,105856610.01884094,105856610.01884094,105856610.01884094,105856610.01884094,105856610.01884094,105856610.01884094,105856610.01884094,105856610.01884094,105856610.01884094,105856610.01884094,105856610.01884094]
["SC_1851_A2","Tauramena 13.8","Solar FV",9.9,2024,2,0,0,0,0,0,0,0,0,0,0,0,105798732.80838411,105798732.80838411,105798732.80838411,105798732.80838411,105798732.80838411,105798732.80838411,105798732.80838411,105798732.80838411,105798732.80838411,105798732.80838411,105798732.80838411]
["SC_1941_A1","La Niata 34.5","Solar FV",9.9,2025,2,0,0,0,0,0,0,0,0,0,0,0,105783694.69304158,105783694.69304158,105783694.69304158,105783694.69304158,105783694.69304158,105783694.69304158,105783694.69304158,105783694.69304158,105783694.69304158,105783694.69304158,105783694.69304158]
["SC_1941_A2","La Niata 13.8","Solar FV",9.9,2025,2,0,0,0,0,0,0,0,0,0,0,0,105769479.40546076,105769479.40546076,105769479.40546076,105769479.40546076,105769479.40546076,105769479.40546076,105769479.40546076,105769479.40546076,105769479.40546076,105769479.40546076,105769479.40546076]
["SC_1834_A2","Sachica 34.5","Solar FV",15,2025,2,0,0,1,1,1,1,1,1,1,1,1,105726932.45245038,105726932.45245038,105726932.45245038,105726932.45245038,105726932.45245038,105726932.45245038,105726932.45245038,105726932.45245038,105726932.45245038,105726932.45245038,105726932.45245038]
["SC_1834_A1","Alto Ricaurte 34.5","Solar FV",15,2025,2,0,0,0,0,0,0,0,0,0,0,0,105711176.84886804,105711176.84886804,105711176.84886804,105711176.84886804,105711176.84886804,105711176.84886804,105711176.84886804,105711176.84886804,105711176.84886804,105711176.84886804,105711176.84886804]
["SC_1986_A2","Aguazul 115","Solar FV",19.899999999999999,2025,2,0,0,0,0,0,0,0,0,0,0,0,105689451.55636606,105689451.55636606,105689451.55636606,105689451.55636606,105689451.55636606,105689451.55636606,105689451.55636606,105689451.55636606,105689451.55636606,105689451.55636606,105689451.55636606]
["SC_1320_A2","Ramada 13.8","Solar FV",9.9,2025,2,0,0,1,1,1,1,1,1,1,1,1,105685935.32415491,105685935.32415491,105685935.32415491,105685935.32415491,105685935.32415491,105685935.32415491,105685935.32415491,105685935.32415491,105685935.32415491,105685935.32415491,105685935.32415491]
["SC_544_A2","Tunja 34.5","Solar FV",19.899999999999999,2025,2,0,0,0,0,0,0,0,0,0,0,0,105674119.14323361,105674119.14323361,105674119.14323361,105674119.14323361,105674119.14323361,105674119.14323361,105674119.14323361,105674119.14323361,105674119.14323361,105674119.14323361,105674119.14323361]
["SC_544_A1","Muiscas 34.5","Solar FV",19.899999999999999,2025,2,0,0,0,0,0,0,0,0,0,0,0,105671147.74533974,105671147.74533974,105671147.74533974,105671147.74533974,105671147.74533974,105671147.74533974,105671147.74533974,105671147.74533974,105671147.74533974,105671147.74533974,105671147.74533974]
["SC_1320_A1","Ramada 34.5","Solar FV",9.9,2025,2,0,0,0,0,0,0,0,0,0,0,0,105667713.47568786,105667713.47568786,105667713.47568786,105667713.47568786,105667713.47568786,105667713.47568786,105667713.47568786,105667713.47568786,105667713.47568786,105667713.47568786,105667713.47568786]
["SC_1986_A1","Aguazul 34.5","Solar FV",19.899999999999999,2025,2,0,0,0,0,0,0,0,0,0,0,0,105657182.17523848,105657182.17523848,105657182.17523848,105657182.17523848,105657182.17523848,105657182.17523848,105657182.17523848,105657182.17523848,105657182.17523848,105657182.17523848,105657182.17523848]
["SC_1328_A1","Ramada 34.5","Solar FV",9.9,2025,2,0,0,0,0,0,0,0,0,0,0,0,105615619.8222331,105615619.8222331,105615619.8222331,105615619.8222331,105615619.8222331,105615619.8222331,105615619.8222331,105615619.8222331,105615619.8222331,105615619.8222331,105615619.8222331]
["SC_1328_A2","Ramada 13.8","Solar FV",9.9,2025,2,0,0,1,1,1,1,1,1,1,1,1,105614305.80405335,105614305.80405335,105614305.80405335,105614305.80405335,105614305.80405335,105614305.80405335,105614305.80405335,105614305.80405335,105614305.80405335,105614305.80405335,105614305.80405335]
["SC_486_A2","Sachica 34.5","Solar FV",9.9,2025,2,0,0,0,0,0,0,0,0,0,0,0,105603807.99335921,105603807.99335921,105603807.99335921,105603807.99335921,105603807.99335921,105603807.99335921,105603807.99335921,105603807.99335921,105603807.99335921,105603807.99335921,105603807.99335921]
["SC_486_A1","Alto Ricaurte 34.5","Solar FV",9.9,2025,2,0,0,0,0,0,0,0,0,0,0,0,105593463.08659872,105593463.08659872,105593463.08659872,105593463.08659872,105593463.08659872,105593463.08659872,105593463.08659872,105593463.08659872,105593463.08659872,105593463.08659872,105593463.08659872]
["SC_1953_A1","Sochagota 115","Solar FV",69.900000000000006,2025,2,0,0,0,0,0,0,0,0,0,0,0,105592512.99454646,105592512.99454646,105592512.99454646,105592512.99454646,105592512.99454646,105592512.99454646,105592512.99454646,105592512.99454646,105592512.99454646,105592512.99454646,105592512.99454646]
["SC_1888_A1","Chiquinquira 34.5","Solar FV",9.9,2025,2,0,0,1,1,1,1,1,1,1,1,1,105585397.40409909,105585397.40409909,105585397.40409909,105585397.40409909,105585397.40409909,105585397.40409909,105585397.40409909,105585397.40409909,105585397.40409909,105585397.40409909,105585397.40409909]
["SC_2064_A2","Sirata 34.5","Solar FV",9.9,2025,2,0,0,0,0,0,0,0,0,0,0,0,105576923.18140174,105576923.18140174,105576923.18140174,105576923.18140174,105576923.18140174,105576923.18140174,105576923.18140174,105576923.18140174,105576923.18140174,105576923.18140174,105576923.18140174]
["SC_1888_A2","Chiquinquira 13.8","Solar FV",9.9,2025,2,0,0,0,0,0,0,0,0,0,0,0,105565089.8504122,105565089.8504122,105565089.8504122,105565089.8504122,105565089.8504122,105565089.8504122,105565089.8504122,105565089.8504122,105565089.8504122,105565089.8504122,105565089.8504122]
["SC_2123_A2","Alcaravan 220","Solar FV",209.6,2025,2,0,0,0,0,0,0,0,0,0,0,0,105544264.23525526,105544264.23525526,105544264.23525526,105544264.23525526,105544264.23525526,105544264.23525526,105544264.23525526,105544264.23525526,105544264.23525526,105544264.23525526,105544264.23525526]
["SC_2123_A1","Alcaravan 115","Solar FV",209.6,2025,2,0,0,0,0,0,0,0,0,0,0,0,105537042.15060326,105537042.15060326,105537042.15060326,105537042.15060326,105537042.15060326,105537042.15060326,105537042.15060326,105537042.15060326,105537042.15060326,105537042.15060326,105537042.15060326]
["SC_1774_A2","Sirata 34.5","Solar FV",8,2025,2,0,0,1,1,1,1,1,1,1,1,1,105491430.17222294,105491430.17222294,105491430.17222294,105491430.17222294,105491430.17222294,105491430.17222294,105491430.17222294,105491430.17222294,105491430.17222294,105491430.17222294,105491430.17222294]
["SC_626_A2","Duitama 34.5","Solar FV",19.899999999999999,2025,2,0,0,0,0,0,0,0,0,0,0,0,105426304.55888377,105426304.55888377,105426304.55888377,105426304.55888377,105426304.55888377,105426304.55888377,105426304.55888377,105426304.55888377,105426304.55888377,105426304.55888377,105426304.55888377]
["SC_626_A1","Duitama 115","Solar FV",19.899999999999999,2025,2,0,0,0,0,0,0,0,0,0,0,0,105424521.72014745,105424521.72014745,105424521.72014745,105424521.72014745,105424521.72014745,105424521.72014745,105424521.72014745,105424521.72014745,105424521.72014745,105424521.72014745,105424521.72014745]
["SC_2024_A1","Boavita 34.5","Solar FV",9.9,2026,2,0,0,0,1,1,1,1,1,1,1,1,105344248.87828027,105344248.87828027,105344248.87828027,105344248.87828027,105344248.87828027,105344248.87828027,105344248.87828027,105344248.87828027,105344248.87828027,105344248.87828027,105344248.87828027]
["SC_2024_A2","Boavita 115","Solar FV",9.9,2026,2,0,0,0,0,0,0,0,0,0,0,0,105337837.99108037,105337837.99108037,105337837.99108037,105337837.99108037,105337837.99108037,105337837.99108037,105337837.99108037,105337837.99108037,105337837.99108037,105337837.99108037,105337837.99108037]
["SC_2190_A2","Aguazul 115","Solar FV",17,2026,2,0,0,0,1,1,1,1,1,1,1,1,105329283.85629697,105329283.85629697,105329283.85629697,105329283.85629697,105329283.85629697,105329283.85629697,105329283.85629697,105329283.85629697,105329283.85629697,105329283.85629697,105329283.85629697]
["SC_1901_A2","Ramada 115","Solar FV",50,2026,2,0,0,0,0,0,0,0,0,0,0,0,105312433.78206956,105312433.78206956,105312433.78206956,105312433.78206956,105312433.78206956,105312433.78206956,105312433.78206956,105312433.78206956,105312433.78206956,105312433.78206956,105312433.78206956]
["SC_1901_A1","Suamox 115","Solar FV",50,2026,2,0,0,0,0,0,0,0,0,0,0,0,105310529.7485712,105310529.7485712,105310529.7485712,105310529.7485712,105310529.7485712,105310529.7485712,105310529.7485712,105310529.7485712,105310529.7485712,105310529.7485712,105310529.7485712]
["SC_1988_A2","Yopal 115","Solar FV",40,2026,2,0,0,0,0,0,0,0,0,0,0,0,105295932.15841703,105295932.15841703,105295932.15841703,105295932.15841703,105295932.15841703,105295932.15841703,105295932.15841703,105295932.15841703,105295932.15841703,105295932.15841703,105295932.15841703]
["SC_1988_A1","Yopalosa 115","Solar FV",40,2026,2,0,0,0,0,0,0,0,0,0,0,0,105293552.11654407,105293552.11654407,105293552.11654407,105293552.11654407,105293552.11654407,105293552.11654407,105293552.11654407,105293552.11654407,105293552.11654407,105293552.11654407,105293552.11654407]
["SC_1489_A2","Yopal 115","Solar FV",40,2026,2,0,0,0,0,0,0,0,0,0,0,0,105259438.1830316,105259438.1830316,105259438.1830316,105259438.1830316,105259438.1830316,105259438.1830316,105259438.1830316,105259438.1830316,105259438.1830316,105259438.1830316,105259438.1830316]
["SC_2224_A2","Yopalosa 115","Solar FV",65,2026,2,0,0,0,1,1,1,1,1,1,1,1,105211308.44737835,105211308.44737835,105211308.44737835,105211308.44737835,105211308.44737835,105211308.44737835,105211308.44737835,105211308.44737835,105211308.44737835,105211308.44737835,105211308.44737835]
["SC_2190_A1","Pinalito 34.5","Solar FV",17,2026,2,0,0,0,0,0,0,0,0,0,0,0,105208570.62143299,105208570.62143299,105208570.62143299,105208570.62143299,105208570.62143299,105208570.62143299,105208570.62143299,105208570.62143299,105208570.62143299,105208570.62143299,105208570.62143299]
["SC_1755_A2","Alcaravan 220","Solar FV",75,2026,2,0,0,0,0,0,0,0,0,0,0,0,105182959.5041804,105182959.5041804,105182959.5041804,105182959.5041804,105182959.5041804,105182959.5041804,105182959.5041804,105182959.5041804,105182959.5041804,105182959.5041804,105182959.5041804]
["SC_2007_A2","Yopal 1 34.5","Solar FV",19.899999999999999,2026,2,0,0,0,0,0,0,0,0,0,0,0,105177512.11856027,105177512.11856027,105177512.11856027,105177512.11856027,105177512.11856027,105177512.11856027,105177512.11856027,105177512.11856027,105177512.11856027,105177512.11856027,105177512.11856027]
["SC_1755_A1","Alcaravan 115","Solar FV",75,2026,2,0,0,0,0,0,0,0,0,0,0,0,105177035.84440769,105177035.84440769,105177035.84440769,105177035.84440769,105177035.84440769,105177035.84440769,105177035.84440769,105177035.84440769,105177035.84440769,105177035.84440769,105177035.84440769]
["SC_1921_A1","Alcaravan 220","Solar FV",100,2026,2,0,0,0,0,1,1,1,1,1,1,1,105173333.55704975,105173333.55704975,105173333.55704975,105173333.55704975,105173333.55704975,105173333.55704975,105173333.55704975,105173333.55704975,105173333.55704975,105173333.55704975,105173333.55704975]
["SC_659_A1","Alcaravan 115","Solar FV",50,2026,2,0,0,0,0,0,0,0,0,0,0,0,105170689.0660798,105170689.0660798,105170689.0660798,105170689.0660798,105170689.0660798,105170689.0660798,105170689.0660798,105170689.0660798,105170689.0660798,105170689.0660798,105170689.0660798]
["SC_1921_A2","Alcaravan 115","Solar FV",100,2026,2,0,0,0,0,0,0,0,0,0,0,0,105162861.37280872,105162861.37280872,105162861.37280872,105162861.37280872,105162861.37280872,105162861.37280872,105162861.37280872,105162861.37280872,105162861.37280872,105162861.37280872,105162861.37280872]
["SC_1689_A1","Chiquinquira 115","Solar FV",45,2026,2,0,0,0,0,0,0,0,0,0,0,0,105155691.86395682,105155691.86395682,105155691.86395682,105155691.86395682,105155691.86395682,105155691.86395682,105155691.86395682,105155691.86395682,105155691.86395682,105155691.86395682,105155691.86395682]
["SC_2224_A1","Paz de Ariporo 115","Solar FV",65,2026,2,0,0,0,0,0,0,0,0,0,0,0,105150932.68431038,105150932.68431038,105150932.68431038,105150932.68431038,105150932.68431038,105150932.68431038,105150932.68431038,105150932.68431038,105150932.68431038,105150932.68431038,105150932.68431038]
["SC_659_A2","Aguazul 115","Solar FV",50,2026,2,0,0,0,0,0,0,0,0,0,0,0,105144878.834213,105144878.834213,105144878.834213,105144878.834213,105144878.834213,105144878.834213,105144878.834213,105144878.834213,105144878.834213,105144878.834213,105144878.834213]
["SC_1489_A1","Yopalosa 115","Solar FV",40,2026,2,0,0,0,0,0,0,0,0,0,0,0,105136998.25112252,105136998.25112252,105136998.25112252,105136998.25112252,105136998.25112252,105136998.25112252,105136998.25112252,105136998.25112252,105136998.25112252,105136998.25112252,105136998.25112252]
["SC_1689_A2","Alto Ricaurte 115","Solar FV",45,2026,2,0,0,0,0,0,0,0,0,0,0,0,105133461.21506697,105133461.21506697,105133461.21506697,105133461.21506697,105133461.21506697,105133461.21506697,105133461.21506697,105133461.21506697,105133461.21506697,105133461.21506697,105133461.21506697]
["SC_2007_A1","Morichal 34.5","Solar FV",19.899999999999999,2026,2,0,0,0,0,0,1,1,1,1,1,1,105088742.27092549,105088742.27092549,105088742.27092549,105088742.27092549,105088742.27092549,105088742.27092549,105088742.27092549,105088742.27092549,105088742.27092549,105088742.27092549,105088742.27092549]
["SC_1914_A1","Muiscas 115","Solar FV",70,2027,2,0,0,0,0,0,0,0,0,0,0,0,105088324.60120615,105088324.60120615,105088324.60120615,105088324.60120615,105088324.60120615,105088324.60120615,105088324.60120615,105088324.60120615,105088324.60120615,105088324.60120615,105088324.60120615]
["SC_1914_A2","Tunja 115","Solar FV",70,2027,2,0,0,0,0,0,0,0,0,0,0,0,105087919.10808529,105087919.10808529,105087919.10808529,105087919.10808529,105087919.10808529,105087919.10808529,105087919.10808529,105087919.10808529,105087919.10808529,105087919.10808529,105087919.10808529]
["SC_1055_A1","Duitama 115","Solar FV",40,2027,2,0,0,0,0,1,1,1,1,1,1,1,105051735.60526608,105051735.60526608,105051735.60526608,105051735.60526608,105051735.60526608,105051735.60526608,105051735.60526608,105051735.60526608,105051735.60526608,105051735.60526608,105051735.60526608]
["SC_1055_A2","Sochagota 115","Solar FV",40,2027,2,0,0,0,0,0,0,0,0,0,0,0,105051428.10631607,105051428.10631607,105051428.10631607,105051428.10631607,105051428.10631607,105051428.10631607,105051428.10631607,105051428.10631607,105051428.10631607,105051428.10631607,105051428.10631607]
["SC_1064_A2","Bavaria 115 kV","Solar FV",60,2027,2,0,0,0,0,0,0,0,0,0,0,0,104972511.26040578,104972511.26040578,104972511.26040578,104972511.26040578,104972511.26040578,104972511.26040578,104972511.26040578,104972511.26040578,104972511.26040578,104972511.26040578,104972511.26040578]
["SC_1064_A1","Duitama 115","Solar FV",60,2027,2,0,0,0,0,0,0,0,0,0,0,0,104970145.88386735,104970145.88386735,104970145.88386735,104970145.88386735,104970145.88386735,104970145.88386735,104970145.88386735,104970145.88386735,104970145.88386735,104970145.88386735,104970145.88386735]
["SC_1481_A2","San Antonio 220","Solar FV",150,2027,2,0,0,0,0,0,0,0,0,0,0,0,104465469.14562912,104465469.14562912,104465469.14562912,104465469.14562912,104465469.14562912,104465469.14562912,104465469.14562912,104465469.14562912,104465469.14562912,104465469.14562912,104465469.14562912]
["SC_1481_A1","Alcaravan 220","Solar FV",150,2027,2,0,0,0,0,0,0,0,0,0,0,0,103727913.20259455,103727913.20259455,103727913.20259455,103727913.20259455,103727913.20259455,103727913.20259455,103727913.20259455,103727913.20259455,103727913.20259455,103727913.20259455,103727913.20259455]
["SC_2194_A2","Suamox 115","Termica - Ciclo abierto",0,2024,2,0,0,0,0,0,0,0,0,0,0,0,102328770.26768193,102328770.26768193,102328770.26768193,102328770.26768193,102328770.26768193,102328770.26768193,102328770.26768193,102328770.26768193,102328770.26768193,102328770.26768193,102328770.26768193]
["SC_2194_A1","Acerias Paz del Rio 115","Termica - Ciclo abierto",0,2024,2,0,0,0,0,0,0,0,0,0,0,0,102328770.26768193,102328770.26768193,102328770.26768193,102328770.26768193,102328770.26768193,102328770.26768193,102328770.26768193,102328770.26768193,102328770.26768193,102328770.26768193,102328770.26768193]
["SC_1477_A2","Suamox 115","Solar FV",0,2024,2,0,0,0,0,0,0,0,0,0,0,0,102328770.26768193,102328770.26768193,102328770.26768193,102328770.26768193,102328770.26768193,102328770.26768193,102328770.26768193,102328770.26768193,102328770.26768193,102328770.26768193,102328770.26768193]
["SC_1477_A1","Acerias Paz del Rio 115","Solar FV",0,2024,2,0,0,0,0,0,0,0,0,0,0,1,102328770.26768193,102328770.26768193,102328770.26768193,102328770.26768193,102328770.26768193,102328770.26768193,102328770.26768193,102328770.26768193,102328770.26768193,102328770.26768193,102328770.26768193]
["SC_2172_A2","Aguazul 115","Termica - Ciclo abierto",9.9,2024,2,0,1,1,1,1,1,1,1,1,1,1,91002511.90800859,91002511.90800859,91002511.90800859,91002511.90800859,91002511.90800859,91002511.90800859,91002511.90800859,91002511.90800859,91002511.90800859,91002511.90800859,91002511.90800859]
["SC_2172_A1","Aguazul 34.5","Termica - Ciclo abierto",9.9,2024,2,0,0,0,0,0,0,0,0,0,0,0,90720182.91755937,90720182.91755937,90720182.91755937,90720182.91755937,90720182.91755937,90720182.91755937,90720182.91755937,90720182.91755937,90720182.91755937,90720182.91755937,90720182.91755937]
["SC_1759_A1","San Antonio (Boyaca) 115","Termica - Ciclo combinado",15,2023,2,1,1,1,1,1,1,1,1,1,1,1,89524893.32656306,89524893.32656306,89524893.32656306,89524893.32656306,89524893.32656306,89524893.32656306,89524893.32656306,89524893.32656306,89524893.32656306,89524893.32656306,89524893.32656306]

{"sheet":"RESUMEN","index":11,"n_rows":7,"n_cols":13,"rows_kept":7,"cut":false,"hidden":false,"merged":[]}
[null,null,"capacidad aprobada","capacidad aprobada","capacidad aprobada","capacidad aprobada","capacidad aprobada","capacidad aprobada","capacidad aprobada","capacidad aprobada","capacidad aprobada","capacidad aprobada","capacidad aprobada"]
["tipo","Fila",2023,2024,2025,2026,2027,2028,2029,2030,2031,2032,2033]
["Eólico Onshore",2,0,0,0,0,0,0,0,0,0,0,0]
["PCH",2,0,0,0,0,0,0,0,0,0,0,0]
["Solar FV",2,0,26.5,79.2,171.1,311.09999999999997,331,331,331,331,331,331]
["Termica - Ciclo abierto",2,0,9.9,9.9,9.9,9.9,9.9,9.9,9.9,9.9,9.9,9.9]
["Termica - Ciclo combinado",2,15,15,15,15,15,15,15,15,15,15,15]

{"sheet":"RESUMEN %","index":12,"n_rows":7,"n_cols":13,"rows_kept":7,"cut":false,"hidden":true,"merged":[]}
[null,null,"capacidad aprobada","capacidad aprobada","capacidad aprobada","capacidad aprobada","capacidad aprobada","capacidad aprobada","capacidad aprobada","capacidad aprobada","capacidad aprobada","capacidad aprobada","capacidad aprobada"]
["tipo","Fila",2023,2024,2025,2026,2027,2028,2029,2030,2031,2032,2033]
["Eólico Onshore",2,0,0,0,0,0,0,0,0,0,0,0]
["PCH",2,0,0,0,0,0,0,0,0,0,0,0]
["Solar FV",2,0,26.5,79.2,171.1,311.09999999999997,331,331,331,331,331,331]
["Termica - Ciclo abierto",2,0,9.9,9.9,9.9,9.9,9.9,9.9,9.9,9.9,9.9,9.9]
["Termica - Ciclo combinado",2,15,15,15,15,15,15,15,15,15,15,15]

{"sheet":"EXPANSION","index":13,"n_rows":0,"n_cols":0,"rows_kept":0,"cut":false,"hidden":true,"merged":[]}

{"sheet":"BENEFICIO","index":14,"n_rows":2,"n_cols":12,"rows_kept":2,"cut":false,"hidden":true,"merged":[]}
["fila",2023,2024,2025,2026,2027,2028,2029,2030,2031,2032,2033]
[2,294971.24985300784,294971.24985300784,294971.24985300784,294971.24985300784,294971.24985300784,294971.24985300784,294971.24985300784,294971.24985300784,294971.24985300784,294971.24985300784,294971.24985300784]

{"sheet":"INTERCAMBIO","index":15,"n_rows":2,"n_cols":13,"rows_kept":2,"cut":false,"hidden":true,"merged":[]}
["area","fila",2023,2024,2025,2026,2027,2028,2029,2030,2031,2032,2033]
["Boyaca-Casanare",2,-100,-100,-100,-100,-100,-100,-100,-100,-100,-100,-100]

{"sheet":"PORCENTAJE BARRAS","index":16,"n_rows":67,"n_cols":13,"rows_kept":67,"cut":false,"hidden":false,"merged":[]}
["barra","fila",2023,2024,2025,2026,2027,2028,2029,2030,2031,2032,2033]
["Acerias Paz del Rio 115",2,0,0,0,0,0,0,0,0,0,0,0]
["Aguaclara 115",2,0,0,0,0,0,0,0,0,0,0,0]
["Aguazul 115",2,0,0.15453658536585366,0.33270833432237756,0.49127222905138768,0.44094173862063624,0.44094173862063613,0.33727957955283916,0.30180366840491379,0.28202743371920741,0.26468356159462736,0.42349369855140373]
["Aguazul 34.5",2,0,0,0,0,0,0,0,0,0,0,0]
["Alcaravan 115",2,null,null,0,0,0,0,0,0,0,0,0]
["Alcaravan 220",2,null,null,0,0,1,1,0.8,0.69565217391304346,0.66666666666666663,0.61538461538461542,0.98461538461538467]
["Alto Ricaurte 115",2,0,0,0,0,0,0,0,0,0,0,0]
["Alto Ricaurte 34.5",2,0,0,0,0,0,0,0,0,0,0,0]
["Bavaria 115 kV",2,0,0,0,0,0,0,0,0,0,0,0]
["Boavita 115",2,0,0,0,0,0,0,0,0,0,0,0]
["Boavita 34.5",2,0,0,0,0.33380309515969708,0.33380309515969708,0.33380309515969708,0.33380309515969708,0.33032258064516129,0.33379279121693234,0.33031249045422612,0.33031249045422612]
["Cementos Argos",2,0,0,0,0,0,0,0,0,0,0,0]
["Chiquinquira 115",2,0,0,0,0,0,0,0,0,0,0,0]
["Chiquinquira 13.8",2,0,0,0,0,0,0,0,0,0,0,0]
["Chiquinquira 34.5",2,0,0,0.14880267760794774,0.14880267760794774,0.13840141444898968,0.13840141444898968,0.11482446356447351,0.11534441851908295,0.11492598194835796,0.11544045094990932,0.11502131859865043]
["Diaco 115",2,0,0,0,0,0,0,0,0,0,0,0]
["Duitama 115",2,0,0,0,0,0.36183745583038868,0.36183745583038868,0.32100313479623827,0.32100313479623827,0.32100313479623827,0.32100313479623827,0.34240334378265413]
["Duitama 34.5",2,0,0,0,0,0,0,0,0,0,0,0]
["El Huche 115",2,0,0,0,0,0,0,0,0,0,0,0]
["Firavitoba 34.5",2,0,0,0,0,0,0,0,0,0,0,0]
["Guateque 115",2,0,0,0,0,0,0,0,0,0,0,0]
["Holcim 115 kV",2,0,0.16582307067731639,8.1121647960833224E-2,8.6119006681324009E-2,8.6119006681324009E-2,8.7485975041345018E-2,8.7485975041345018E-2,9.0308103268485179E-2,9.0308103268485179E-2,9.0308103268485179E-2,9.1741565225127802E-2]
["Holcim 13.8",2,0,0.28285714285714286,0.19800000000000001,0.19800000000000001,0.19800000000000001,0.19800000000000001,0.19800000000000001,0.19800000000000001,0.19800000000000001,0.19800000000000001,0.19800000000000001]
["Jenesano 115",2,0,0,0,0,0,0,0,0,0,0,0]
["Jenesano 34.5",2,0,0,0,0,0,0,0,0,0,0,0]
["La Niata 13.8",2,0,0,0,0,0,0,0,0,0,0,0]
["La Niata 34.5",2,0,0,0,0,0,0,0,0,0,0,0]
["Mambita 115",2,0,0,0,0,0,0,0,0,0,0,0]
["Morichal 34.5",2,0,0,0,0,0,0.57108576547073719,0.57108576547073719,0.56600975861983716,0.56830767353198364,0.56328071448060313,0.56877555954880088]
["Morro 115",2,0,0,0,0,0,0,0,0,0,0,0]
["Muiscas 115",2,0,0,0,0,0,0,0,0,0,0,0]
["Muiscas 34.5",2,0,0,0,0,0,0,0,0,0,0,0]
["Otanche 115",2,0,0,0,0,0,0,0,0,0,0,0]
["Paipa 115",2,0,0,0,0,0,0,0,0,0,0,0]
["Paipa 220",2,0,0,0,0,0,0,0,0,0,0,0]
["Paz de Ariporo 115",2,0,0,0,0,0,0,0,0,0,0,0]
["Pinalito 13.8",2,0,0,0,0,0,0,0,0,0,0,0]
["Pinalito 34.5",2,0,0,0,0,0,0,0,0,0,0,0]
["Ramada 115",2,0,0,0,0,0,0,0,0,0,0,0]
["Ramada 13.8",2,0,0,0.39600000000000002,0.39600000000000002,0.85621621621621624,0.39974763406940067,0.39974763406940067,0.39974763406940067,0.39974763406940067,0.39974763406940067,0.39974763406940067]
["Ramada 34.5",2,0,0,0,0,0,0,0,0,0,0,0]
["Rio Piedras 13.8",2,0,0,0,0,0,0,0,0,0,0,0]
["Sachica 34.5",2,0,0,0.21452513966480447,0.23076923076923078,0.2,0.2,0.15789473684210525,0.15047021943573669,0.15047021943573669,0.15047021943573669,0.18786692759295498]
["San Antonio (Boyaca) 115",2,0.3686215689215539,0.4614772031491281,0.15473147390291506,0.15473147390291506,0.31662763543388373,0.13705872511293291,0.10781311691160342,0.10661576504273133,0.10544471617968851,0.10317813510222931,0.12698847397197457]
["San Antonio 220",2,0,0,0,0,0,0,0,0,0,0,0]
["San Antonio 34.5",2,0,0,0,0,0,0,0,0,0,0,0]
["San Luis 115",2,0,0,0,0,0,0,0,0,0,0,0]
["Santa Maria 115",2,0,0,0,0,0,0,0,0,0,0,0]
["Santa Rosalia 115",2,0,0,0,0,0,0,0,0,0,0,0]
["Sidenal 115",2,0,0,0,0,0,0,0,0,0,0,0]
["Sirata 34.5",2,0,0,8.0250783699059566E-2,8.0250783699059566E-2,0.30498883097542817,8.037873770451591E-2,8.037873770451591E-2,8.037873770451591E-2,8.037873770451591E-2,8.037873770451591E-2,8.037873770451591E-2]
["Sochagota 115",2,0,0,0,0,0,0,0,0,0,0,0]
["Sochagota 220",2,0,0,0,0,0,0,0,0,0,0,0]
["Sta Rosa 115",2,0,0,0,0,0,0,0,0,0,0,0]
["Suamox 115",2,0,0,0,0,0,0,0,0,0,0,0]
["Tauramena 13.8",2,0,0,0,0,0,0,0,0,0,0,0]
["Tauramena 34.5",2,0,0.37697408222690021,0.36177806099526927,0.41472994976068028,0.35399425506672633,0.3614816397511203,0.3614816397511203,0.36768013067842809,0.35275899802297195,0.35275899802297195,0.35275899802297195]
["Termoyopal 115",2,0,0,0,0,0,0,0,0,0,0,0]
["Toquilla 115",2,0,0,0,0,0,0,0,0,0,0,0]
["Tunja 115",2,0,0,0,0,0,0,0,0,0,0,0]
["Tunja 34.5",2,0,0,0,0,0,0,0,0,0,0,0]
["Tunjita 115",2,0,0,0,0,0,0,0,0,0,0,0]
["Yopal 1 34.5",2,0,0,0,0,0,0,0,0,0,0,0]
["Yopal 115",2,0,0,0,0,0,0,0,0,0,0,0]
["Yopal 2 34.5",2,0,0,0,0,0,0,0,0,0,0,0]
["Yopalosa 115",2,0,0,0,0.81703968128741333,0.70609578260010941,0.70609578260010941,0.55529214985915032,0.50171548273848243,0.45756764225405855,0.51111274582434807,0.68966020523491411]

{"sheet":"PORCENTAJE AREAS","index":17,"n_rows":2,"n_cols":13,"rows_kept":2,"cut":false,"hidden":true,"merged":[]}
["area","fila",2023,2024,2025,2026,2027,2028,2029,2030,2031,2032,2033]
["Boyaca-Casanare",2,-1.000001000001E-4,-1.000001000001E-4,-1.000001000001E-4,-1.000001000001E-4,-1.000001000001E-4,-1.000001000001E-4,-1.000001000001E-4,-1.000001000001E-4,-1.000001000001E-4,-1.000001000001E-4,-1.000001000001E-4]

{"sheet":"PORCENTAJE ZONAS","index":18,"n_rows":11,"n_cols":13,"rows_kept":11,"cut":false,"hidden":false,"merged":[]}
["zona","fila",2023,2024,2025,2026,2027,2028,2029,2030,2031,2032,2033]
["Zona1",2,0,0.15453658536585366,0.33270833432237756,0.49127222905138768,0.42247578044902867,0.42247578044902867,0.33727957955283916,0.30180366840491379,0.28202743371920741,0.26468356159462736,0.40436750266106275]
["Zona10",2,0,0,0,0,1,1,0.8,0.69565217391304346,0.66666666666666663,0.61538461538461542,0.98461538461538467]
["Zona2",2,0,0,0,0,0,0,0,0,0,0,0]
["Zona3",2,0.27644544431946005,0.67061326856911563,0.3103983132635782,0.40764335444425615,0.71300669572043851,0.71300669572043851,0.55992704406020799,0.51564434273872584,0.47785262456114791,0.44522216732651909,0.68155165373621895]
["Zona4",2,0,0.10335219719540829,0.36177806099526927,0.41472994976068028,0.35399425506672633,0.3614816397511203,0.32541832684652938,0.29510501262538752,0.26995793560660275,0.25892588125394561,0.35275899802297195]
["Zona5",2,0,0,0,0,0,0.25674640378249358,0.25469265306813843,0.25469265306813843,0.25267149809936867,0.25267149809936867,0.25068216897930584]
["Zona6",2,0,0,0.27799999999999997,0.27799999999999997,0.27799999999999997,0.27799999999999997,0.27799999999999997,0.27799999999999997,0.27799999999999997,0.27799999999999997,0.27799999999999997]
["Zona7",2,0,0,0.34176419300363342,0.36425094224395277,0.30794168139788519,0.32401048367881818,0.24700972009976144,0.21975936862694873,0.21196113680054032,0.20125381086280894,0.28929604374812079]
["Zona8",2,0,0,0,0.80749616404945956,0.69895675975376614,0.69895675975376603,0.52805648570492769,0.46471478403719624,0.45756764225405855,0.51111274582434807,0.68966020523491411]
["Zona9",2,0,0,0,0,0,0,0,0,0,0,0]