{"text_format":"1","workbook":"xlsx","n_sheets":19,"sheets":["areas","barras","criterios","obras","proyectos","cortocircuito","zonas","zonaBarra","calificacionProyectos","ejecutar","ASIGNACION","RESUMEN","RESUMEN %","EXPANSION","BENEFICIO","INTERCAMBIO","PORCENTAJE BARRAS","PORCENTAJE AREAS","PORCENTAJE ZONAS"],"not_rendered":{"charts":0,"images":0,"macros":1,"external_links":0,"defined_names":7,"comments":0,"pivot_tables":0},"unopened":[],"bounds":{"document_bytes":16777216,"sheet_cells":100000,"rows_first":2000,"rows_last":500,"rows_between":2000,"halvings":0,"cell_chars":16384,"cell_head_chars":4096},"cells_cut":0,"cells_raw":0,"read":"whole","date_system":"1900"}

{"sheet":"areas","index":0,"n_rows":12,"n_cols":8,"rows_kept":12,"cut":false,"hidden":true,"merged":[]}
["nombre","periodo","limiteimportacion","limiteexportacion","demanda","generacion","factorimportacion","factorexportacion"]
["CQR",2023,9999999,999999,200,300,1,1]
["CQR",2024,9999999,999999,200,300,1,1]
["CQR",2025,9999999,999999,200,300,1,1]
["CQR",2026,9999999,999999,200,300,1,1]
["CQR",2027,9999999,999999,200,300,1,1]
["CQR",2028,9999999,999999,200,300,1,1]
["CQR",2029,9999999,999999,200,300,1,1]
["CQR",2030,9999999,999999,200,300,1,1]
["CQR",2031,9999999,999999,200,300,1,1]
["CQR",2032,9999999,999999,200,300,1,1]
["CQR",2033,9999999,999999,200,300,1,1]

{"sheet":"barras","index":1,"n_rows":815,"n_cols":7,"rows_kept":815,"cut":false,"hidden":false,"merged":[[705,6,707,6]]}
["nombre","periodo","capacidad","cortocircuito","factorcapacidad","factorcorto"]
["Acasa 115",2023,76.953125,18.642993422047802,1,1]
["Ambalema 13.2",2023,8.3397373557090759,18.197940150855,1,1]
["Ambalema 34.5",2023,19.6875,15.11932971746876,1,1]
["Armenia 115",2023,207.8125,19.694124221931499,1,1]
["Armenia 220",2023,450,21.256604401680161,1,1]
["Beltran 34.5",2023,20,15.23212374967593,1,1]
["Buencafe 115",2023,26.171875,21.988884112915429,1,1]
["Cuba 115",2023,156.34142160415649,22.099995372323701,1,1]
["DNorte 33",2023,10.625,3.5840395179347979,1,1]
["Dorada 115",2023,10.15625,20.69591146701541,1,1]
["Dorada 33",2023,11.25,13.05809788385257,1,1]
["Dorada Norte 115",2023,10.15625,24.849061022602779,1,1]
["Dosquebradas 115",2023,134.33956268618201,17.48743893798482,1,1]
["Dosquebradas 13.2",2023,45.3125,13.947430319621599,1,1]
["Dosquebradas 33",2023,100,17.439951000468518,1,1]
["Enea 115",2023,112.5,15.3771912019082,1,1]
["Enea 220",2023,450,21.507521934457131,1,1]
["Esmeralda 220",2023,450,5.0478133324481611,1,1]
["Esmeralda CQR 115",2023,225,2.8815342797132888,1,1]
["Guayabal 34.5",2023,18.180155288428072,12.6837853100405,1,1]
["Hermosa 115",2023,325,9.8961788364098204,1,1]
["Hermosa 220",2023,400,15.59482246784807,1,1]
["Insula 33",2023,56.25,18.67122443692034,1,1]
["Insula CQR 115",2023,143.75,18.962807758887632,1,1]
["Irra 115",2023,101.4984056353569,24.4153432363278,1,1]
["Irra 33",2023,44.130839109420783,17.17779378984903,1,1]
["La Miel 220",2023,0,17.79139912032975,1,1]
["La Rosa 115",2023,325,14.29581187159744,1,1]
["Manizales 115",2023,112.5,17.238833259915811,1,1]
["Manzanares 115",2023,17.1875,25.940334456687609,1,1]
["Margarita 33",2023,30.26458740234375,23.010469637119069,1,1]
["Mariquita 115",2023,10.9375,22.41459009956694,1,1]
["Mariquita 34.5",2023,25,16.634078176768391,1,1]
["Molinos 115",2023,0,0,1,1]
["Papeles 115",2023,135.9375,18.829360914285711,1,1]
["Pavas 115",2023,161.56167984008789,20.164163349322351,1,1]
["Pavas 33",2023,100,12.142653335283271,1,1]
["Pavas1 13.2",2023,32.8125,16.08233895096955,1,1]
["Peralonso 115",2023,75,19.985930873306192,1,1]
["PuebloRico 33",2023,22.09747314453125,10.77426127283864,1,1]
["Purnio 115",2023,10.15625,19.552879992071901,1,1]
["Purnio 220",2023,223.748779296875,8.6059055093286503,1,1]
["Quinchia 13.2",2023,6.7201048233982874,8.3513055188665284,1,1]
["Quinchia 33",2023,44.00665283203125,7.7212388512274677,1,1]
["Regivit 115",2023,204.86311573183119,20.607973554961831,1,1]
["Rio Negrito 33",2023,11.25,24.0188632923211,1,1]
["Rio Sucio 115",2023,62.109375,28.07440615462551,1,1]
["Risaralda 33",2023,30.462392699846529,11.038093847563481,1,1]
["Salamina 115",2023,36.71875,27.38783699523761,1,1]
["Salamina 220",2023,0,0,1,1]
["Salamina 33",2023,45.3125,18.926234214256681,1,1]
["Salamina Cund 33",2023,11.25,20.997281340514629,1,1]
["San Fcisco 1 115",2023,225,12.48958438793095,1,1]
["San Felipe 115",2023,184.375,17.156719055414779,1,1]
["San Felipe 13.2",2023,29.100656509399411,6.25E-2,1,1]
["San Felipe 220",2023,646.09375,13.849612354256021,1,1]
["San Lorenzo 220",2023,0,0,1,1]
["SFelipe 34.5",2023,0,6.25E-2,1,1]
["Victoria CQR 115",2023,11.71875,20.573526821581741,1,1]
["Virginia 115",2023,109.1851814163373,18.669882849937231,1,1]
["Virginia 220",2023,500,9.0311216758755499,1,1]
["Virginia 500",2023,700,18.511055799606059,1,1]
["Viterbo 115",2023,0,21.558246884301589,1,1]
["Viterbo 33",2023,39.921875,13.426587719548181,1,1]
["Acasa 115",2024,76.953125,18.24785037141562,1,1]
["Ambalema 13.2",2024,8.173828125,18.144054126229371,1,1]
["Ambalema 34.5",2024,19.6875,15.092909913896071,1,1]
["Armenia 115",2024,207.8125,19.459450844956802,1,1]
["Armenia 220",2024,656.25,20.932028635707798,1,1]
["Beltran 34.5",2024,19.6875,15.209168259965731,1,1]
["Buencafe 115",2024,25.762939453125,21.687693149696418,1,1]
["Cuba 115",2024,155.12000424787399,21.903359877422901,1,1]
["DNorte 33",2024,29.086806774139401,2.9404338880527661,1,1]
["Dorada 115",2024,55.46875,18.171376552854571,1,1]
["Dorada 33",2024,41.4129638671875,12.18848920922678,1,1]
["Dorada Norte 115",2024,100,23.0481678024126,1,1]
["Dosquebradas 115",2024,150.37841796875,17.150602609672539,1,1]
["Dosquebradas 13.2",2024,44.98046875,13.7837766610928,1,1]
["Dosquebradas 33",2024,100,17.217527571402162,1,1]
["Enea 115",2024,337.22933379516041,14.90840938108254,1,1]
["Enea 220",2024,868.75,20.746164255936609,1,1]
["Esmeralda 220",2024,999.70703125,3.8839648053311291,1,1]
["Esmeralda CQR 115",2024,246.875,0.95729761962535065,1,1]
["Guayabal 34.5",2024,18.1494140625,12.57577382137778,1,1]
["Hermosa 115",2024,516.75534287642222,9.3244116871546012,1,1]
["Hermosa 220",2024,705.078125,14.972167885659021,1,1]
["Insula 33",2024,99.732627868652344,14.14740749450594,1,1]
["Insula CQR 115",2024,148.23143631219861,18.486747033914149,1,1]
["Irra 115",2024,100.70544934133061,24.267857084412061,1,1]
["Irra 33",2024,43.872661665081978,17.06319448261015,1,1]
["La Miel 220",2024,0,16.96986288754626,1,1]
["La Rosa 115",2024,390.8956287370529,13.820728227365469,1,1]
["Manizales 115",2024,217.4528777599335,16.710825299245041,1,1]
["Manzanares 115",2024,57.03125,25.71927990342536,1,1]
["Margarita 33",2024,30.26458740234375,22.982414314093461,1,1]
["Mariquita 115",2024,101.5625,21.774935959294449,1,1]
["Mariquita 34.5",2024,41.71875,16.34699208872545,1,1]
["Molinos 115",2024,0,0,1,1]
["Papeles 115",2024,135.9375,18.522562237111011,1,1]
["Pavas 115",2024,166.24917984008789,19.918860214141599,1,1]
["Pavas 33",2024,100,11.942559168517629,1,1]
["Pavas1 13.2",2024,32.8125,15.95204883949577,1,1]
["Peralonso 115",2024,142.96875,19.587739142974812,1,1]
["PuebloRico 33",2024,21.640625,10.71639564240267,1,1]
["Purnio 115",2024,146.09375,13.96604606374383,1,1]
["Purnio 220",2024,156.25,7.553259615502661,1,1]
["Quinchia 13.2",2024,6.73828125,8.2970711410495586,1,1]
["Quinchia 33",2024,44.00665283203125,7.6577225270342488,1,1]
["Regivit 115",2024,194.61905786591561,20.375117654900489,1,1]
["Rio Negrito 33",2024,22.5,24.002913079171449,1,1]
["Rio Sucio 115",2024,62.109375,28.011647154505351,1,1]
["Risaralda 33",2024,30.135442927976332,11.01790566525986,1,1]
["Salamina 115",2024,36.431884765625,27.326621389121261,1,1]
["Salamina 220",2024,0,0,1,1]
["Salamina 33",2024,44.98046875,18.847877800806248,1,1]
["Salamina Cund 33",2024,20.9375,20.842863775863751,1,1]
["San Fcisco 1 115",2024,250,11.330072333687379,1,1]
["San Felipe 115",2024,149.57213848829269,15.738498189458531,1,1]
["San Felipe 13.2",2024,28.816260993480679,6.25E-2,1,1]
["San Felipe 220",2024,450,11.903120656986379,1,1]
["San Lorenzo 220",2024,0,0,1,1]
["SFelipe 34.5",2024,0,6.25E-2,1,1]
["Victoria CQR 115",2024,106.3890723070614,19.598331660380801,1,1]
["Virginia 115",2024,59.710646087059487,16.261050114606579,1,1]
["Virginia 220",2024,999.609375,7.4452948380277704,1,1]
["Virginia 500",2024,999.609375,15.007199303234721,1,1]
["Viterbo 115",2024,0,18.146834990470779,1,1]
["Viterbo 33",2024,50.234375,12.178624189816601,1,1]
["Acasa 115",2025,76.953125,18.11221173309648,1,1]
["Ambalema 13.2",2025,8.173828125,15.08772907166281,1,1]
["Ambalema 34.5",2025,19.6875,15.08772907166281,1,1]
["Armenia 115",2025,194.53125,18.33335093404607,1,1]
["Armenia 220",2025,624.21875,20.801699949151349,1,1]
["Beltran 34.5",2025,20,15.204673777108161,1,1]
["Buencafe 115",2025,26.060111371788249,21.614935277504781,1,1]
["Cuba 115",2025,155.90125424787399,21.759871161131009,1,1]
["DNorte 33",2025,29.086806774139401,2.7423156763725558,1,1]
["Dorada 115",2025,119.5007962977655,16.930249084442309,1,1]
["Dorada 33",2025,51.7254638671875,11.90953605481366,1,1]
["Dorada Norte 115",2025,100,22.67064649880794,1,1]
["Dosquebradas 115",2025,151.15966796875,16.909575481469201,1,1]
["Dosquebradas 13.2",2025,45.29296875,13.695092026235031,1,1]
["Dosquebradas 33",2025,100,17.091051906907701,1,1]
["Enea 115",2025,330.79670877351231,14.751163153014801,1,1]
["Enea 220",2025,834.375,20.48898376428259,1,1]
["Esmeralda 220",2025,999.70703125,3.3772567628474199,1,1]
["Esmeralda CQR 115",2025,253.125,0.3454248840301517,1,1]
["Guayabal 34.5",2025,18.180155288428072,12.553878353443141,1,1]
["Hermosa 115",2025,517.1875,8.5608519569231198,1,1]
["Hermosa 220",2025,705.078125,14.76407931056654,1,1]
["Insula 33",2025,92.5,14.118707722180551,1,1]
["Insula CQR 115",2025,109.833736717701,18.37057372918974,1,1]
["Irra 115",2025,102.26794934133061,24.233777626405029,1,1]
["Irra 33",2025,45.122661665081978,17.034566504057061,1,1]
["La Miel 220",2025,0,16.665384982305302,1,1]
["La Rosa 115",2025,406.25,13.437551988913389,1,1]
["Manizales 115",2025,212.5,16.538798734826251,1,1]
["Manzanares 115",2025,57.03125,25.22793227148102,1,1]
["Margarita 33",2025,30.26458740234375,22.976007782692651,1,1]
["Mariquita 115",2025,102.34375,21.541211403991738,1,1]
["Mariquita 34.5",2025,41.71875,16.28120651938384,1,1]
["Molinos 115",2025,103.125,21.730363396248279,1,1]
["Papeles 115",2025,134.87548828125,18.403099047527618,1,1]
["Pavas 115",2025,167.03042984008789,19.79121810735003,1,1]
["Pavas 33",2025,100,11.854590934928011,1,1]
["Pavas1 13.2",2025,32.8125,15.89669987467083,1,1]
["Peralonso 115",2025,147.65625,19.427291121919978,1,1]
["PuebloRico 33",2025,21.953125,10.712909202970639,1,1]
["Purnio 115",2025,202.99793183803561,12.93498993595928,1,1]
["Purnio 220",2025,281.25,6.8607932961787093,1,1]
["Quinchia 13.2",2025,6.9632291793823233,8.282968337484693,1,1]
["Quinchia 33",2025,45.25665283203125,7.6415747996752517,1,1]
["Regivit 115",2025,249.64001569896939,18.52902188414647,1,1]
["Rio Negrito 33",2025,22.5,23.996249985378419,1,1]
["Rio Sucio 115",2025,62.109375,27.997066528031009,1,1]
["Risaralda 33",2025,30.447942927976332,11.013303891826469,1,1]
["Salamina 115",2025,36.431884765625,27.311940934591071,1,1]
["Salamina 220",2025,1000,20.719268924659751,1,1]
["Salamina 33",2025,44.98046875,18.828119591682519,1,1]
["Salamina Cund 33",2025,20.9375,20.791222937034181,1,1]
["San Fcisco 1 115",2025,259.375,11.08701036747496,1,1]
["San Felipe 115",2025,165.19713848829269,15.48529849509814,1,1]
["San Felipe 13.2",2025,29.128760993480679,6.25E-2,1,1]
["San Felipe 220",2025,850,11.44775299665314,1,1]
["San Lorenzo 220",2025,918.75,22.414423878956121,1,1]
["SFelipe 34.5",2025,0,6.25E-2,1,1]
["Victoria CQR 115",2025,138.9891917351633,19.132573933048189,1,1]
["Virginia 115",2025,59.244156664504331,16.220340014946,1,1]
["Virginia 220",2025,999.609375,6.9242822966409996,1,1]
["Virginia 500",2025,999.609375,13.537123715503929,1,1]
["Viterbo 115",2025,0,18.009252978898431,1,1]
["Viterbo 33",2025,50.546875,12.12613580764012,1,1]
["Acasa 115",2026,76.953125,18.117208715630021,1,1]
["Ambalema 13.2",2026,8.173828125,18.13383748700171,1,1]
["Ambalema 34.5",2026,19.6875,15.087904765992761,1,1]
["Armenia 115",2026,193.011474609375,18.321993097666191,1,1]
["Armenia 220",2026,617.2119140625,20.804086559699169,1,1]
["Beltran 34.5",2026,19.6875,15.20482759128487,1,1]
["Buencafe 115",2026,25.744915008544918,21.619595238585379,1,1]
["Cuba 115",2026,155.90125424787399,21.76050254309882,1,1]
["DNorte 33",2026,26.81510508060455,2.748163015699681,1,1]
["Dorada 115",2026,118.5671963266892,16.936732421535229,1,1]
["Dorada 33",2026,52.0379638671875,11.917002366536691,1,1]
["Dorada Norte 115",2026,100,22.67561049764598,1,1]
["Dosquebradas 115",2026,151.15966796875,16.909316155639321,1,1]
["Dosquebradas 13.2",2026,44.962158203125,13.69945141715997,1,1]
["Dosquebradas 33",2026,100,17.09599926683233,1,1]
["Enea 115",2026,328.75301019892612,14.75828329739603,1,1]
["Enea 220",2026,842.96875,20.486224360960431,1,1]
["Esmeralda 220",2026,999.70703125,3.382459459304179,1,1]
["Esmeralda CQR 115",2026,253.125,0.35454873487720923,1,1]
["Guayabal 34.5",2026,18.180155288428072,12.55448332700176,1,1]
["Hermosa 115",2026,509.86328125,8.5583842776086989,1,1]
["Hermosa 220",2026,705.078125,14.765402767606989,1,1]
["Insula 33",2026,92.109375,14.12358928689417,1,1]
["Insula CQR 115",2026,109.833736717701,18.37598787448341,1,1]
["Irra 115",2026,102.26794934133061,24.237613520862521,1,1]
["Irra 33",2026,45.122661665081978,17.03910057610717,1,1]
["La Miel 220",2026,0,16.671964597751941,1,1]
["La Rosa 115",2026,396.875,13.43337536276467,1,1]
["Manizales 115",2026,212.5,16.544125474468089,1,1]
["Manzanares 115",2026,57.03125,25.22997581385712,1,1]
["Margarita 33",2026,30.26458740234375,22.977292235742301,1,1]
["Mariquita 115",2026,102.34375,21.541514187454659,1,1]
["Mariquita 34.5",2026,41.71875,16.28290508137983,1,1]
["Molinos 115",2026,102.3193359375,21.725418854019861,1,1]
["Papeles 115",2026,134.87548828125,18.408245579714631,1,1]
["Pavas 115",2026,167.03042984008789,19.79433523814722,1,1]
["Pavas 33",2026,100,11.861054740991291,1,1]
["Pavas1 13.2",2026,32.8125,15.90148799551738,1,1]
["Peralonso 115",2026,147.65625,19.432038816580569,1,1]
["PuebloRico 33",2026,21.46484375,10.714316358845251,1,1]
["Purnio 115",2026,185.87396591901779,12.94494371972786,1,1]
["Purnio 220",2026,246.09375,6.8670002875589908,1,1]
["Quinchia 13.2",2026,6.610107421875,8.2855038374641019,1,1]
["Quinchia 33",2026,45.25665283203125,7.6443546096434378,1,1]
["Regivit 115",2026,255.89001569896939,18.507900165751721,1,1]
["Rio Negrito 33",2026,22.5,23.99685407938242,1,1]
["Rio Sucio 115",2026,61.6241455078125,27.998964284831651,1,1]
["Risaralda 33",2026,30.447942927976332,11.0142513866904,1,1]
["Salamina 115",2026,36.431884765625,27.314079203733311,1,1]
["Salamina 220",2026,1000,20.731439687663482,1,1]
["Salamina 33",2026,44.98046875,18.831451918824051,1,1]
["Salamina Cund 33",2026,20.9375,20.793701665422009,1,1]
["San Fcisco 1 115",2026,259.375,11.093048640585151,1,1]
["San Felipe 115",2026,165.97838848829269,15.48383198022707,1,1]
["San Felipe 13.2",2026,28.843487212434411,6.25E-2,1,1]
["San Felipe 220",2026,675,11.41872759875265,1,1]
["San Lorenzo 220",2026,918.75,22.43380525407574,1,1]
["SFelipe 34.5",2026,0,6.25E-2,1,1]
["Victoria CQR 115",2026,138.9891917351633,19.13553772146776,1,1]
["Virginia 115",2026,58.318466716621451,16.227981740890801,1,1]
["Virginia 220",2026,999.609375,6.9325431420174786,1,1]
["Virginia 500",2026,999.609375,13.54193409356917,1,1]
["Viterbo 115",2026,0,18.017660444708639,1,1]
["Viterbo 33",2026,50.546875,12.13577974356661,1,1]
["Acasa 115",2027,76.953125,18.117839251341799,1,1]
["Ambalema 13.2",2027,8.173828125,18.134462831881571,1,1]
["Ambalema 34.5",2027,20,15.08821011017592,1,1]
["Armenia 115",2027,196.136474609375,18.32392983185121,1,1]
["Armenia 220",2027,623.4619140625,20.807287176580939,1,1]
["Beltran 34.5",2027,20,15.205093822377901,1,1]
["Buencafe 115",2027,26.060111371788249,21.617403851009271,1,1]
["Cuba 115",2027,155.90125424787399,21.761399613819179,1,1]
["DNorte 33",2027,24.259440675377849,2.7523571363560202,1,1]
["Dorada 115",2027,114.86197144148019,16.942531355335039,1,1]
["Dorada 33",2027,52.3504638671875,11.922517026744339,1,1]
["Dorada Norte 115",2027,100,22.679437032266371,1,1]
["Dosquebradas 115",2027,151.15966796875,16.910989255949531,1,1]
["Dosquebradas 13.2",2027,45.274658203125,13.70102580057106,1,1]
["Dosquebradas 33",2027,100,17.097943368512698,1,1]
["Enea 115",2027,328.75301019892612,14.75774933322672,1,1]
["Enea 220",2027,817.1875,20.490474517258821,1,1]
["Esmeralda 220",2027,999.70703125,3.3718169737722299,1,1]
["Esmeralda CQR 115",2027,246.484375,0.1294986855694589,1,1]
["Guayabal 34.5",2027,18.180155288428072,12.55564136915444,1,1]
["Hermosa 115",2027,502.996826171875,8.5547683649195712,1,1]
["Hermosa 220",2027,705.078125,14.769367671877831,1,1]
["Insula 33",2027,92.109375,14.12173551933833,1,1]
["Insula CQR 115",2027,109.833736717701,18.373005430164081,1,1]
["Irra 115",2027,102.26794934133061,24.234568380299159,1,1]
["Irra 33",2027,45.122661665081978,17.03640628979046,1,1]
["La Miel 220",2027,0,16.68192866599701,1,1]
["La Rosa 115",2027,390.72265625,13.434759621166901,1,1]
["Manizales 115",2027,215.625,16.54289049329358,1,1]
["Manzanares 115",2027,57.03125,25.231161668806291,1,1]
["Margarita 33",2027,30.26458740234375,22.976874456090538,1,1]
["Mariquita 115",2027,102.34375,21.544663651388468,1,1]
["Mariquita 34.5",2027,42.03125,16.285793493402409,1,1]
["Molinos 115",2027,102.3193359375,21.726474244796311,1,1]
["Papeles 115",2027,134.87548828125,18.412017541171821,1,1]
["Pavas 115",2027,167.03042984008789,19.796759652795821,1,1]
["Pavas 33",2027,100,11.864015569816869,1,1]
["Pavas1 13.2",2027,32.4609375,15.903563791366251,1,1]
["Peralonso 115",2027,147.65625,19.432001721987341,1,1]
["PuebloRico 33",2027,21.77734375,10.71407245396972,1,1]
["Purnio 115",2027,180.06540448404851,12.95293379194146,1,1]
["Purnio 220",2027,246.09375,6.8785679860174689,1,1]
["Quinchia 13.2",2027,6.820996105670929,8.2842031783775276,1,1]
["Quinchia 33",2027,45.25665283203125,7.6429078829149928,1,1]
["Regivit 115",2027,251.33056640625,18.509857688730431,1,1]
["Rio Negrito 33",2027,22.5,23.99727979516333,1,1]
["Rio Sucio 115",2027,61.6241455078125,27.99790452392849,1,1]
["Risaralda 33",2027,30.447942927976332,11.013944889107259,1,1]
["Salamina 115",2027,36.431884765625,27.312903301676769,1,1]
["Salamina 220",2027,1000,20.736051718242869,1,1]
["Salamina 33",2027,44.669189453125,18.829704694581,1,1]
["Salamina Cund 33",2027,20.9375,20.795481309487439,1,1]
["San Fcisco 1 115",2027,248.2421875,11.085408828808189,1,1]
["San Felipe 115",2027,167.54088848829269,15.48905489794727,1,1]
["San Felipe 13.2",2027,29.155987212434411,6.25E-2,1,1]
["San Felipe 220",2027,675,11.425216915357201,1,1]
["San Lorenzo 220",2027,915.0390625,22.439700539064269,1,1]
["SFelipe 34.5",2027,0,6.25E-2,1,1]
["Victoria CQR 115",2027,138.9891917351633,19.139333155553661,1,1]
["Virginia 115",2027,59.099716716621458,16.229235760650251,1,1]
["Virginia 220",2027,999.609375,6.9397411960756799,1,1]
["Virginia 500",2027,999.609375,13.550450351695311,1,1]
["Viterbo 115",2027,0,18.014527263852202,1,1]
["Viterbo 33",2027,50.546875,12.13378318021417,1,1]
["Acasa 115",2028,76.3519287109375,18.119609730064919,1,1]
["Ambalema 13.2",2028,8.0791205633431673,18.134681583293599,1,1]
["Ambalema 34.5",2028,19.6875,15.088317183681211,1,1]
["Armenia 115",2028,190.007209777832,18.325691715572319,1,1]
["Armenia 220",2028,616.47872924804688,20.808975801780889,1,1]
["Beltran 34.5",2028,19.6875,15.205187172039301,1,1]
["Buencafe 115",2028,25.7271721959114,21.61865444056582,1,1]
["Cuba 115",2028,155.90125424787399,21.762693041115529,1,1]
["DNorte 33",2028,22.129720337688919,2.7536118445905342,1,1]
["Dorada 115",2028,122.67447144148019,16.944309181991009,1,1]
["Dorada 33",2028,52.6629638671875,11.924187561602089,1,1]
["Dorada Norte 115",2028,100,22.68057942179831,1,1]
["Dosquebradas 115",2028,149.97873306274411,16.912934527483269,1,1]
["Dosquebradas 13.2",2028,45.274658203125,13.70254166013348,1,1]
["Dosquebradas 33",2028,100,17.099873157940539,1,1]
["Enea 115",2028,324.72947863020971,14.75996755758521,1,1]
["Enea 220",2028,818.798828125,20.4930002520607,1,1]
["Esmeralda 220",2028,999.70703125,3.376152446571218,1,1]
["Esmeralda CQR 115",2028,252.734375,0.1335254063848588,1,1]
["Guayabal 34.5",2028,18.180155288428072,12.55604826726381,1,1]
["Hermosa 115",2028,496.55952453613281,8.5578655567130184,1,1]
["Hermosa 220",2028,711.328125,14.77192551538235,1,1]
["Insula 33",2028,91.73095703125,14.122741427530171,1,1]
["Insula CQR 115",2028,109.833736717701,18.374662258215881,1,1]
["Irra 115",2028,103.04919934133061,24.23539546840766,1,1]
["Irra 33",2028,45.122661665081978,17.03731157976117,1,1]
["La Miel 220",2028,0,16.685039476453898,1,1]
["La Rosa 115",2028,384.7625732421875,13.43717314084291,1,1]
["Manizales 115",2028,211.71875,16.544815161079541,1,1]
["Manzanares 115",2028,57.03125,25.231843039934191,1,1]
["Margarita 33",2028,30.26458740234375,22.977132339891352,1,1]
["Mariquita 115",2028,102.34375,21.54582238902746,1,1]
["Mariquita 34.5",2028,42.03125,16.28681917314325,1,1]
["Molinos 115",2028,102.3193359375,21.727779037509261,1,1]
["Papeles 115",2028,133.82177352905271,18.413853984391629,1,1]
["Pavas 115",2028,167.03042984008789,19.798345193567119,1,1]
["Pavas 33",2028,100,11.8658080177429,1,1]
["Pavas1 13.2",2028,32.7734375,15.90480756792768,1,1]
["Peralonso 115",2028,147.65625,19.433550780782159,1,1]
["PuebloRico 33",2028,21.3330078125,10.714311203672549,1,1]
["Purnio 115",2028,183.19040448404851,12.95533222178198,1,1]
["Purnio 220",2028,230.712890625,6.8823260519087803,1,1]
["Quinchia 13.2",2028,6.4899444580078116,8.2846980924556561,1,1]
["Quinchia 33",2028,45.25665283203125,7.6434548481180178,1,1]
["Regivit 115",2028,252.39688971778381,18.511552593386909,1,1]
["Rio Negrito 33",2028,22.5,23.99740822821148,1,1]
["Rio Sucio 115",2028,61.6241455078125,27.998301821895531,1,1]
["Risaralda 33",2028,30.447942927976332,11.01413433640224,1,1]
["Salamina 115",2028,36.147260665893548,27.313338869111831,1,1]
["Salamina 220",2028,1000,20.737882404715489,1,1]
["Salamina 33",2028,44.669189453125,18.83036301085178,1,1]
["Salamina Cund 33",2028,20.9375,20.796019462300421,1,1]
["San Fcisco 1 115",2028,257.6171875,11.088005709622109,1,1]
["San Felipe 115",2028,164.92306210566309,15.490944549949489,1,1]
["San Felipe 13.2",2028,28.869862612045839,6.25E-2,1,1]
["San Felipe 220",2028,675,11.42778893867963,1,1]
["San Lorenzo 220",2028,920.34912109375,22.441343280295069,1,1]
["SFelipe 34.5",2028,0,6.25E-2,1,1]
["Victoria CQR 115",2028,138.9891917351633,19.14075945225213,1,1]
["Virginia 115",2028,58.176283642924247,16.230555377982011,1,1]
["Virginia 220",2028,999.609375,6.9439779700779596,1,1]
["Virginia 500",2028,999.609375,13.554500623202641,1,1]
["Viterbo 115",2028,0,18.01627602126084,1,1]
["Viterbo 33",2028,50.546875,12.135498673274579,1,1]
["Acasa 115",2029,76.3519287109375,18.114697258313981,1,1]
["Ambalema 13.2",2029,7.91839599609375,18.13369199013739,1,1]
["Ambalema 34.5",2029,19.6875,15.08783319937082,1,1]
["Armenia 115",2029,190.007209777832,18.320818620312739,1,1]
["Armenia 220",2029,613.09624910354614,20.80513092157851,1,1]
["Beltran 34.5",2029,19.6875,15.204765066931619,1,1]
["Buencafe 115",2029,26.060111371788249,21.61531673727713,1,1]
["Cuba 115",2029,155.90125424787399,21.759360184639451,1,1]
["DNorte 33",2029,19.814860168844461,2.748325215243197,1,1]
["Dorada 115",2029,120.757682825207,16.937212613654921,1,1]
["Dorada 33",2029,52.9754638671875,11.9170306283113,1,1]
["Dorada Norte 115",2029,100,22.676207767447931,1,1]
["Dosquebradas 115",2029,149.97873306274411,16.908109961213171,1,1]
["Dosquebradas 13.2",2029,45.569992065429688,13.698510883731471,1,1]
["Dosquebradas 33",2029,100,17.09477068837182,1,1]
["Enea 115",2029,327.85447863020971,14.753655402296239,1,1]
["Enea 220",2029,820.01953125,20.487246915181551,1,1]
["Esmeralda 220",2029,999.70703125,3.36705166880316,1,1]
["Esmeralda CQR 115",2029,246.142578125,0.12370455222383819,1,1]
["Guayabal 34.5",2029,18.180155288428072,12.554224183451691,1,1]
["Hermosa 115",2029,490.52455425262451,8.5500741400363189,1,1]
["Hermosa 220",2029,711.328125,14.766507377984491,1,1]
["Insula 33",2029,91.73095703125,14.119932403130321,1,1]
["Insula CQR 115",2029,109.833736717701,18.370321361261379,1,1]
["Irra 115",2029,103.04919934133061,24.233211071191359,1,1]
["Irra 33",2029,45.122661665081978,17.034891824821941,1,1]
["La Miel 220",2029,0,16.67566427823472,1,1]
["La Rosa 115",2029,378.98874282836908,13.43125522012329,1,1]
["Manizales 115",2029,214.84375,16.53963727586866,1,1]
["Manzanares 115",2029,57.03125,25.229340268839831,1,1]
["Margarita 33",2029,30.26458740234375,22.9764093592864,1,1]
["Mariquita 115",2029,102.34375,21.54127776350359,1,1]
["Mariquita 34.5",2029,42.03125,16.282296375365529,1,1]
["Molinos 115",2029,102.3193359375,21.724285145061749,1,1]
["Papeles 115",2029,133.82177352905271,18.409524240364249,1,1]
["Pavas 115",2029,167.81167984008789,19.794468110219711,1,1]
["Pavas 33",2029,100,11.86121799415085,1,1]
["Pavas1 13.2",2029,32.4267578125,15.9016054923504,1,1]
["Peralonso 115",2029,147.65625,19.429180838212272,1,1]
["PuebloRico 33",2029,21.6455078125,10.713692176955981,1,1]
["Purnio 115",2029,173.17217923882711,12.94640672021362,1,1]
["Purnio 220",2029,255.712890625,6.8774859297581914,1,1]
["Quinchia 13.2",2029,6.6876525990664959,8.2833709782592457,1,1]
["Quinchia 33",2029,45.25665283203125,7.6419894212003534,1,1]
["Regivit 115",2029,256.67411674929588,18.50691044229557,1,1]
["Rio Negrito 33",2029,22.5,23.99684424123453,1,1]
["Rio Sucio 115",2029,61.142706871032708,27.997249276420099,1,1]
["Risaralda 33",2029,30.447942927976332,11.01360279873145,1,1]
["Salamina 115",2029,36.147260665893562,27.312178395513101,1,1]
["Salamina 220",2029,1000,20.73402890215112,1,1]
["Salamina 33",2029,44.377365112304688,18.82860040491251,1,1]
["Salamina Cund 33",2029,20.9375,20.793682470039482,1,1]
["San Fcisco 1 115",2029,250.4150390625,11.081714436946561,1,1]
["San Felipe 115",2029,166.48556210566309,15.483389252611159,1,1]
["San Felipe 13.2",2029,28.869862612045839,6.25E-2,1,1]
["San Felipe 220",2029,775,11.42269840544925,1,1]
["San Lorenzo 220",2029,932.59706497192383,22.43830544088674,1,1]
["SFelipe 34.5",2029,0,6.25E-2,1,1]
["Victoria CQR 115",2029,137.9033386747324,19.135073408974371,1,1]
["Virginia 115",2029,58.957533642924247,16.227343153663789,1,1]
["Virginia 220",2029,999.609375,6.935311118993031,1,1]
["Virginia 500",2029,999.609375,13.55020021977279,1,1]
["Viterbo 115",2029,0,18.011893986747801,1,1]
["Viterbo 33",2029,50.859375,12.131086324199099,1,1]
["Acasa 115",2030,76.3519287109375,18.117839251341799,1,1]
["Ambalema 13.2",2030,8.1293824207386933,18.134462831881571,1,1]
["Ambalema 34.5",2030,19.6875,15.08821011017592,1,1]
["Armenia 115",2030,188.52277845144269,18.32392983185121,1,1]
["Armenia 220",2030,613.09624910354614,20.807287176580939,1,1]
["Beltran 34.5",2030,19.6875,15.205093822377901,1,1]
["Buencafe 115",2030,25.709706614725292,21.617403851009271,1,1]
["Cuba 115",2030,155.90125424787399,21.761399613819179,1,1]
["DNorte 33",2030,18.576431408291679,2.7523571363560202,1,1]
["Dorada 115",2030,120.757682825207,16.942531355335021,1,1]
["Dorada 33",2030,52.9754638671875,11.92251702674433,1,1]
["Dorada Norte 115",2030,100,22.679437032266371,1,1]
["Dosquebradas 115",2030,150.75998306274411,16.910989255949531,1,1]
["Dosquebradas 13.2",2030,45.221867561340332,13.70102580057106,1,1]
["Dosquebradas 33",2030,100,17.097943368512691,1,1]
["Enea 115",2030,325.85675240161271,14.75774933322672,1,1]
["Enea 220",2030,818.34602355957031,20.490474517258821,1,1]
["Esmeralda 220",2030,999.70703125,3.371816973772209,1,1]
["Esmeralda CQR 115",2030,249.267578125,0.12949868556949079,1,1]
["Guayabal 34.5",2030,18.180155288428072,12.55564136915444,1,1]
["Hermosa 115",2030,496.77455425262451,8.5547683649196387,1,1]
["Hermosa 220",2030,711.328125,14.769367671877831,1,1]
["Insula 33",2030,91.73095703125,14.12173551933834,1,1]
["Insula CQR 115",2030,109.833736717701,18.373005430164081,1,1]
["Irra 115",2030,103.04919934133061,24.234568380299159,1,1]
["Irra 33",2030,45.122661665081978,17.03640628979046,1,1]
["La Miel 220",2030,0,16.68192866599702,1,1]
["La Rosa 115",2030,391.48874282836908,13.434759621166901,1,1]
["Manizales 115",2030,212.98828125,16.54289049329358,1,1]
["Manzanares 115",2030,57.03125,25.231161668806291,1,1]
["Margarita 33",2030,30.26458740234375,22.976874456090538,1,1]
["Mariquita 115",2030,102.34375,21.544663651388468,1,1]
["Mariquita 34.5",2030,42.34375,16.285793493402402,1,1]
["Molinos 115",2030,102.3193359375,21.726474244796311,1,1]
["Papeles 115",2030,133.82177352905271,18.412017541171821,1,1]
["Pavas 115",2030,167.81167984008789,19.796759652795821,1,1]
["Pavas 33",2030,100,11.864015569816861,1,1]
["Pavas1 13.2",2030,32.7392578125,15.903563791366251,1,1]
["Peralonso 115",2030,147.65625,19.432001721987341,1,1]
["PuebloRico 33",2030,21.234130859375,10.71407245396972,1,1]
["Purnio 115",2030,170.46636393822041,12.952933791941449,1,1]
["Purnio 220",2030,255.712890625,6.8785679860174689,1,1]
["Quinchia 13.2",2030,6.8024444580078116,8.2842031783775276,1,1]
["Quinchia 33",2030,45.25665283203125,7.642907882914991,1,1]
["Regivit 115",2030,256.67411674929588,18.509857688730431,1,1]
["Rio Negrito 33",2030,22.5,23.99727979516333,1,1]
["Rio Sucio 115",2030,61.142706871032722,27.99790452392849,1,1]
["Risaralda 33",2030,30.447942927976332,11.013944889107259,1,1]
["Salamina 115",2030,36.147260665893562,27.312903301676769,1,1]
["Salamina 220",2030,1000,20.736051718242869,1,1]
["Salamina 33",2030,44.377365112304688,18.82970469458099,1,1]
["Salamina Cund 33",2030,20.9375,20.795481309487439,1,1]
["San Fcisco 1 115",2030,256.6650390625,11.085408828808189,1,1]
["San Felipe 115",2030,165.1848936517126,15.48905489794727,1,1]
["San Felipe 13.2",2030,28.869862612045839,6.25E-2,1,1]
["San Felipe 220",2030,775,11.425216915357201,1,1]
["San Lorenzo 220",2030,935.28366088867199,22.439700539064269,1,1]
["SFelipe 34.5",2030,0,6.25E-2,1,1]
["Victoria CQR 115",2030,137.9033386747324,19.139333155553651,1,1]
["Virginia 115",2030,58.957533642924247,16.229235760650251,1,1]
["Virginia 220",2030,999.609375,6.9397411960757189,1,1]
["Virginia 500",2030,999.609375,13.550450351695311,1,1]
["Viterbo 115",2030,0,18.014527263852209,1,1]
["Viterbo 33",2030,50.859375,12.13378318021417,1,1]
["Acasa 115",2031,76.3519287109375,18.117839251341799,1,1]
["Ambalema 13.2",2031,7.9736804962158203,18.134462831881571,1,1]
["Ambalema 34.5",2031,20,15.08821011017592,1,1]
["Armenia 115",2031,190.08527845144269,18.323929832510249,1,1]
["Armenia 220",2031,613.09624910354614,20.807287176580939,1,1]
["Beltran 34.5",2031,19.6875,15.205093822377901,1,1]
["Buencafe 115",2031,26.060111371788249,21.617403851009271,1,1]
["Cuba 115",2031,155.90125424787399,21.761399613819179,1,1]
["DNorte 33",2031,16.254377482255219,2.7523571363560202,1,1]
["Dorada 115",2031,125.445182825207,16.942531355334999,1,1]
["Dorada 33",2031,53.2879638671875,11.92251702674433,1,1]
["Dorada Norte 115",2031,95.21484375,22.679437032266371,1,1]
["Dosquebradas 115",2031,150.75998306274411,16.910989255949531,1,1]
["Dosquebradas 13.2",2031,45.520500838756561,13.70102580057106,1,1]
["Dosquebradas 33",2031,100,17.097943368530199,1,1]
["Enea 115",2031,323.89024064533749,14.75774933364891,1,1]
["Enea 220",2031,818.34602355957031,20.490474517258821,1,1]
["Esmeralda 220",2031,999.70703125,3.3718170011527699,1,1]
["Esmeralda CQR 115",2031,243.109130859375,0.12949868704398071,1,1]
["Guayabal 34.5",2031,18.180155288428072,12.55564136915444,1,1]
["Hermosa 115",2031,484.67773497104639,8.5547683663776297,1,1]
["Hermosa 220",2031,711.328125,14.769367671877831,1,1]
["Insula 33",2031,91.73095703125,14.12173551934009,1,1]
["Insula CQR 115",2031,109.833736717701,18.373005430164081,1,1]
["Irra 115",2031,103.04919934133061,24.234568380299301,1,1]
["Irra 33",2031,45.122661665081978,17.036406289791049,1,1]
["La Miel 220",2031,0,16.681928665996221,1,1]
["La Rosa 115",2031,379.52069640159613,13.434759621166901,1,1]
["Manizales 115",2031,216.11328125,16.54289049329358,1,1]
["Manzanares 115",2031,57.03125,25.231161668806291,1,1]
["Margarita 33",2031,30.26458740234375,22.976874456090538,1,1]
["Mariquita 115",2031,102.34375,21.544663651388468,1,1]
["Mariquita 34.5",2031,42.05078125,16.285793493402409,1,1]
["Molinos 115",2031,101.5199661254883,21.726474244796311,1,1]
["Papeles 115",2031,133.82177352905271,18.412017541171821,1,1]
["Pavas 115",2031,167.81167984008789,19.796759652795821,1,1]
["Pavas 33",2031,100,11.864015569842159,1,1]
["Pavas1 13.2",2031,32.3968505859375,15.903563791366251,1,1]
["Peralonso 115",2031,147.65625,19.432001721987341,1,1]
["PuebloRico 33",2031,21.546630859375,10.71407245396972,1,1]
["Purnio 115",2031,170.46636393822041,12.95293379194171,1,1]
["Purnio 220",2031,255.712890625,6.8785679860174689,1,1]
["Quinchia 13.2",2031,6.8024444580078116,8.2842031783775276,1,1]
["Quinchia 33",2031,45.25665283203125,7.6429078829149519,1,1]
["Regivit 115",2031,256.81417441410298,18.509857688730431,1,1]
["Rio Negrito 33",2031,22.1875,23.99727979516333,1,1]
["Rio Sucio 115",2031,61.142706871032722,27.99790452392849,1,1]
["Risaralda 33",2031,30.410618314243411,11.013944889107259,1,1]
["Salamina 115",2031,36.147260665893562,27.312903301676549,1,1]
["Salamina 220",2031,1000,20.736051718242869,1,1]
["Salamina 33",2031,44.377365112304688,18.829704694580901,1,1]
["Salamina Cund 33",2031,20.46875,20.795481309487439,1,1]
["San Fcisco 1 115",2031,246.04034423828119,11.085408828808189,1,1]
["San Felipe 115",2031,166.7473936517126,15.489054897955031,1,1]
["San Felipe 13.2",2031,28.869862612045839,6.25E-2,1,1]
["San Felipe 220",2031,728.125,11.425216915357201,1,1]
["San Lorenzo 220",2031,926.82843208312988,22.439700539064269,1,1]
["SFelipe 34.5",2031,0,6.25E-2,1,1]
["Victoria CQR 115",2031,137.9033386747324,19.139333155553551,1,1]
["Virginia 115",2031,58.496927911338901,16.229235764513799,1,1]
["Virginia 220",2031,999.609375,6.9397413325301676,1,1]
["Virginia 500",2031,999.609375,13.550450351695311,1,1]
["Viterbo 115",2031,0,18.01452726389379,1,1]
["Viterbo 33",2031,50.859375,12.133783180224439,1,1]
["Acasa 115",2032,76.3519287109375,18.117839251341799,1,1]
["Ambalema 13.2",2032,8.1780735950906092,18.134462831881571,1,1]
["Ambalema 34.5",2032,19.6875,15.08821011017592,1,1]
["Armenia 115",2032,191.64777845144269,18.323929832510249,1,1]
["Armenia 220",2032,616.22124910354614,20.807287176580939,1,1]
["Beltran 34.5",2032,19.6875,15.205093822377901,1,1]
["Buencafe 115",2032,25.652922131604061,21.617403851009271,1,1]
["Cuba 115",2032,155.90125424787399,21.761399613819179,1,1]
["DNorte 33",2032,13.20668170433237,2.7523571363560202,1,1]
["Dorada 115",2032,123.4851018435632,16.942531355334999,1,1]
["Dorada 33",2032,53.2879638671875,11.92251702674433,1,1]
["Dorada Norte 115",2032,83.31298828125,22.679437032266371,1,1]
["Dosquebradas 115",2032,150.75998306274411,16.910989255949531,1,1]
["Dosquebradas 13.2",2032,45.175469536334283,13.70102580057106,1,1]
["Dosquebradas 33",2032,100,17.097943368530199,1,1]
["Enea 115",2032,321.95445563525408,14.75774933364891,1,1]
["Enea 220",2032,798.1292724609375,20.490474517258821,1,1]
["Esmeralda 220",2032,999.70703125,3.3718170011527699,1,1]
["Esmeralda CQR 115",2032,232.33184814453119,0.12949868704398071,1,1]
["Guayabal 34.5",2032,18.180155288428072,12.55564136915444,1,1]
["Hermosa 115",2032,479.38537653535599,8.5547683663776297,1,1]
["Hermosa 220",2032,711.328125,14.769367671877831,1,1]
["Insula 33",2032,90.997772216796875,14.12173551934009,1,1]
["Insula CQR 115",2032,108.97566064959391,18.373005430164081,1,1]
["Irra 115",2032,103.04919934133061,24.234568380299301,1,1]
["Irra 33",2032,45.122661665081978,17.036406289791049,1,1]
["La Miel 220",2032,0,16.681928665996221,1,1]
["La Rosa 115",2032,368.30065287649632,13.434759621166901,1,1]
["Manizales 115",2032,217.67578125,16.54289049329358,1,1]
["Manzanares 115",2032,57.03125,25.231161668806291,1,1]
["Margarita 33",2032,29.943819046020511,22.976874456090538,1,1]
["Mariquita 115",2032,102.34375,21.544663651388468,1,1]
["Mariquita 34.5",2032,42.36328125,16.285793493402409,1,1]
["Molinos 115",2032,101.5199661254883,21.726474244796311,1,1]
["Papeles 115",2032,132.77629092335701,18.412017541171821,1,1]
["Pavas 115",2032,167.81167984008789,19.796759652795821,1,1]
["Pavas 33",2032,100,11.864015569842159,1,1]
["Pavas1 13.2",2032,32.3968505859375,15.903563791366251,1,1]
["Peralonso 115",2032,146.502685546875,19.432001721987341,1,1]
["PuebloRico 33",2032,21.546630859375,10.71407245396972,1,1]
["Purnio 115",2032,170.46636393822041,12.95293379194171,1,1]
["Purnio 220",2032,223.748779296875,6.8785679860174689,1,1]
["Quinchia 13.2",2032,6.8024444580078116,8.2842031783775276,1,1]
["Quinchia 33",2032,43.505859375,7.6429078829149519,1,1]
["Regivit 115",2032,255.03873146366229,18.509857688730431,1,1]
["Rio Negrito 33",2032,22.5,23.99727979516333,1,1]
["Rio Sucio 115",2032,61.142706871032722,27.99790452392849,1,1]
["Risaralda 33",2032,30.121444711477071,11.013944889107259,1,1]
["Salamina 115",2032,35.864860191941268,27.312903301676549,1,1]
["Salamina 220",2032,1000,20.736051718242869,1,1]
["Salamina 33",2032,44.103779792785637,18.829704694580901,1,1]
["Salamina Cund 33",2032,20.78125,20.795481309487439,1,1]
["San Fcisco 1 115",2032,240.28530120849609,11.085408828808189,1,1]
["San Felipe 115",2032,168.3098936517126,15.489054897955031,1,1]
["San Felipe 13.2",2032,28.869862612045839,6.25E-2,1,1]
["San Felipe 220",2032,646.09375,11.425216915357201,1,1]
["San Lorenzo 220",2032,926.82843208313,22.439700539064269,1,1]
["SFelipe 34.5",2032,0,6.25E-2,1,1]
["Victoria CQR 115",2032,137.9033386747324,19.139333155553551,1,1]
["Virginia 115",2032,58.496927911338901,16.229235764513799,1,1]
["Virginia 220",2032,999.609375,6.9397413325301676,1,1]
["Virginia 500",2032,999.609375,13.550450351695311,1,1]
["Viterbo 115",2032,0,18.01452726389379,1,1]
["Viterbo 33",2032,50.859375,12.133783180224439,1,1]
["Acasa 115",2033,76.3519287109375,18.119609730064919,1,1]
["Ambalema 13.2",2033,6.8044353206258998,18.134681583293599,1,1]
["Ambalema 34.5",2033,20,15.088317183681211,1,1]
["Armenia 115",2033,190.15053018229079,18.325691715572319,1,1]
["Armenia 220",2033,616.22124910354614,20.808975801780889,1,1]
["Beltran 34.5",2033,19.6875,15.205187172039301,1,1]
["Buencafe 115",2033,26.043547131604061,21.61865444056582,1,1]
["Cuba 115",2033,155.90125424787399,21.762693041115529,1,1]
["DNorte 33",2033,11.55584649129082,2.7536118445905342,1,1]
["Dorada 115",2033,123.4851018435632,16.944309181991031,1,1]
["Dorada 33",2033,53.6004638671875,11.92418756160211,1,1]
["Dorada Norte 115",2033,72.89886474609375,22.68057942179831,1,1]
["Dosquebradas 115",2033,150.75998306274411,16.912934527483269,1,1]
["Dosquebradas 13.2",2033,45.477002690313377,13.70254166013348,1,1]
["Dosquebradas 33",2033,100,17.099873157940529,1,1]
["Enea 115",2033,323.51695563525408,14.75996755758521,1,1]
["Enea 220",2033,798.1292724609375,20.4930002520607,1,1]
["Esmeralda 220",2033,999.70703125,3.3761524465724579,1,1]
["Esmeralda CQR 115",2033,232.33184814453119,0.13352540638491919,1,1]
["Guayabal 34.5",2033,18.180155288428072,12.55604826726381,1,1]
["Hermosa 115",2033,474.42379050189629,8.5578655567130717,1,1]
["Hermosa 220",2033,711.328125,14.77192551538235,1,1]
["Insula 33",2033,90.997772216796875,14.12274142753019,1,1]
["Insula CQR 115",2033,108.97566064959391,18.374662258215881,1,1]
["Irra 115",2033,103.04919934133061,24.23539546840766,1,1]
["Irra 33",2033,45.122661665081978,17.037311579761159,1,1]
["La Miel 220",2033,0,16.685039476453891,1,1]
["La Rosa 115",2033,363.04125747410581,13.43717314084291,1,1]
["Manizales 115",2033,217.67578125,16.544815161079541,1,1]
["Manzanares 115",2033,57.03125,25.231843039934191,1,1]
["Margarita 33",2033,30.256319046020511,22.977132339891352,1,1]
["Mariquita 115",2033,102.34375,21.54582238902746,1,1]
["Mariquita 34.5",2033,42.36328125,16.28681917314325,1,1]
["Molinos 115",2033,101.5199661254883,21.727779037509261,1,1]
["Papeles 115",2033,132.77629092335701,18.413853984391629,1,1]
["Pavas 115",2033,167.81167984008789,19.798345193567119,1,1]
["Pavas 33",2033,100,11.86580801774288,1,1]
["Pavas1 13.2",2033,32.3968505859375,15.90480756792768,1,1]
["Peralonso 115",2033,146.502685546875,19.433550780782159,1,1]
["PuebloRico 33",2033,21.15997314453125,10.714311203672549,1,1]
["Purnio 115",2033,167.8028270016857,12.95533222178196,1,1]
["Purnio 220",2033,223.748779296875,6.8823260519087803,1,1]
["Quinchia 13.2",2033,6.8024444580078116,8.2846980924556561,1,1]
["Quinchia 33",2033,45.25665283203125,7.6434548481180311,1,1]
["Regivit 115",2033,254.65369989850919,18.511552593386909,1,1]
["Rio Negrito 33",2033,22.1875,23.99740822821148,1,1]
["Rio Sucio 115",2033,61.142706871032722,27.998301821895531,1,1]
["Risaralda 33",2033,30.388020866923299,11.01413433640224,1,1]
["Salamina 115",2033,35.864860191941268,27.313338869111831,1,1]
["Salamina 220",2033,1000,20.737882404715489,1,1]
["Salamina 33",2033,44.103779792785637,18.830363010851769,1,1]
["Salamina Cund 33",2033,20.78125,20.796019462300421,1,1]
["San Fcisco 1 115",2033,235.24963855743411,11.088005709622109,1,1]
["San Felipe 115",2033,168.3098936517126,15.49094454994953,1,1]
["San Felipe 13.2",2033,28.869862612045839,6.25E-2,1,1]
["San Felipe 220",2033,646.09375,11.42778893867963,1,1]
["San Lorenzo 220",2033,926.82843208313,22.441343280295069,1,1]
["SFelipe 34.5",2033,0,6.25E-2,1,1]
["Victoria CQR 115",2033,139.4658386747324,19.140759452252141,1,1]
["Virginia 115",2033,59.278177911338901,16.230555377982469,1,1]
["Virginia 220",2033,999.609375,6.9439779700931688,1,1]
["Virginia 500",2033,999.609375,13.554500623202641,1,1]
["Viterbo 115",2033,0,18.016276021260801,1,1]
["Viterbo 33",2033,50.859375,12.135498673274601,1,1]
["Anserma 33",2023,0,28.28599569793943,1,1,"Para estas subestaciones no se calculó capacidad por barra"]
["Apia 33",2023,0,21.645220993795011,1,1]
["Boquerón 34.5",2023,0,23.875234331674609,1,1]
["El Dorado 33",2023,0,8.9181817179504037,1,1]
["Felisa 33",2023,0,8.6435305708081387,1,1]
["LaMerced 33",2023,0,8.4384309626137224,1,1]
["Lerida 34.5",2023,0,29.281184298270819,1,1]
["Riosucio 33",2023,0,16.512444472554691,1,1]
["Supia 33",2023,0,8.5929984275170099,1,1]
["Victoria 33",2023,0,13.401863445963601,1,1]
["Anserma 33",2024,0,28.24296813719074,1,1]
["Apia 33",2024,0,21.472006034410899,1,1]
["Boquerón 34.5",2024,0,23.841230319381491,1,1]
["El Dorado 33",2024,0,8.8721277259965525,1,1]
["Felisa 33",2024,0,8.5926877470332936,1,1]
["LaMerced 33",2024,0,8.3851843813075231,1,1]
["Lerida 34.5",2024,0,29.211662607528009,1,1]
["Riosucio 33",2024,0,16.389219940810509,1,1]
["Supia 33",2024,0,8.5411163203656031,1,1]
["Victoria 33",2024,0,12.92769712139264,1,1]
["Anserma 33",2025,0,28.232001777777072,1,1]
["Apia 33",2025,0,21.463486645991509,1,1]
["Boquerón 34.5",2025,0,23.834538787016811,1,1]
["El Dorado 33",2025,0,8.8603760782725871,1,1]
["Felisa 33",2025,0,8.579812315167219,1,1]
["LaMerced 33",2025,0,8.3717262347809278,1,1]
["Lerida 34.5",2025,0,29.197748323268659,1,1]
["Riosucio 33",2025,0,16.358823592338901,1,1]
["Supia 33",2025,0,8.5279721255423411,1,1]
["Victoria 33",2025,0,12.762353093838341,1,1]
["Anserma 33",2026,0,28.233880554775421,1,1]
["Apia 33",2026,0,21.466241230360431,1,1]
["Boquerón 34.5",2026,0,23.834761153548879,1,1]
["El Dorado 33",2026,0,8.8623907732205964,1,1]
["Felisa 33",2026,0,8.5819833227201556,1,1]
["LaMerced 33",2026,0,8.3739845910409194,1,1]
["Lerida 34.5",2026,0,29.19816794182988,1,1]
["Riosucio 33",2026,0,16.363651992409991,1,1]
["Supia 33",2026,0,8.530188657648532,1,1]
["Victoria 33",2026,0,12.76685194702214,1,1]
["Anserma 33",2027,0,28.23290581182124,1,1]
["Apia 33",2027,0,21.465755479924091,1,1]
["Boquerón 34.5",2027,0,23.835151147155141,1,1]
["El Dorado 33",2027,0,8.8613459125473764,1,1]
["Felisa 33",2027,0,8.5808526392880129,1,1]
["LaMerced 33",2027,0,8.3728070355416584,1,1]
["Lerida 34.5",2027,0,29.198937432336621,1,1]
["Riosucio 33",2027,0,16.361064547092369,1,1]
["Supia 33",2027,0,8.5290343850966721,1,1]
["Victoria 33",2027,0,12.77093516393813,1,1]
["Anserma 33",2028,0,28.233275942348971,1,1]
["Apia 33",2028,0,21.466227766608249,1,1]
["Boquerón 34.5",2028,0,23.835287931196259,1,1]
["El Dorado 33",2028,0,8.8617426640835344,1,1]
["Felisa 33",2028,0,8.5812816849627858,1,1]
["LaMerced 33",2028,0,8.373253772771303,1,1]
["Lerida 34.5",2028,0,29.19920757442301,1,1]
["Riosucio 33",2028,0,16.362030024925161,1,1]
["Supia 33",2028,0,8.5294723767074405,1,1]
["Victoria 33",2028,0,12.77241427740133,1,1]
["Anserma 33",2029,0,28.23228507428097,1,1]
["Apia 33",2029,0,21.465005808702259,1,1]
["Boquerón 34.5",2029,0,23.83467015391173,1,1]
["El Dorado 33",2029,0,8.8606804949282694,1,1]
["Felisa 33",2029,0,8.5801337358252248,1,1]
["LaMerced 33",2029,0,8.372058691204618,1,1]
["Lerida 34.5",2029,0,29.197992224420609,1,1]
["Riosucio 33",2029,0,16.359450045554951,1,1]
["Supia 33",2029,0,8.5283004845186348,1,1]
["Victoria 33",2029,0,12.76615603938134,1,1]
["Anserma 33",2030,0,28.23290581182124,1,1]
["Apia 33",2030,0,21.465755479924091,1,1]
["Boquerón 34.5",2030,0,23.835151147155141,1,1]
["El Dorado 33",2030,0,8.8613459125473764,1,1]
["Felisa 33",2030,0,8.5808526392880129,1,1]
["LaMerced 33",2030,0,8.3728070355416584,1,1]
["Lerida 34.5",2030,0,29.198937432336621,1,1]
["Riosucio 33",2030,0,16.361064547092379,1,1]
["Supia 33",2030,0,8.5290343850966721,1,1]
["Victoria 33",2030,0,12.77093516393813,1,1]
["Anserma 33",2031,0,28.23290581182124,1,1]
["Apia 33",2031,0,21.465755479924091,1,1]
["Boquerón 34.5",2031,0,23.835151147155141,1,1]
["El Dorado 33",2031,0,8.8613459125473764,1,1]
["Felisa 33",2031,0,8.5808526392880129,1,1]
["LaMerced 33",2031,0,8.3728070355416584,1,1]
["Lerida 34.5",2031,0,29.198937432336621,1,1]
["Riosucio 33",2031,0,16.361064547092269,1,1]
["Supia 33",2031,0,8.5290343850966721,1,1]
["Victoria 33",2031,0,12.770935163938081,1,1]
["Anserma 33",2032,0,28.23290581182124,1,1]
["Apia 33",2032,0,21.465755479924091,1,1]
["Boquerón 34.5",2032,0,23.835151147155141,1,1]
["El Dorado 33",2032,0,8.8613459125473764,1,1]
["Felisa 33",2032,0,8.5808526392880129,1,1]
["LaMerced 33",2032,0,8.3728070355416584,1,1]
["Lerida 34.5",2032,0,29.198937432336621,1,1]
["Riosucio 33",2032,0,16.361064547092269,1,1]
["Supia 33",2032,0,8.5290343850966721,1,1]
["Victoria 33",2032,0,12.770935163938081,1,1]
["Anserma 33",2033,0,28.233275942348971,1,1]
["Apia 33",2033,0,21.466227766608249,1,1]
["Boquerón 34.5",2033,0,23.835287931196259,1,1]
["El Dorado 33",2033,0,8.8617426640835344,1,1]
["Felisa 33",2033,0,8.5812816849627858,1,1]
["LaMerced 33",2033,0,8.373253772771303,1,1]
["Lerida 34.5",2033,0,29.19920757442301,1,1]
["Riosucio 33",2033,0,16.362030024925151,1,1]
["Supia 33",2033,0,8.5294723767074405,1,1]
["Victoria 33",2033,0,12.7724142774013,1,1]

{"sheet":"criterios","index":2,"n_rows":8,"n_cols":2,"rows_kept":8,"cut":false,"hidden":false,"merged":[]}
["nombre","ponderacion"]
["BT_Confi",1]
["BT_Flex",1]
["EC_RE",1]
["EC_RP",0.5]
["EC_Per",1]
["EC_Mar",1]
["B_Ambiental",0.3]

{"sheet":"obras","index":3,"n_rows":1,"n_cols":13,"rows_kept":1,"cut":false,"hidden":false,"merged":[]}
["nombre","barra","zona","area","capacidadbarra","cortocircuito","capacidadzona","capacidadarea","costo","periodoini","excluyente","dependiente","obligatorio"]

{"sheet":"proyectos","index":4,"n_rows":90,"n_cols":14,"rows_kept":90,"cut":false,"hidden":false,"merged":[]}
["nombre","capacidad","tipo","barra","area","obra","excluyente","fpo","periodoIni","fpomax","fila","obligatorio","activo","ordenLlegada"]
["SC_150_A1",80,"Solar FV","Mariquita 115","CQR",null,null,"2026-12-31",2026,"2026-12-31",2,0,1,1]
["SC_201_A1",300,"Solar FV","San Felipe 220","CQR",null,null,"2025-12-31",2025,"2025-12-31",2,0,1,2]
["SC_489_A1",300,"Solar FV","Virginia 500","CQR",null,null,"2026-12-31",2026,"2026-12-31",2,0,1,3]
["SC_564_A1",100,"Solar FV","San Felipe 220","CQR",null,null,"2025-12-31",2025,"2025-12-31",2,0,1,4]
["SC_752_A1",19.899999999999999,"Solar FV","Mariquita 34.5","CQR",null,null,"2025-12-31",2025,"2025-12-31",2,0,1,5]
["SC_729_A1",4.3,"Solar FV","DNorte 33","CQR",null,null,"2025-06-30",2025,"2025-06-30",2,0,1,6]
["SC_729_A2",4.3,"Solar FV","Dorada 33","CQR",null,"SC_729_A1","2025-06-30",2025,"2025-06-30",2,0,1,7]
["SC_819_A1",4.9000000000000004,"Solar FV","Insula 33","CQR",null,null,"2024-12-31",2024,"2024-12-31",2,0,1,8]
["SC_819_A2",4.9000000000000004,"Solar FV","Margarita 33","CQR",null,"SC_819_A1","2024-12-31",2024,"2024-12-31",2,0,1,9]
["SC_804_A1",90,"Solar FV","Esmeralda CQR 115","CQR",null,null,"2026-12-31",2026,"2026-12-31",2,0,1,10]
["SC_804_A2",90,"Solar FV","Insula CQR 115","CQR",null,"SC_804_A1","2026-12-31",2026,"2026-12-31",2,0,1,11]
["SC_1125_A1",80,"Solar FV","San Felipe 115","CQR",null,null,"2026-12-31",2026,"2026-12-31",2,0,1,12]
["SC_1013_A1",150,"Solar FV","Purnio 220","CQR",null,null,"2025-03-31",2025,"2025-03-31",2,0,1,13]
["SC_2299_A1",55,"Solar FV","Esmeralda 220","CQR",null,null,"2025-06-30",2025,"2025-06-30",2,0,1,14]
["SC_2299_A2",55,"Solar FV","Esmeralda CQR 115","CQR",null,"SC_2299_A1","2025-06-30",2025,"2025-06-30",2,0,1,15]
["SC_1138_A1",80,"Solar FV","Virginia 220","CQR",null,null,"2025-12-31",2025,"2025-12-31",2,0,1,16]
["SC_904_A2",9.9,"Solar FV","San Felipe 13.2","CQR",null,null,"2025-06-30",2025,"2025-06-30",2,0,1,17]
["SC_521_A1",130,"Solar FV","San Felipe 220","CQR",null,null,"2026-12-31",2026,"2026-12-31",2,0,1,18]
["SC_521_A2",130,"Solar FV","Virginia 500","CQR",null,"SC_521_A1","2026-12-31",2026,"2026-12-31",2,0,1,19]
["SC_621_A1",150,"Solar FV","Virginia 220","CQR",null,null,"2026-12-31",2026,"2026-12-31",2,0,1,20]
["SC_621_A2",150,"Solar FV","Virginia 500","CQR",null,"SC_621_A1","2026-12-31",2026,"2026-12-31",2,0,1,21]
["SC_1298_A1",150,"Solar FV","San Felipe 220","CQR",null,null,"2025-01-31",2025,"2025-01-31",2,0,1,22]
["SC_1362_A1",100,"Solar FV","Mariquita 115","CQR",null,null,"2025-12-01",2025,"2025-12-01",2,0,1,23]
["SC_1362_A2",100,"Solar FV","San Felipe 220","CQR",null,"SC_1362_A1","2025-12-01",2025,"2025-12-01",2,0,1,24]
["SC_845_A1",19.899999999999999,"Solar FV","Mariquita 34.5","CQR",null,null,"2026-12-31",2026,"2026-12-31",2,0,1,25]
["SC_845_A2",19.899999999999999,"Solar FV","Mariquita 115","CQR",null,"SC_845_A1","2026-12-31",2026,"2026-12-31",2,0,1,26]
["SC_1413_A2",120,"Solar FV","Virginia 220","CQR",null,null,"2026-12-31",2026,"2026-12-31",2,0,1,27]
["SC_976_A2",9.9,"Solar FV","Guayabal 34.5","CQR",null,null,"2026-12-31",2026,"2026-12-31",2,0,1,28]
["SC_1061_A1",19.899999999999999,"Solar FV","Dorada 33","CQR",null,null,"2026-12-31",2026,"2026-12-31",2,0,1,29]
["SC_1061_A2",19.899999999999999,"Solar FV","DNorte 33","CQR",null,"SC_1061_A1","2026-12-31",2026,"2026-12-31",2,0,1,30]
["SC_848_A1",2.4,"Hidraulica","Quinchia 33","CQR",null,null,"2023-06-30",2023,"2023-06-30",2,0,1,31]
["SC_848_A2",2.4,"Hidraulica","Quinchia 13.2","CQR",null,"SC_848_A1","2023-06-30",2023,"2023-06-30",2,0,1,32]
["SC_1612_A1",90,"Solar FV","San Felipe 115","CQR",null,null,"2024-06-30",2024,"2024-06-30",2,0,1,33]
["SC_1612_A2",90,"Solar FV","San Felipe 220","CQR",null,"SC_1612_A1","2024-06-30",2024,"2024-06-30",2,0,1,34]
["SC_753_A1",2.9,"Hidraulica","Quinchia 33","CQR",null,null,"2025-12-31",2025,"2025-12-31",2,0,1,35]
["SC_753_A2",2.9,"Hidraulica","Irra 33","CQR",null,"SC_753_A1","2025-12-31",2025,"2025-12-31",2,0,1,36]
["SC_751_A1",12.8,"Hidraulica","PuebloRico 33","CQR",null,null,"2025-12-31",2025,"2025-12-31",2,0,1,37]
["SC_1649_A1",100,"Solar FV","Virginia 220","CQR",null,null,"2027-12-31",2027,"2027-12-31",2,0,1,38]
["SC_1658_A1",100,"Solar FV","Virginia 220","CQR",null,null,"2027-12-31",2027,"2027-12-31",2,0,1,39]
["SC_1341_A1",4.95,"Solar FV","Dosquebradas 13.2","CQR",null,null,"2024-09-30",2024,"2024-09-30",2,0,1,40]
["SC_1341_A2",4.95,"Solar FV","Pavas1 13.2","CQR",null,"SC_1341_A1","2024-09-30",2024,"2024-09-30",2,0,1,41]
["SC_1605_A1",150,"Solar FV","Virginia 220","CQR",null,null,"2026-12-31",2026,"2026-12-31",2,0,1,42]
["SC_1605_A2",150,"Solar FV","Virginia 500","CQR",null,"SC_1605_A1","2026-12-31",2026,"2026-12-31",2,0,1,43]
["SC_1735_A1",150,"Solar FV","Virginia 220","CQR",null,null,"2026-12-31",2026,"2026-12-31",2,0,1,44]
["SC_1735_A2",150,"Solar FV","Virginia 500","CQR",null,"SC_1735_A1","2026-12-31",2026,"2026-12-31",2,0,1,45]
["SC_1796_A1",4.99,"Solar FV","Pavas1 13.2","CQR",null,null,"2024-12-31",2024,"2024-12-31",2,0,1,46]
["SC_1796_A2",4.99,"Solar FV","Pavas1 13.2","CQR",null,"SC_1796_A1","2024-12-31",2024,"2024-12-31",2,0,1,47]
["SC_1895_A1",200,"Solar FV","Virginia 220","CQR",null,null,"2025-12-31",2025,"2025-12-31",2,0,1,48]
["SC_1895_A2",200,"Solar FV","Virginia 500","CQR",null,"SC_1895_A1","2025-12-31",2025,"2025-12-31",2,0,1,49]
["SC_1826_A1",19.899999999999999,"Solar FV","Viterbo 33","CQR",null,null,"2024-12-31",2024,"2024-12-31",2,0,1,50]
["SC_1875_A1",60,"Solar FV","Victoria CQR 115","CQR",null,null,"2026-12-31",2026,"2026-12-31",2,0,1,51]
["SC_1875_A2",60,"Solar FV","Manzanares 115","CQR",null,"SC_1875_A1","2026-12-31",2026,"2026-12-31",2,0,1,52]
["SC_2040_A1",19.899999999999999,"Solar FV","Viterbo 33","CQR",null,null,"2025-12-31",2025,"2025-12-31",2,0,1,53]
["SC_1798_A1",130,"Solar FV","San Felipe 220","CQR",null,null,"2026-12-31",2026,"2026-12-31",2,0,1,54]
["SC_1798_A2",130,"Solar FV","Virginia 500","CQR",null,"SC_1798_A1","2026-12-31",2026,"2026-12-31",2,0,1,55]
["SC_1802_A1",130,"Solar FV","San Felipe 220","CQR",null,null,"2026-12-31",2026,"2026-12-31",2,0,1,56]
["SC_1802_A2",130,"Solar FV","Virginia 500","CQR",null,"SC_1802_A1","2026-12-31",2026,"2026-12-31",2,0,1,57]
["SC_1791_A1",9.9,"Solar FV","Pavas 33","CQR",null,null,"2024-12-31",2024,"2024-12-31",2,0,1,58]
["SC_1791_A2",9.9,"Solar FV","Pavas 33","CQR",null,"SC_1791_A1","2024-12-31",2024,"2024-12-31",2,0,1,59]
["SC_2139_A1",9.9,"Solar FV","Pavas 33","CQR",null,null,"2023-06-30",2023,"2023-06-30",2,0,1,60]
["SC_2139_A2",9.9,"Solar FV","Pavas 33","CQR",null,"SC_2139_A1","2023-06-30",2023,"2023-06-30",2,0,1,61]
["SC_1900_A2",19.899999999999999,"Hidraulica","Salamina 115","CQR",null,null,"2026-12-31",2026,"2026-12-31",2,0,1,62]
["SC_1911_A1",60,"Solar FV","San Felipe 115","CQR",null,null,"2025-12-31",2025,"2025-12-31",2,0,1,63]
["SC_1911_A2",60,"Solar FV","Mariquita 115","CQR",null,"SC_1911_A1","2025-12-31",2025,"2025-12-31",2,0,1,64]
["SC_2090_A1",5.0999999999999996,"Solar FV","Mariquita 34.5","CQR",null,null,"2024-12-31",2024,"2024-12-31",2,0,1,65]
["SC_1917_A1",40,"Solar FV","Victoria CQR 115","CQR",null,null,"2026-12-31",2026,"2026-12-31",2,0,1,66]
["SC_1917_A2",40,"Solar FV","Mariquita 115","CQR",null,"SC_1917_A1","2026-12-31",2026,"2026-12-31",2,0,1,67]
["SC_1817_A1",9.9,"Solar FV","Pavas 33","CQR",null,null,"2024-09-30",2024,"2024-09-30",2,0,1,68]
["SC_1817_A2",9.9,"Solar FV","Pavas 33","CQR",null,"SC_1817_A1","2024-09-30",2024,"2024-09-30",2,0,1,69]
["SC_2177_A1",9.9,"Solar FV","Dorada 33","CQR",null,null,"2024-12-31",2024,"2024-12-31",2,0,1,70]
["SC_2177_A2",9.9,"Solar FV","DNorte 33","CQR",null,"SC_2177_A1","2024-12-31",2024,"2024-12-31",2,0,1,71]
["SC_2062_A1",9.9,"Solar FV","Salamina Cund 33","CQR",null,null,"2024-12-31",2024,"2024-12-31",2,0,1,72]
["SC_2062_A2",9.9,"Solar FV","Dorada 33","CQR",null,"SC_2062_A1","2024-12-31",2024,"2024-12-31",2,0,1,73]
["SC_2178_A1",9.9,"Solar FV","Dorada 33","CQR",null,null,"2024-12-31",2024,"2024-12-31",2,0,1,74]
["SC_2178_A2",9.9,"Solar FV","DNorte 33","CQR",null,"SC_2178_A1","2024-12-31",2024,"2024-12-31",2,0,1,75]
["SC_2102_A1",9.9,"Solar FV","Beltran 34.5","CQR",null,null,"2025-12-31",2025,"2025-12-31",2,0,1,76]
["SC_2102_A2",9.9,"Solar FV","Ambalema 34.5","CQR",null,"SC_2102_A1","2025-12-31",2025,"2025-12-31",2,0,1,77]
["SC_2296_A1",80,"Solar FV","Virginia 220","CQR",null,null,"2025-12-31",2025,"2025-12-31",2,0,1,78]
["SC_2081_A1",50,"Solar FV","San Felipe 115","CQR",null,null,"2028-12-31",2028,"2028-12-31",2,0,1,79]
["SC_2081_A2",50,"Solar FV","San Felipe 220","CQR",null,"SC_2081_A1","2028-12-31",2028,"2028-12-31",2,0,1,80]
["SC_1679_A2",19.899999999999999,"Hidraulica","Guayabal 34.5","CQR",null,null,"2026-12-31",2026,"2026-12-31",2,0,1,81]
["SC_2229_A1",120,"Solar FV","San Felipe 220","CQR",null,null,"2027-06-30",2027,"2027-06-30",2,0,1,82]
["SC_1511_A1",7,"Solar FV","Ambalema 13.2","CQR",null,null,"2024-12-31",2024,"2024-12-31",2,0,1,83]
["SC_1511_A2",7,"Solar FV","Ambalema 34.5","CQR",null,"SC_1511_A1","2024-12-31",2024,"2024-12-31",2,0,1,84]
["SC_1743_A1",60,"Solar FV","San Felipe 115","CQR",null,null,"2026-12-31",2026,"2026-12-31",2,0,1,85]
["SC_1743_A2",60,"Solar FV","San Felipe 220","CQR",null,"SC_1743_A1","2026-12-31",2026,"2026-12-31",2,0,1,86]
["SC_1745_A2",9.9,"Solar FV","Mariquita 34.5","CQR",null,null,"2026-12-31",2026,"2026-12-31",2,0,1,87]
["SC_1738_A1",99.99,"Solar FV","Dorada 115","CQR",null,null,"2023-12-31",2023,"2023-12-31",2,0,1,88]
["SC_1738_A2",99.99,"Solar FV","Purnio 115","CQR",null,"SC_1738_A1","2023-12-31",2023,"2023-12-31",2,0,1,89]

{"sheet":"cortocircuito","index":5,"n_rows":1402,"n_cols":3,"rows_kept":1402,"cut":false,"hidden":false,"merged":[]}
["nombre","barra","aportecortocircuito"]
["SC_1000_A1","Acasa 115",0.06]
["SC_1000_A2","Acasa 115",0.06]
["SC_1013_A1","Acasa 115",0.05]
["SC_1013_A2","Acasa 115",0.13]
["SC_150_A1","Acasa 115",0.1]
["SC_150_A2","Acasa 115",0.1]
["SC_2229_A1","Acasa 115",0.11300000000000132]
["SC_2229_A2","Acasa 115",6.0000000000000497E-2]
["SC_2299_A1","Acasa 115",3.8999999999997925E-3]
["SC_2299_A2","Acasa 115",5.4999999999996163E-3]
["SC_489_A1","Acasa 115",0.16300000000000001]
["SC_489_A2","Acasa 115",0.36399999999999999]
["SC_752_A1","Acasa 115",0.02]
["SC_752_A2","Acasa 115",0.02]
["SC_839_A1","Acasa 115",0.11]
["SC_839_A2","Acasa 115",0.02]
["SC_841_A1","Acasa 115",0.05]
["SC_841_A2","Acasa 115",0.04]
["SC_845_A1","Acasa 115",0.02]
["SC_845_A2","Acasa 115",0.02]
["SC_860_A1","Acasa 115",0.01]
["SC_860_A2","Acasa 115",0.01]
["SC_1361_A1","Ambalema 34.5",0.06]
["SC_1361_A2","Ambalema 34.5",0.02]
["SC_1957_A1","Ambalema 34.5",0.06]
["SC_1957_A2","Ambalema 34.5",0.02]
["SC_2102_A1","Ambalema 34.5",0.22]
["SC_2102_A2","Ambalema 34.5",0.43]
["SC_752_A1","Ambalema 34.5",0.01]
["SC_752_A2","Ambalema 34.5",0.01]
["SC_845_A1","Ambalema 34.5",0.01]
["SC_845_A2","Ambalema 34.5",0.01]
["SC_976_A1","Ambalema 34.5",0.42]
["SC_976_A2","Ambalema 34.5",0.54]
["SC_1078_A1","Anserma 33",0.02]
["SC_1078_A2","Anserma 33",0.02]
["SC_1829_A1","Anserma 33",0.02]
["SC_1829_A2","Anserma 33",0.01]
["SC_751_A1","Anserma 33",0.11]
["SC_751_A2","Anserma 33",-0.11]
["SC_753_A1","Anserma 33",0.65]
["SC_753_A2","Anserma 33",0.24]
["SC_819_A1","Anserma 33",0]
["SC_819_A2","Anserma 33",0.08]
["SC_1078_A1","Apia 33",0.85]
["SC_1078_A2","Apia 33",0.8]
["SC_1829_A1","Apia 33",0.77]
["SC_1829_A2","Apia 33",0.64]
["SC_1735_A1","Armenia 115",0.2]
["SC_1735_A2","Armenia 115",0.01]
["SC_1745_A1","Armenia 115",0.01]
["SC_1745_A2","Armenia 115",0.01]
["SC_1798_A1","Armenia 115",0.01]
["SC_1798_A2","Armenia 115",0.01]
["SC_1802_A1","Armenia 115",0.01]
["SC_1802_A2","Armenia 115",0.01]
["SC_201_A1","Armenia 115",0]
["SC_201_A2","Armenia 115",0.01]
["SC_2081_A1","Armenia 115",0]
["SC_2081_A2","Armenia 115",0]
["SC_2229_A1","Armenia 115",6.5999999999998948E-2]
["SC_2229_A2","Armenia 115",3.8000000000000256E-2]
["SC_2299_A1","Armenia 115",3.6000000000004917E-3]
["SC_2299_A2","Armenia 115",4.1999999999990933E-3]
["SC_489_A1","Armenia 115",0.17499999999999999]
["SC_489_A2","Armenia 115",0.41899999999999998]
["SC_521_A1","Armenia 115",1.3835999999999999E-2]
["SC_521_A2","Armenia 115",5.64E-3]
["SC_621_A1","Armenia 115",0.2]
["SC_804_A1","Armenia 115",1]
["SC_804_A2","Armenia 115",1]
["SC_860_A1","Armenia 115",0.01]
["SC_860_A2","Armenia 115",0.01]
["SC_1138_A1","Armenia 220",0.08]
["SC_1138_A2","Armenia 220",0.08]
["SC_1413_A1","Armenia 220",0.03]
["SC_1413_A2","Armenia 220",0.04]
["SC_1658_A1","Armenia 220",0.1]
["SC_1658_A2","Armenia 220",0.09]
["SC_1745_A1","Armenia 220",0.01]
["SC_1745_A2","Armenia 220",0.01]
["SC_1895_A1","Armenia 220",0.21]
["SC_1895_A2","Armenia 220",0.08]
["SC_2229_A1","Armenia 220",5.8000000000001606E-2]
["SC_2229_A2","Armenia 220",3.3000000000001251E-2]
["SC_2296_A1","Armenia 220",0.08]
["SC_2296_A2","Armenia 220",0.08]
["SC_2299_A1","Armenia 220",3.6000000000004917E-3]
["SC_2299_A2","Armenia 220",3.2000000000014239E-3]
["SC_489_A1","Armenia 220",0.184]
["SC_489_A2","Armenia 220",0.46700000000000003]
["SC_804_A1","Armenia 220",1]
["SC_804_A2","Armenia 220",1]
["SC_860_A1","Armenia 220",0.01]
["SC_860_A2","Armenia 220",0.01]
["SC_2102_A1","Beltran 34.5",0.22]
["SC_2102_A2","Beltran 34.5",0.37]
["SC_2102_A1","Boquerón 34.5",0.17]
["SC_2102_A2","Boquerón 34.5",0.32]
["SC_1013_A1","Buencafe 115",0.03]
["SC_1013_A2","Buencafe 115",7.0000000000000007E-2]
["SC_201_A1","Buencafe 115",0]
["SC_201_A2","Buencafe 115",0.02]
["SC_2040_A1","Buencafe 115",0.01]
["SC_2040_A2","Buencafe 115",0.01]
["SC_2229_A1","Buencafe 115",6.3000000000000611E-2]
["SC_2229_A2","Buencafe 115",3.5000000000000142E-2]
["SC_2299_A1","Buencafe 115",3.0000000000001137E-3]
["SC_2299_A2","Buencafe 115",6.0000000000002274E-3]
["SC_489_A1","Buencafe 115",0.12]
["SC_489_A2","Buencafe 115",0.27600000000000002]
["SC_860_A1","Buencafe 115",0.01]
["SC_860_A2","Buencafe 115",0.01]
["SC_1341_A1","Cuba 115",0.01]
["SC_1341_A2","Cuba 115",0.01]
["SC_1791_A1","Cuba 115",0.01]
["SC_1791_A2","Cuba 115",0.01]
["SC_1796_A1","Cuba 115",0.01]
["SC_1796_A2","Cuba 115",0.01]
["SC_1817_A1","Cuba 115",0.01]
["SC_1817_A2","Cuba 115",0.01]
["SC_201_A1","Cuba 115",0]
["SC_201_A2","Cuba 115",0.01]
["SC_2139_A1","Cuba 115",0]
["SC_2139_A2","Cuba 115",0.01]
["SC_2229_A1","Cuba 115",4.8999999999999488E-2]
["SC_2229_A2","Cuba 115",2.7000000000001023E-2]
["SC_2299_A1","Cuba 115",2.9000000000003467E-3]
["SC_2299_A2","Cuba 115",3.8000000000000256E-3]
["SC_489_A1","Cuba 115",0.13500000000000001]
["SC_489_A2","Cuba 115",0.32300000000000001]
["SC_1061_A1","DNorte 33",0.03]
["SC_1061_A2","DNorte 33",0.12]
["SC_2177_A1","DNorte 33",0.09]
["SC_2177_A2","DNorte 33",0.25]
["SC_2178_A1","DNorte 33",0.09]
["SC_2178_A2","DNorte 33",0.25]
["SC_860_A1","DNorte 33",0.12]
["SC_860_A2","DNorte 33",0.12]
["SC_1000_A1","Dorada 115",0.08]
["SC_1000_A2","Dorada 115",0.13]
["SC_1013_A1","Dorada 115",0.12]
["SC_1013_A2","Dorada 115",0.09]
["SC_1061_A1","Dorada 115",0.03]
["SC_1061_A2","Dorada 115",0.02]
["SC_1125_A2","Dorada 115",0.01]
["SC_150_A1","Dorada 115",0.19]
["SC_150_A2","Dorada 115",0.23]
["SC_1738_A1","Dorada 115",1.2]
["SC_1738_A2","Dorada 115",0.37]
["SC_1743_A1","Dorada 115",0.03]
["SC_1743_A2","Dorada 115",0]
["SC_1745_A1","Dorada 115",0.02]
["SC_1745_A2","Dorada 115",0.02]
["SC_1798_A1","Dorada 115",2.39]
["SC_1802_A1","Dorada 115",2.39]
["SC_2081_A1","Dorada 115",0.04]
["SC_2081_A2","Dorada 115",0.01]
["SC_2090_A1","Dorada 115",-0.21]
["SC_2090_A2","Dorada 115",0]
["SC_2177_A1","Dorada 115",0.06]
["SC_2177_A2","Dorada 115",0.05]
["SC_2178_A1","Dorada 115",0.06]
["SC_2178_A2","Dorada 115",0.06]
["SC_2229_A1","Dorada 115",7.3999999999999844E-2]
["SC_2229_A2","Dorada 115",7.9000000000000625E-2]
["SC_2299_A1","Dorada 115",7.9999999999991189E-4]
["SC_2299_A2","Dorada 115",9.0000000000145519E-4]
["SC_489_A1","Dorada 115",5.3999999999999999E-2]
["SC_489_A2","Dorada 115",7.5999999999999998E-2]
["SC_521_A1","Dorada 115",2.3869210000000001]
["SC_521_A2","Dorada 115",2.4000000000000001E-4]
["SC_564_A1","Dorada 115",0.01]
["SC_564_A2","Dorada 115",0.01]
["SC_752_A1","Dorada 115",0.04]
["SC_752_A2","Dorada 115",0.05]
["SC_841_A1","Dorada 115",0.15]
["SC_841_A2","Dorada 115",0.09]
["SC_845_A1","Dorada 115",0.04]
["SC_845_A2","Dorada 115",0.04]
["SC_976_A1","Dorada 115",0.08]
["SC_976_A2","Dorada 115",0.08]
["SC_1061_A1","Dorada 33",0.14000000000000001]
["SC_1061_A2","Dorada 33",0.06]
["SC_2177_A1","Dorada 33",0.25]
["SC_2177_A2","Dorada 33",0.25]
["SC_2178_A1","Dorada 33",0.25]
["SC_2178_A2","Dorada 33",0.25]
["SC_729_A1","Dorada 33",0]
["SC_729_A2","Dorada 33",0.84]
["SC_860_A1","Dorada 33",0.24]
["SC_860_A2","Dorada 33",0.25]
["SC_1061_A1","Dorada Norte 115",0.01]
["SC_1061_A2","Dorada Norte 115",0.01]
["SC_1738_A1","Dorada Norte 115",0.25]
["SC_1738_A2","Dorada Norte 115",0.31]
["SC_2081_A1","Dorada Norte 115",0]
["SC_2081_A2","Dorada Norte 115",0]
["SC_1341_A1","Dosquebradas 115",0.02]
["SC_1341_A2","Dosquebradas 115",0.02]
["SC_1791_A1","Dosquebradas 115",0.04]
["SC_1791_A2","Dosquebradas 115",0.04]
["SC_1796_A1","Dosquebradas 115",0.02]
["SC_1796_A2","Dosquebradas 115",0.02]
["SC_1817_A1","Dosquebradas 115",0.04]
["SC_1817_A2","Dosquebradas 115",0.04]
["SC_201_A1","Dosquebradas 115",0.01]
["SC_201_A2","Dosquebradas 115",0.03]
["SC_2081_A1","Dosquebradas 115",0]
["SC_2081_A2","Dosquebradas 115",0]
["SC_2139_A1","Dosquebradas 115",0]
["SC_2139_A2","Dosquebradas 115",0.03]
["SC_2299_A1","Dosquebradas 115",4.2000000000008697E-3]
["SC_2299_A2","Dosquebradas 115",5.3000000000000824E-3]
["SC_1341_A1","Dosquebradas 13.2",0.28000000000000003]
["SC_1341_A1","Dosquebradas 33",0.11]
["SC_1341_A2","Dosquebradas 33",0.01]
["SC_1791_A1","Dosquebradas 33",0.02]
["SC_1791_A2","Dosquebradas 33",0.02]
["SC_1796_A1","Dosquebradas 33",0.01]
["SC_1796_A2","Dosquebradas 33",0.01]
["SC_1817_A1","Dosquebradas 33",0.02]
["SC_1817_A2","Dosquebradas 33",0.02]
["SC_2139_A1","Dosquebradas 33",0]
["SC_2139_A2","Dosquebradas 33",0.02]
["SC_489_A1","Dosquebradas 33",0.156]
["SC_489_A2","Dosquebradas 33",0.377]
["SC_751_A1","El Dorado 33",0]
["SC_751_A2","El Dorado 33",0]
["SC_1000_A1","Enea 115",7.0000000000000007E-2]
["SC_1000_A2","Enea 115",0.08]
["SC_1013_A1","Enea 115",7.0000000000000007E-2]
["SC_1013_A2","Enea 115",0.17]
["SC_150_A1","Enea 115",0.12]
["SC_150_A2","Enea 115",0.13]
["SC_1735_A1","Enea 115",0.63]
["SC_1745_A1","Enea 115",0.01]
["SC_1745_A2","Enea 115",0.01]
["SC_1798_A1","Enea 115",0.05]
["SC_1798_A2","Enea 115",0.01]
["SC_1802_A1","Enea 115",0.05]
["SC_1802_A2","Enea 115",0.01]
["SC_201_A1","Enea 115",0.02]
["SC_201_A2","Enea 115",0.08]
["SC_2081_A1","Enea 115",0.01]
["SC_2081_A2","Enea 115",0.01]
["SC_2090_A1","Enea 115",-0.01]
["SC_2090_A2","Enea 115",0]
["SC_2177_A1","Enea 115",0]
["SC_2177_A2","Enea 115",0]
["SC_2178_A1","Enea 115",0]
["SC_2178_A2","Enea 115",0]
["SC_2229_A1","Enea 115",0.14300000000000068]
["SC_2229_A2","Enea 115",7.6000000000000512E-2]
["SC_2299_A1","Enea 115",4.4000000000004036E-3]
["SC_2299_A2","Enea 115",6.1999999999997613E-3]
["SC_489_A1","Enea 115",0.183]
["SC_489_A2","Enea 115",0.41]
["SC_521_A1","Enea 115",4.7509999999999997E-2]
["SC_521_A2","Enea 115",9.2999999999999992E-3]
["SC_564_A1","Enea 115",0.01]
["SC_564_A2","Enea 115",0.01]
["SC_621_A1","Enea 115",0.63]
["SC_752_A1","Enea 115",0.03]
["SC_752_A2","Enea 115",0.03]
["SC_839_A1","Enea 115",0.14000000000000001]
["SC_839_A2","Enea 115",0.02]
["SC_841_A1","Enea 115",0.06]
["SC_841_A2","Enea 115",0.05]
["SC_845_A1","Enea 115",0.03]
["SC_845_A2","Enea 115",0.03]
["SC_848_A1","Enea 115",0.01]
["SC_848_A2","Enea 115",0.01]
["SC_860_A1","Enea 115",0.01]
["SC_860_A2","Enea 115",0.01]
["SC_1000_A1","Enea 220",0.08]
["SC_1000_A2","Enea 220",7.0000000000000007E-2]
["SC_1013_A1","Enea 220",7.0000000000000007E-2]
["SC_1013_A2","Enea 220",0.25]
["SC_1138_A1","Enea 220",0.1]
["SC_1138_A2","Enea 220",0.08]
["SC_1298_A1","Enea 220",0.21]
["SC_1298_A2","Enea 220",0.11]
["SC_150_A1","Enea 220",0.1]
["SC_150_A2","Enea 220",0.1]
["SC_1658_A1","Enea 220",0.11]
["SC_1658_A2","Enea 220",0.11]
["SC_1735_A1","Enea 220",0.31]
["SC_1735_A2","Enea 220",0.01]
["SC_1745_A1","Enea 220",0.01]
["SC_1745_A2","Enea 220",0.01]
["SC_1798_A1","Enea 220",0.16]
["SC_1798_A2","Enea 220",0.01]
["SC_1802_A1","Enea 220",0.16]
["SC_1802_A2","Enea 220",0.01]
["SC_1895_A1","Enea 220",0.26]
["SC_1895_A2","Enea 220",0.13]
["SC_201_A1","Enea 220",0.08]
["SC_201_A2","Enea 220",0.39]
["SC_2081_A1","Enea 220",0.02]
["SC_2081_A2","Enea 220",0.03]
["SC_2229_A1","Enea 220",0.17899999999999849]
["SC_2229_A2","Enea 220",9.0999999999999304E-2]
["SC_2296_A1","Enea 220",0.1]
["SC_2299_A2","Enea 220",4.8000000000012477E-3]
["SC_489_A1","Enea 220",0.23400000000000001]
["SC_489_A2","Enea 220",0.51800000000000002]
["SC_521_A1","Enea 220",0.15697]
["SC_521_A2","Enea 220",8.8599999999999998E-3]
["SC_564_A1","Enea 220",0.04]
["SC_564_A2","Enea 220",0.01]
["SC_621_A1","Enea 220",0.31]
["SC_752_A1","Enea 220",0.02]
["SC_752_A2","Enea 220",0.02]
["SC_839_A1","Enea 220",0.03]
["SC_839_A2","Enea 220",0.03]
["SC_841_A1","Enea 220",0.04]
["SC_841_A2","Enea 220",0.05]
["SC_845_A1","Enea 220",0.02]
["SC_845_A2","Enea 220",0.02]
["SC_848_A1","Enea 220",0.01]
["SC_848_A2","Enea 220",0.01]
["SC_1000_A1","Esmeralda 220",0.06]
["SC_1000_A2","Esmeralda 220",0.06]
["SC_1013_A1","Esmeralda 220",0.08]
["SC_1013_A2","Esmeralda 220",0.18]
["SC_1138_A1","Esmeralda 220",0.28999999999999998]
["SC_1138_A2","Esmeralda 220",0.21]
["SC_1298_A1","Esmeralda 220",0.18]
["SC_1298_A2","Esmeralda 220",0.1]
["SC_1341_A1","Esmeralda 220",0.01]
["SC_1341_A2","Esmeralda 220",0.01]
["SC_1658_A1","Esmeralda 220",0.22]
["SC_1658_A2","Esmeralda 220",0.2]
["SC_1735_A1","Esmeralda 220",1.48]
["SC_1735_A2","Esmeralda 220",0.03]
["SC_1745_A1","Esmeralda 220",0.01]
["SC_1745_A2","Esmeralda 220",0.01]
["SC_1796_A1","Esmeralda 220",0.01]
["SC_1796_A2","Esmeralda 220",0.01]
["SC_1798_A1","Esmeralda 220",0.11]
["SC_1798_A2","Esmeralda 220",0.03]
["SC_1802_A1","Esmeralda 220",0.11]
["SC_1802_A2","Esmeralda 220",0.03]
["SC_1826_A1","Esmeralda 220",0.03]
["SC_1826_A2","Esmeralda 220",0.03]
["SC_1895_A1","Esmeralda 220",0.57999999999999996]
["SC_1895_A2","Esmeralda 220",0.22]
["SC_201_A1","Esmeralda 220",0.06]
["SC_201_A2","Esmeralda 220",0.24]
["SC_2040_A1","Esmeralda 220",0.03]
["SC_2040_A2","Esmeralda 220",0.04]
["SC_2081_A1","Esmeralda 220",0.01]
["SC_2081_A2","Esmeralda 220",0.02]
["SC_2229_A1","Esmeralda 220",0.17300000000000182]
["SC_2229_A2","Esmeralda 220",9.6000000000000085E-2]
["SC_2296_A1","Esmeralda 220",0.3]
["SC_2296_A2","Esmeralda 220",0.22]
["SC_2299_A1","Esmeralda 220",1.0099999999997777E-2]
["SC_2299_A2","Esmeralda 220",7.899999999999352E-3]
["SC_489_A1","Esmeralda 220",0.42899999999999999]
["SC_489_A2","Esmeralda 220",1.008]
["SC_521_A1","Esmeralda 220",0.10974]
["SC_521_A2","Esmeralda 220",2.903E-2]
["SC_564_A1","Esmeralda 220",-0.01]
["SC_564_A2","Esmeralda 220",-0.03]
["SC_621_A1","Esmeralda 220",1.48]
["SC_621_A2","Esmeralda 220",0.01]
["SC_752_A1","Esmeralda 220",0.02]
["SC_752_A2","Esmeralda 220",0.02]
["SC_804_A1","Esmeralda 220",1.004]
["SC_804_A2","Esmeralda 220",1.0009999999999999]
["SC_839_A1","Esmeralda 220",0.22]
["SC_839_A2","Esmeralda 220",7.0000000000000007E-2]
["SC_841_A1","Esmeralda 220",0.04]
["SC_841_A2","Esmeralda 220",0.04]
["SC_845_A1","Esmeralda 220",0.02]
["SC_845_A2","Esmeralda 220",0.02]
["SC_848_A1","Esmeralda 220",0.01]
["SC_848_A2","Esmeralda 220",0.01]
["SC_860_A1","Esmeralda 220",0.01]
["SC_860_A2","Esmeralda 220",0.01]
["SC_1000_A1","Esmeralda CQR 115",7.0000000000000007E-2]
["SC_1000_A2","Esmeralda CQR 115",0.08]
["SC_1013_A1","Esmeralda CQR 115",0.08]
["SC_1013_A2","Esmeralda CQR 115",0.18]
["SC_1341_A1","Esmeralda CQR 115",0.01]
["SC_1341_A2","Esmeralda CQR 115",0.01]
["SC_1745_A1","Esmeralda CQR 115",0.01]
["SC_1745_A2","Esmeralda CQR 115",0.01]
["SC_1796_A1","Esmeralda CQR 115",0.01]
["SC_1796_A2","Esmeralda CQR 115",0.01]
["SC_1798_A1","Esmeralda CQR 115",0.03]
["SC_1802_A1","Esmeralda CQR 115",0.03]
["SC_1826_A1","Esmeralda CQR 115",7.0000000000000007E-2]
["SC_1826_A2","Esmeralda CQR 115",0.08]
["SC_201_A1","Esmeralda CQR 115",0.03]
["SC_201_A2","Esmeralda CQR 115",0.1]
["SC_2040_A1","Esmeralda CQR 115",0.08]
["SC_2040_A2","Esmeralda CQR 115",0.09]
["SC_2081_A1","Esmeralda CQR 115",0.01]
["SC_2081_A2","Esmeralda CQR 115",0.01]
["SC_2229_A1","Esmeralda CQR 115",0.1910000000000025]
["SC_2229_A2","Esmeralda CQR 115",0.10600000000000165]
["SC_2299_A1","Esmeralda CQR 115",8.7000000000010402E-3]
["SC_2299_A2","Esmeralda CQR 115",1.9200000000001438E-2]
["SC_489_A1","Esmeralda CQR 115",0.32800000000000001]
["SC_489_A2","Esmeralda CQR 115",0.76600000000000001]
["SC_564_A1","Esmeralda CQR 115",0.01]
["SC_564_A2","Esmeralda CQR 115",0]
["SC_752_A1","Esmeralda CQR 115",0.03]
["SC_752_A2","Esmeralda CQR 115",0.03]
["SC_804_A1","Esmeralda CQR 115",1.022]
["SC_804_A2","Esmeralda CQR 115",1.0029999999999999]
["SC_819_A1","Esmeralda CQR 115",0]
["SC_819_A2","Esmeralda CQR 115",0]
["SC_839_A1","Esmeralda CQR 115",2.38]
["SC_839_A2","Esmeralda CQR 115",0.26]
["SC_841_A1","Esmeralda CQR 115",0.05]
["SC_841_A2","Esmeralda CQR 115",0.05]
["SC_845_A1","Esmeralda CQR 115",0.03]
["SC_845_A2","Esmeralda CQR 115",0.03]
["SC_848_A1","Esmeralda CQR 115",0.02]
["SC_848_A2","Esmeralda CQR 115",0.02]
["SC_860_A1","Esmeralda CQR 115",0.01]
["SC_860_A2","Esmeralda CQR 115",0.01]
["SC_751_A1","Felisa 33",0]
["SC_751_A2","Felisa 33",-4.0999999999999999E-4]
["SC_753_A1","Felisa 33",0.04]
["SC_753_A2","Felisa 33",0.02]
["SC_1361_A1","Guayabal 34.5",0.21]
["SC_1361_A2","Guayabal 34.5",0.05]
["SC_1957_A1","Guayabal 34.5",0.21]
["SC_1957_A2","Guayabal 34.5",0.05]
["SC_2102_A1","Guayabal 34.5",0.04]
["SC_2102_A2","Guayabal 34.5",7.0000000000000007E-2]
["SC_752_A1","Guayabal 34.5",0.03]
["SC_752_A2","Guayabal 34.5",0.03]
["SC_845_A1","Guayabal 34.5",0.03]
["SC_845_A2","Guayabal 34.5",0.03]
["SC_904_A1","Guayabal 34.5",0.06]
["SC_904_A2","Guayabal 34.5",0.02]
["SC_976_A1","Guayabal 34.5",0.21]
["SC_976_A2","Guayabal 34.5",0.77]
["SC_1341_A1","Hermosa 115",0.02]
["SC_1341_A2","Hermosa 115",0.02]
["SC_1735_A1","Hermosa 115",0.45]
["SC_1745_A1","Hermosa 115",0.01]
["SC_1745_A2","Hermosa 115",0.01]
["SC_1796_A1","Hermosa 115",0.02]
["SC_1796_A2","Hermosa 115",0.02]
["SC_1798_A1","Hermosa 115",0.01]
["SC_1802_A1","Hermosa 115",0.01]
["SC_201_A1","Hermosa 115",0.01]
["SC_201_A2","Hermosa 115",0.06]
["SC_2081_A1","Hermosa 115",0]
["SC_2081_A2","Hermosa 115",0]
["SC_2229_A1","Hermosa 115",0.12000000000000099]
["SC_2229_A2","Hermosa 115",6.8000000000001393E-2]
["SC_2299_A1","Hermosa 115",6.2999999999995282E-3]
["SC_2299_A2","Hermosa 115",8.5999999999977206E-3]
["SC_489_A1","Hermosa 115",0.29099999999999998]
["SC_489_A2","Hermosa 115",0.69499999999999995]
["SC_621_A1","Hermosa 115",0.45]
["SC_804_A1","Hermosa 115",1.0009999999999999]
["SC_804_A2","Hermosa 115",1]
["SC_1138_A1","Hermosa 220",0.13]
["SC_1138_A2","Hermosa 220",0.11]
["SC_1341_A1","Hermosa 220",0.01]
["SC_1341_A2","Hermosa 220",0.01]
["SC_1658_A1","Hermosa 220",0.14000000000000001]
["SC_1658_A2","Hermosa 220",0.13]
["SC_1735_A1","Hermosa 220",0.54]
["SC_1735_A2","Hermosa 220",0.01]
["SC_1745_A1","Hermosa 220",0.01]
["SC_1796_A1","Hermosa 220",0.01]
["SC_1796_A2","Hermosa 220",0.01]
["SC_1798_A1","Hermosa 220",1.1100000000000001]
["SC_1798_A2","Hermosa 220",0.01]
["SC_1802_A1","Hermosa 220",1.1100000000000001]
["SC_1802_A2","Hermosa 220",0.01]
["SC_1895_A1","Hermosa 220",0.3]
["SC_1895_A2","Hermosa 220",0.13]
["SC_201_A1","Hermosa 220",0.02]
["SC_201_A2","Hermosa 220",0.09]
["SC_2229_A1","Hermosa 220",9.5000000000000639E-2]
["SC_2229_A2","Hermosa 220",5.400000000000027E-2]
["SC_2296_A1","Hermosa 220",0.14000000000000001]
["SC_2296_A2","Hermosa 220",0.12]
["SC_2299_A1","Hermosa 220",6.0999999999999943E-3]
["SC_2299_A2","Hermosa 220",5.3000000000000824E-3]
["SC_489_A1","Hermosa 220",0.27]
["SC_489_A2","Hermosa 220",0.64800000000000002]
["SC_521_A1","Hermosa 220",1.1102099999999999]
["SC_521_A2","Hermosa 220",1.188E-2]
["SC_621_A1","Hermosa 220",0.54]
["SC_621_A2","Hermosa 220",0.01]
["SC_860_A1","Hermosa 220",0.01]
["SC_860_A2","Hermosa 220",0.01]
["SC_751_A1","Insula 33",0.03]
["SC_751_A2","Insula 33",2.6099999999999999E-3]
["SC_819_A1","Insula 33",7.0000000000000007E-2]
["SC_819_A2","Insula 33",0]
["SC_1000_A1","Insula CQR 115",0.04]
["SC_1000_A2","Insula CQR 115",0.04]
["SC_1013_A1","Insula CQR 115",0.04]
["SC_1013_A2","Insula CQR 115",0.09]
["SC_1826_A1","Insula CQR 115",0.01]
["SC_1826_A2","Insula CQR 115",0.01]
["SC_201_A1","Insula CQR 115",0.01]
["SC_201_A2","Insula CQR 115",0.04]
["SC_2040_A1","Insula CQR 115",0.01]
["SC_2040_A2","Insula CQR 115",0.01]
["SC_2081_A1","Insula CQR 115",0]
["SC_2081_A2","Insula CQR 115",0]
["SC_2229_A1","Insula CQR 115",8.4000000000001407E-2]
["SC_2229_A2","Insula CQR 115",4.6000000000001151E-2]
["SC_2299_A1","Insula CQR 115",3.8999999999997925E-3]
["SC_2299_A2","Insula CQR 115",7.899999999999352E-3]
["SC_489_A1","Insula CQR 115",0.158]
["SC_489_A2","Insula CQR 115",0.36499999999999999]
["SC_752_A1","Insula CQR 115",0.01]
["SC_752_A2","Insula CQR 115",0.01]
["SC_804_A1","Insula CQR 115",1.0029999999999999]
["SC_804_A2","Insula CQR 115",1.091]
["SC_819_A1","Insula CQR 115",0]
["SC_819_A2","Insula CQR 115",0]
["SC_839_A1","Insula CQR 115",0.41]
["SC_839_A2","Insula CQR 115",0.04]
["SC_841_A1","Insula CQR 115",0.03]
["SC_841_A2","Insula CQR 115",0.03]
["SC_845_A1","Insula CQR 115",0.01]
["SC_845_A2","Insula CQR 115",0.01]
["SC_860_A1","Insula CQR 115",0.01]
["SC_860_A2","Insula CQR 115",0.01]
["SC_1000_A1","Irra 115",0.02]
["SC_1000_A2","Irra 115",0.02]
["SC_1013_A1","Irra 115",0.02]
["SC_1013_A2","Irra 115",0.05]
["SC_1735_A1","Irra 115",0.01]
["SC_1745_A1","Irra 115",0.01]
["SC_1745_A2","Irra 115",0.01]
["SC_2081_A1","Irra 115",0]
["SC_2081_A2","Irra 115",0]
["SC_2299_A1","Irra 115",2.4999999999995026E-3]
["SC_2299_A2","Irra 115",4.6999999999997044E-3]
["SC_489_A1","Irra 115",9.9000000000000005E-2]
["SC_489_A2","Irra 115",0.22600000000000001]
["SC_521_A1","Irra 115",3.9360000000000003E-3]
["SC_521_A2","Irra 115",8.7100000000000003E-4]
["SC_752_A1","Irra 115",0.01]
["SC_752_A2","Irra 115",0.01]
["SC_753_A1","Irra 115",0.51]
["SC_753_A2","Irra 115",1.44]
["SC_804_A1","Irra 115",1.0009999999999999]
["SC_804_A2","Irra 115",1]
["SC_839_A1","Irra 115",2.6]
["SC_839_A2","Irra 115",0.34]
["SC_841_A1","Irra 115",0.01]
["SC_841_A2","Irra 115",0.01]
["SC_845_A1","Irra 115",0.01]
["SC_845_A2","Irra 115",0.01]
["SC_848_A1","Irra 115",0.04]
["SC_848_A2","Irra 115",0.04]
["SC_751_A1","Irra 33",0.05]
["SC_751_A2","Irra 33",-3.773E-2]
["SC_753_A1","Irra 33",0.05]
["SC_753_A2","Irra 33",1.987092E-2]
["SC_1000_A1","La Miel 220",0.1]
["SC_1000_A2","La Miel 220",0.09]
["SC_1013_A1","La Miel 220",0.54]
["SC_1013_A2","La Miel 220",0.28999999999999998]
["SC_1125_A1","La Miel 220",0.01]
["SC_1125_A2","La Miel 220",0.01]
["SC_1298_A1","La Miel 220",0.26]
["SC_1298_A2","La Miel 220",0.54]
["SC_150_A1","La Miel 220",0.3]
["SC_150_A2","La Miel 220",0.28999999999999998]
["SC_1658_A1","La Miel 220",0.09]
["SC_1658_A2","La Miel 220",0.09]
["SC_1735_A1","La Miel 220",0.03]
["SC_1745_A1","La Miel 220",0.01]
["SC_1745_A2","La Miel 220",0.01]
["SC_1798_A1","La Miel 220",0.26]
["SC_1802_A1","La Miel 220",0.26]
["SC_1895_A1","La Miel 220",0.17]
["SC_1895_A2","La Miel 220",0.14000000000000001]
["SC_2090_A1","La Miel 220",-0.46]
["SC_2090_A2","La Miel 220",0]
["SC_2229_A1","La Miel 220",0.23199999999999932]
["SC_2229_A2","La Miel 220",0.48199999999999932]
["SC_489_A1","La Miel 220",0.13800000000000001]
["SC_489_A2","La Miel 220",0.18099999999999999]
["SC_521_A1","La Miel 220",0.25555]
["SC_521_A2","La Miel 220",2.8300000000000001E-3]
["SC_564_A1","La Miel 220",7.0000000000000007E-2]
["SC_564_A2","La Miel 220",0.04]
["SC_621_A1","La Miel 220",0.03]
["SC_752_A1","La Miel 220",0.03]
["SC_752_A2","La Miel 220",0.03]
["SC_841_A1","La Miel 220",0.05]
["SC_841_A2","La Miel 220",0.06]
["SC_845_A1","La Miel 220",0.03]
["SC_845_A2","La Miel 220",0.03]
["SC_860_A1","La Miel 220",0.01]
["SC_860_A2","La Miel 220",0.01]
["SC_1341_A1","La Rosa 115",0.03]
["SC_1341_A2","La Rosa 115",0.02]
["SC_1735_A1","La Rosa 115",0.82]
["SC_1735_A2","La Rosa 115",0.01]
["SC_1745_A1","La Rosa 115",0.01]
["SC_1745_A2","La Rosa 115",0.01]
["SC_1796_A1","La Rosa 115",0.02]
["SC_1796_A2","La Rosa 115",0.02]
["SC_1798_A1","La Rosa 115",0.02]
["SC_1798_A2","La Rosa 115",0.01]
["SC_1802_A1","La Rosa 115",0.02]
["SC_1802_A2","La Rosa 115",0.01]
["SC_201_A1","La Rosa 115",0.01]
["SC_201_A2","La Rosa 115",0.04]
["SC_2081_A1","La Rosa 115",0]
["SC_2081_A2","La Rosa 115",0]
["SC_2229_A1","La Rosa 115",9.0999999999997527E-2]
["SC_2229_A2","La Rosa 115",5.1999999999999602E-2]
["SC_2299_A1","La Rosa 115",5.3000000000000824E-3]
["SC_2299_A2","La Rosa 115",7.0999999999994401E-3]
["SC_489_A1","La Rosa 115",0.252]
["SC_489_A2","La Rosa 115",0.60499999999999998]
["SC_521_A1","La Rosa 115",1.7160000000000002E-2]
["SC_521_A2","La Rosa 115",5.4000000000000003E-3]
["SC_621_A1","La Rosa 115",0.82]
["SC_751_A1","LaMerced 33",0]
["SC_751_A2","LaMerced 33",-3.8999999999999999E-4]
["SC_1361_A1","Lerida 34.5",0.14000000000000001]
["SC_1361_A2","Lerida 34.5",0.03]
["SC_1957_A1","Lerida 34.5",0.14000000000000001]
["SC_1957_A2","Lerida 34.5",0.03]
["SC_2102_A1","Lerida 34.5",0.15]
["SC_2102_A2","Lerida 34.5",0.25]
["SC_752_A1","Lerida 34.5",0.02]
["SC_752_A2","Lerida 34.5",0.02]
["SC_845_A1","Lerida 34.5",0.02]
["SC_845_A2","Lerida 34.5",0.02]
["SC_904_A1","Lerida 34.5",0.04]
["SC_904_A2","Lerida 34.5",0.01]
["SC_976_A1","Lerida 34.5",0.14000000000000001]
["SC_976_A2","Lerida 34.5",0.36]
["SC_1000_A1","Manizales 115",0.06]
["SC_1000_A2","Manizales 115",7.0000000000000007E-2]
["SC_1013_A1","Manizales 115",0.05]
["SC_1013_A2","Manizales 115",0.13]
["SC_150_A1","Manizales 115",0.1]
["SC_150_A2","Manizales 115",0.11]
["SC_1743_A1","Manizales 115",7.0000000000000007E-2]
["SC_1743_A2","Manizales 115",0]
["SC_1745_A1","Manizales 115",0.01]
["SC_1745_A2","Manizales 115",0.01]
["SC_2081_A1","Manizales 115",0.01]
["SC_2081_A2","Manizales 115",0]
["SC_2090_A1","Manizales 115",-0.02]
["SC_2090_A2","Manizales 115",0]
["SC_2299_A1","Manizales 115",4.4000000000004036E-3]
["SC_2299_A2","Manizales 115",7.3999999999987409E-3]
["SC_564_A1","Manizales 115",0.01]
["SC_564_A2","Manizales 115",0]
["SC_752_A1","Manizales 115",0.02]
["SC_752_A2","Manizales 115",0.02]
["SC_804_A1","Manizales 115",1.0009999999999999]
["SC_804_A2","Manizales 115",1.0089999999999999]
["SC_839_A1","Manizales 115",0.28999999999999998]
["SC_839_A2","Manizales 115",0.04]
["SC_841_A1","Manizales 115",0.05]
["SC_841_A2","Manizales 115",0.05]
["SC_845_A1","Manizales 115",0.02]
["SC_845_A2","Manizales 115",0.02]
["SC_848_A1","Manizales 115",0.01]
["SC_848_A2","Manizales 115",0.01]
["SC_860_A1","Manizales 115",0.01]
["SC_860_A2","Manizales 115",0.01]
["SC_1000_A1","Manzanares 115",7.0000000000000007E-2]
["SC_1000_A2","Manzanares 115",0.1]
["SC_1013_A1","Manzanares 115",0.04]
["SC_1013_A2","Manzanares 115",7.0000000000000007E-2]
["SC_1125_A2","Manzanares 115",0.01]
["SC_150_A1","Manzanares 115",0.17]
["SC_150_A2","Manzanares 115",0.2]
["SC_1738_A1","Manzanares 115",0.03]
["SC_1738_A2","Manzanares 115",0.02]
["SC_1743_A1","Manzanares 115",0.12]
["SC_1743_A2","Manzanares 115",0.03]
["SC_1745_A1","Manzanares 115",0.02]
["SC_1745_A2","Manzanares 115",0.03]
["SC_201_A1","Manzanares 115",0]
["SC_201_A2","Manzanares 115",0]
["SC_2081_A1","Manzanares 115",0.01]
["SC_2081_A2","Manzanares 115",0]
["SC_2090_A1","Manzanares 115",-0.09]
["SC_2090_A2","Manzanares 115",0]
["SC_2177_A1","Manzanares 115",0.01]
["SC_2177_A2","Manzanares 115",0.01]
["SC_2229_A1","Manzanares 115",5.1999999999999602E-2]
["SC_2229_A2","Manzanares 115",3.2999999999999474E-2]
["SC_2299_A1","Manzanares 115",9.0000000000056701E-4]
["SC_2299_A2","Manzanares 115",1.300000000000523E-3]
["SC_489_A1","Manzanares 115",4.5999999999999999E-2]
["SC_489_A2","Manzanares 115",0.09]
["SC_564_A1","Manzanares 115",4.71]
["SC_564_A2","Manzanares 115",4.71]
["SC_752_A1","Manzanares 115",0.03]
["SC_752_A2","Manzanares 115",0.04]
["SC_839_A1","Manzanares 115",0]
["SC_839_A2","Manzanares 115",0]
["SC_841_A1","Manzanares 115",0.15]
["SC_841_A2","Manzanares 115",0.08]
["SC_845_A1","Manzanares 115",0.03]
["SC_845_A2","Manzanares 115",0.04]
["SC_976_A1","Manzanares 115",0.06]
["SC_976_A2","Manzanares 115",0.06]
["SC_751_A1","Margarita 33",0.02]
["SC_751_A2","Margarita 33",-1.099E-2]
["SC_819_A1","Margarita 33",0]
["SC_819_A2","Margarita 33",0.4]
["SC_1000_A1","Mariquita 115",0.24]
["SC_1000_A2","Mariquita 115",0.6]
["SC_1013_A1","Mariquita 115",7.0000000000000007E-2]
["SC_1013_A2","Mariquita 115",0.15]
["SC_1125_A1","Mariquita 115",0.03]
["SC_1125_A2","Mariquita 115",1.1599999999999999]
["SC_1361_A1","Mariquita 115",0.15]
["SC_1361_A2","Mariquita 115",0.24]
["SC_1362_A1","Mariquita 115",2.6200000000000001E-2]
["SC_1362_A2","Mariquita 115",2.6200000000000001E-2]
["SC_150_A1","Mariquita 115",0.6]
["SC_150_A2","Mariquita 115",0.46]
["SC_1738_A1","Mariquita 115",0.05]
["SC_1738_A2","Mariquita 115",0.03]
["SC_1743_A1","Mariquita 115",0.28999999999999998]
["SC_1743_A2","Mariquita 115",0.05]
["SC_1745_A1","Mariquita 115",0.04]
["SC_1745_A2","Mariquita 115",0.06]
["SC_1957_A1","Mariquita 115",0.15]
["SC_1957_A2","Mariquita 115",0.24]
["SC_201_A1","Mariquita 115",0.01]
["SC_201_A2","Mariquita 115",0]
["SC_2090_A1","Mariquita 115",-0.01]
["SC_2090_A2","Mariquita 115",0]
["SC_2102_A1","Mariquita 115",0.01]
["SC_2102_A2","Mariquita 115",0.01]
["SC_2178_A1","Mariquita 115",0]
["SC_2178_A2","Mariquita 115",0]
["SC_2299_A1","Mariquita 115",1.000000000000334E-3]
["SC_2299_A2","Mariquita 115",1.1000000000001009E-3]
["SC_489_A1","Mariquita 115",5.5E-2]
["SC_489_A2","Mariquita 115",9.2999999999999999E-2]
["SC_564_A1","Mariquita 115",0.01]
["SC_564_A2","Mariquita 115",0.01]
["SC_752_A1","Mariquita 115",0.14000000000000001]
["SC_752_A2","Mariquita 115",0.85]
["SC_841_A1","Mariquita 115",0.37]
["SC_841_A2","Mariquita 115",0.97]
["SC_845_A1","Mariquita 115",0.13]
["SC_845_A2","Mariquita 115",0.64]
["SC_904_A1","Mariquita 115",0.04]
["SC_904_A2","Mariquita 115",0.04]
["SC_976_A1","Mariquita 115",0.17]
["SC_976_A2","Mariquita 115",0.17]
["SC_1361_A1","Mariquita 34.5",0.19]
["SC_1361_A2","Mariquita 34.5",1.03]
["SC_1745_A1","Mariquita 34.5",0.03]
["SC_1745_A2","Mariquita 34.5",0.2]
["SC_1957_A1","Mariquita 34.5",0.19]
["SC_1957_A2","Mariquita 34.5",1.03]
["SC_2102_A2","Mariquita 34.5",0.01]
["SC_752_A1","Mariquita 34.5",0.61]
["SC_752_A2","Mariquita 34.5",0.09]
["SC_845_A1","Mariquita 34.5",0.59]
["SC_845_A2","Mariquita 34.5",0.16]
["SC_976_A1","Mariquita 34.5",0.2]
["SC_976_A2","Mariquita 34.5",0.2]
["SC_2081_A1","Molinos 115",0]
["SC_2081_A2","Molinos 115",0]
["SC_2299_A1","Molinos 115",2.8000000000005798E-3]
["SC_2299_A2","Molinos 115",3.7000000000002586E-3]
["SC_489_A1","Molinos 115",0.13400000000000001]
["SC_489_A2","Molinos 115",0.317]
["SC_804_A1","Molinos 115",1]
["SC_804_A2","Molinos 115",1]
["SC_1341_A1","Papeles 115",0.01]
["SC_1341_A2","Papeles 115",0.02]
["SC_1791_A1","Papeles 115",0.03]
["SC_1791_A2","Papeles 115",0.03]
["SC_1796_A1","Papeles 115",0.02]
["SC_1796_A2","Papeles 115",0.02]
["SC_1817_A1","Papeles 115",0.03]
["SC_1817_A2","Papeles 115",0.03]
["SC_201_A1","Papeles 115",0]
["SC_201_A2","Papeles 115",0]
["SC_2139_A1","Papeles 115",0]
["SC_2139_A2","Papeles 115",0.03]
["SC_2229_A1","Papeles 115",5.7000000000000384E-2]
["SC_2229_A2","Papeles 115",3.4000000000000696E-2]
["SC_2299_A1","Papeles 115",3.3000000000011909E-3]
["SC_2299_A2","Papeles 115",3.4000000000009578E-3]
["SC_489_A1","Papeles 115",0.21299999999999999]
["SC_489_A2","Papeles 115",0.53]
["SC_1341_A1","Pavas 115",0.01]
["SC_1341_A2","Pavas 115",0.03]
["SC_1791_A1","Pavas 115",0.04]
["SC_1791_A2","Pavas 115",0.04]
["SC_1796_A1","Pavas 115",0.03]
["SC_1796_A2","Pavas 115",0.03]
["SC_1817_A1","Pavas 115",0.04]
["SC_1817_A2","Pavas 115",0.04]
["SC_201_A1","Pavas 115",0]
["SC_201_A2","Pavas 115",0.01]
["SC_2081_A1","Pavas 115",0]
["SC_2081_A2","Pavas 115",0]
["SC_2139_A1","Pavas 115",0]
["SC_2139_A2","Pavas 115",0.05]
["SC_2229_A1","Pavas 115",5.400000000000027E-2]
["SC_2229_A2","Pavas 115",3.1000000000000583E-2]
["SC_2299_A1","Pavas 115",3.0999999999998806E-3]
["SC_2299_A2","Pavas 115",3.6000000000004917E-3]
["SC_489_A1","Pavas 115",0.17699999999999999]
["SC_489_A2","Pavas 115",0.433]
["SC_1341_A2","Pavas 33",0.13]
["SC_1791_A1","Pavas 33",0.19]
["SC_1791_A2","Pavas 33",0.19]
["SC_1796_A1","Pavas 33",0.12]
["SC_1796_A2","Pavas 33",0.12]
["SC_1817_A1","Pavas 33",0.19]
["SC_1817_A2","Pavas 33",0.19]
["SC_2139_A1","Pavas 33",0]
["SC_2139_A2","Pavas 33",0.2]
["SC_1341_A2","Pavas1 13.2",0.3]
["SC_1796_A1","Pavas1 13.2",0.28000000000000003]
["SC_1796_A2","Pavas1 13.2",0.28999999999999998]
["SC_1000_A1","Peralonso 115",0.06]
["SC_1000_A2","Peralonso 115",7.0000000000000007E-2]
["SC_1013_A1","Peralonso 115",0.05]
["SC_1013_A2","Peralonso 115",0.11]
["SC_150_A1","Peralonso 115",0.1]
["SC_150_A2","Peralonso 115",0.12]
["SC_1745_A1","Peralonso 115",0.01]
["SC_1745_A2","Peralonso 115",0.01]
["SC_201_A1","Peralonso 115",0.01]
["SC_201_A2","Peralonso 115",0.04]
["SC_2081_A1","Peralonso 115",0.01]
["SC_2081_A2","Peralonso 115",0]
["SC_2090_A1","Peralonso 115",-0.02]
["SC_2090_A2","Peralonso 115",0]
["SC_2229_A1","Peralonso 115",9.6000000000000085E-2]
["SC_2229_A2","Peralonso 115",5.1999999999999602E-2]
["SC_2299_A1","Peralonso 115",3.3999999999991815E-3]
["SC_2299_A2","Peralonso 115",5.3000000000000824E-3]
["SC_489_A1","Peralonso 115",0.14099999999999999]
["SC_489_A2","Peralonso 115",0.315]
["SC_564_A1","Peralonso 115",8.89]
["SC_564_A2","Peralonso 115",8.89]
["SC_752_A1","Peralonso 115",0.02]
["SC_752_A2","Peralonso 115",0.02]
["SC_804_A1","Peralonso 115",1]
["SC_804_A2","Peralonso 115",1.002]
["SC_839_A1","Peralonso 115",0.13]
["SC_839_A2","Peralonso 115",0.02]
["SC_841_A1","Peralonso 115",0.06]
["SC_841_A2","Peralonso 115",0.05]
["SC_845_A1","Peralonso 115",0.02]
["SC_845_A2","Peralonso 115",0.02]
["SC_848_A1","Peralonso 115",0.01]
["SC_848_A2","Peralonso 115",0.01]
["SC_860_A1","Peralonso 115",0.01]
["SC_860_A2","Peralonso 115",0.01]
["SC_976_A1","Peralonso 115",0.3]
["SC_976_A2","Peralonso 115",0.3]
["SC_1078_A1","PuebloRico 33",1.03]
["SC_1078_A2","PuebloRico 33",0.97]
["SC_1829_A1","PuebloRico 33",0.96]
["SC_1829_A2","PuebloRico 33",0.84]
["SC_751_A1","PuebloRico 33",0.97]
["SC_751_A2","PuebloRico 33",-0.29732999999999998]
["SC_1000_A1","Purnio 115",0.08]
["SC_1000_A2","Purnio 115",0.12]
["SC_1013_A1","Purnio 115",0.17]
["SC_1013_A2","Purnio 115",0.09]
["SC_1061_A1","Purnio 115",0.03]
["SC_1061_A2","Purnio 115",0.04]
["SC_150_A1","Purnio 115",0.19]
["SC_150_A2","Purnio 115",0.22]
["SC_1738_A1","Purnio 115",0.41]
["SC_1738_A2","Purnio 115",0.54]
["SC_1743_A1","Purnio 115",0.11]
["SC_1743_A2","Purnio 115",0.03]
["SC_1745_A1","Purnio 115",0.01]
["SC_1745_A2","Purnio 115",0.02]
["SC_1798_A1","Purnio 115",0.73]
["SC_1802_A1","Purnio 115",0.73]
["SC_2081_A1","Purnio 115",0.05]
["SC_2081_A2","Purnio 115",0.01]
["SC_2090_A1","Purnio 115",-0.1]
["SC_2090_A2","Purnio 115",0]
["SC_2177_A1","Purnio 115",0.04]
["SC_2177_A2","Purnio 115",0.04]
["SC_2178_A1","Purnio 115",0.04]
["SC_2178_A2","Purnio 115",0.04]
["SC_489_A1","Purnio 115",5.7000000000000002E-2]
["SC_489_A2","Purnio 115",7.6999999999999999E-2]
["SC_521_A1","Purnio 115",0.73078900000000002]
["SC_521_A2","Purnio 115",2.5999999999999998E-4]
["SC_564_A1","Purnio 115",0.01]
["SC_564_A2","Purnio 115",0.01]
["SC_752_A1","Purnio 115",0.04]
["SC_752_A2","Purnio 115",0.04]
["SC_841_A1","Purnio 115",0.12]
["SC_841_A2","Purnio 115",0.08]
["SC_845_A1","Purnio 115",0.04]
["SC_845_A2","Purnio 115",0.04]
["SC_860_A1","Purnio 115",0.05]
["SC_860_A2","Purnio 115",0.05]
["SC_976_A1","Purnio 115",7.0000000000000007E-2]
["SC_976_A2","Purnio 115",0.06]
["SC_1000_A1","Purnio 220",7.0000000000000007E-2]
["SC_1000_A2","Purnio 220",7.0000000000000007E-2]
["SC_1013_A1","Purnio 220",2.5]
["SC_1013_A2","Purnio 220",0.18]
["SC_150_A1","Purnio 220",0.12]
["SC_150_A2","Purnio 220",0.12]
["SC_1658_A1","Purnio 220",0.04]
["SC_1658_A2","Purnio 220",0.04]
["SC_1738_A1","Purnio 220",0.08]
["SC_1738_A2","Purnio 220",0.1]
["SC_1743_A1","Purnio 220",0.08]
["SC_1743_A2","Purnio 220",0.08]
["SC_1745_A1","Purnio 220",0.01]
["SC_1745_A2","Purnio 220",0.01]
["SC_1895_A1","Purnio 220",0.26]
["SC_1895_A2","Purnio 220",0.24]
["SC_2081_A1","Purnio 220",0.03]
["SC_2081_A2","Purnio 220",0.02]
["SC_2090_A1","Purnio 220",-0.09]
["SC_2090_A2","Purnio 220",0]
["SC_2177_A1","Purnio 220",0.01]
["SC_2177_A2","Purnio 220",0.01]
["SC_2178_A1","Purnio 220",0.01]
["SC_2178_A2","Purnio 220",0.01]
["SC_2229_A1","Purnio 220",0.16099999999999781]
["SC_2229_A2","Purnio 220",0.2759999999999998]
["SC_2299_A1","Purnio 220",1.6999999999995907E-3]
["SC_2299_A2","Purnio 220",1.5999999999998238E-3]
["SC_489_A1","Purnio 220",0.16900000000000001]
["SC_489_A2","Purnio 220",0.188]
["SC_564_A1","Purnio 220",0.04]
["SC_564_A2","Purnio 220",0.03]
["SC_752_A1","Purnio 220",0.02]
["SC_752_A2","Purnio 220",0.02]
["SC_841_A1","Purnio 220",0.05]
["SC_841_A2","Purnio 220",0.05]
["SC_845_A1","Purnio 220",0.02]
["SC_845_A2","Purnio 220",0.02]
["SC_976_A1","Purnio 220",0.13]
["SC_976_A2","Purnio 220",0.13]
["SC_751_A1","Quinchia 33",0.02]
["SC_751_A2","Quinchia 33",-1.968E-2]
["SC_753_A1","Quinchia 33",1.56]
["SC_753_A2","Quinchia 33",0.11410755]
["SC_1745_A1","Regivit 115",0.01]
["SC_1745_A2","Regivit 115",0.01]
["SC_201_A1","Regivit 115",0]
["SC_201_A2","Regivit 115",0.01]
["SC_2081_A1","Regivit 115",0]
["SC_2081_A2","Regivit 115",0]
["SC_2229_A1","Regivit 115",6.4999999999999503E-2]
["SC_2229_A2","Regivit 115",3.6999999999999034E-2]
["SC_2299_A1","Regivit 115",3.5999999999987201E-3]
["SC_2299_A2","Regivit 115",4.2999999999988603E-3]
["SC_489_A1","Regivit 115",0.17299999999999999]
["SC_489_A2","Regivit 115",0.40699999999999997]
["SC_804_A1","Regivit 115",1]
["SC_804_A2","Regivit 115",1]
["SC_860_A1","Regivit 115",0.01]
["SC_860_A2","Regivit 115",0.01]
["SC_904_A1","Regivit 115",0.01]
["SC_904_A2","Regivit 115",0.01]
["SC_750_A1","Rio Negrito 33",-0.02]
["SC_750_A2","Rio Negrito 33",0]
["SC_1000_A1","Rio Sucio 115",0.01]
["SC_1000_A2","Rio Sucio 115",0.01]
["SC_1013_A1","Rio Sucio 115",0.01]
["SC_1013_A2","Rio Sucio 115",0.02]
["SC_1078_A2","Rio Sucio 115",0.01]
["SC_2081_A1","Rio Sucio 115",0]
["SC_2081_A2","Rio Sucio 115",0]
["SC_2229_A1","Rio Sucio 115",2.0000000000000018E-2]
["SC_2229_A2","Rio Sucio 115",1.1000000000000121E-2]
["SC_2299_A1","Rio Sucio 115",1.1000000000001009E-3]
["SC_2299_A2","Rio Sucio 115",2.0000000000002238E-3]
["SC_489_A1","Rio Sucio 115",4.3999999999999997E-2]
["SC_489_A2","Rio Sucio 115",0.1]
["SC_521_A1","Rio Sucio 115",7.7800000000000005E-4]
["SC_521_A2","Rio Sucio 115",1.7200000000000001E-4]
["SC_752_A1","Rio Sucio 115",0]
["SC_752_A2","Rio Sucio 115",0]
["SC_804_A1","Rio Sucio 115",1]
["SC_804_A2","Rio Sucio 115",1]
["SC_839_A1","Rio Sucio 115",2.46]
["SC_839_A2","Rio Sucio 115",0.08]
["SC_841_A1","Rio Sucio 115",0.01]
["SC_841_A2","Rio Sucio 115",0.01]
["SC_845_A1","Rio Sucio 115",0]
["SC_845_A2","Rio Sucio 115",0]
["SC_848_A1","Rio Sucio 115",0.04]
["SC_848_A2","Rio Sucio 115",0.03]
["SC_751_A1","Riosucio 33",0.01]
["SC_751_A2","Riosucio 33",-3.29E-3]
["SC_753_A1","Riosucio 33",0.23]
["SC_753_A2","Riosucio 33",7.9907599999999995E-2]
["SC_751_A1","Risaralda 33",0.03]
["SC_751_A2","Risaralda 33",-3.2399999999999998E-2]
["SC_753_A1","Risaralda 33",0.16]
["SC_753_A2","Risaralda 33",6.1368150000000003E-2]
["SC_1000_A1","Salamina 115",0.02]
["SC_1000_A2","Salamina 115",0.02]
["SC_1013_A1","Salamina 115",0.02]
["SC_1013_A2","Salamina 115",0.05]
["SC_1735_A1","Salamina 115",0.05]
["SC_1745_A1","Salamina 115",0.01]
["SC_1745_A2","Salamina 115",0.01]
["SC_2081_A1","Salamina 115",0]
["SC_2081_A2","Salamina 115",0]
["SC_2229_A1","Salamina 115",4.4000000000000483E-2]
["SC_2229_A2","Salamina 115",2.5999999999999801E-2]
["SC_2299_A1","Salamina 115",2.2000000000002018E-3]
["SC_2299_A2","Salamina 115",3.0000000000001137E-3]
["SC_489_A1","Salamina 115",9.1999999999999998E-2]
["SC_489_A2","Salamina 115",0.20200000000000001]
["SC_521_A1","Salamina 115",3.0460000000000001E-3]
["SC_521_A2","Salamina 115",7.7800000000000005E-4]
["SC_564_A1","Salamina 115",0]
["SC_564_A2","Salamina 115",0]
["SC_621_A1","Salamina 115",0.05]
["SC_752_A1","Salamina 115",0.01]
["SC_752_A2","Salamina 115",0.01]
["SC_804_A1","Salamina 115",1]
["SC_804_A2","Salamina 115",1]
["SC_839_A1","Salamina 115",0]
["SC_839_A2","Salamina 115",0.59]
["SC_841_A1","Salamina 115",0.01]
["SC_841_A2","Salamina 115",0.01]
["SC_845_A1","Salamina 115",0.01]
["SC_845_A2","Salamina 115",0.01]
["SC_848_A1","Salamina 115",0.01]
["SC_848_A2","Salamina 115",0.01]
["SC_1000_A1","Salamina 220",0.02]
["SC_1000_A2","Salamina 220",0.02]
["SC_1013_A1","Salamina 220",0.03]
["SC_1013_A2","Salamina 220",0.06]
["SC_1138_A1","Salamina 220",0.06]
["SC_1138_A2","Salamina 220",0.05]
["SC_1658_A1","Salamina 220",7.0000000000000007E-2]
["SC_1658_A2","Salamina 220",7.0000000000000007E-2]
["SC_1735_A1","Salamina 220",0.12]
["SC_1798_A1","Salamina 220",0.01]
["SC_1802_A1","Salamina 220",0.01]
["SC_1895_A1","Salamina 220",0.16]
["SC_1895_A2","Salamina 220",7.0000000000000007E-2]
["SC_2081_A1","Salamina 220",0]
["SC_2081_A2","Salamina 220",0]
["SC_2229_A1","Salamina 220",5.7999999999999829E-2]
["SC_2229_A2","Salamina 220",3.5999999999999588E-2]
["SC_2296_A1","Salamina 220",0.06]
["SC_2296_A2","Salamina 220",0.05]
["SC_2299_A1","Salamina 220",3.5000000000007248E-3]
["SC_2299_A2","Salamina 220",3.0999999999998806E-3]
["SC_489_A1","Salamina 220",0.159]
["SC_489_A2","Salamina 220",0.34100000000000003]
["SC_521_A1","Salamina 220",1.353E-2]
["SC_521_A2","Salamina 220",3.8700000000000002E-3]
["SC_564_A1","Salamina 220",0]
["SC_564_A2","Salamina 220",0]
["SC_621_A1","Salamina 220",0.12]
["SC_752_A1","Salamina 220",0.01]
["SC_752_A2","Salamina 220",0.01]
["SC_841_A1","Salamina 220",0.01]
["SC_841_A2","Salamina 220",0.02]
["SC_845_A1","Salamina 220",0.01]
["SC_845_A2","Salamina 220",0.01]
["SC_751_A1","Salamina 33",0]
["SC_751_A2","Salamina 33",-2.3000000000000001E-4]
["SC_860_A1","Salamina 33",0.21]
["SC_860_A2","Salamina 33",0.15]
["SC_1000_A1","San Felipe 115",0.74]
["SC_1000_A2","San Felipe 115",0.36]
["SC_1013_A1","San Felipe 115",0.11]
["SC_1013_A2","San Felipe 115",0.33]
["SC_1061_A1","San Felipe 115",0.01]
["SC_1125_A1","San Felipe 115",0.35]
["SC_1125_A2","San Felipe 115",0.11]
["SC_1298_A1","San Felipe 115",0.16]
["SC_1298_A2","San Felipe 115",0.09]
["SC_1361_A1","San Felipe 115",0.27]
["SC_1361_A2","San Felipe 115",0.23]
["SC_150_A1","San Felipe 115",0.67]
["SC_150_A2","San Felipe 115",0.61]
["SC_1743_A1","San Felipe 115",0.39]
["SC_1743_A2","San Felipe 115",0.06]
["SC_1745_A1","San Felipe 115",0.06]
["SC_1745_A2","San Felipe 115",0.05]
["SC_1957_A1","San Felipe 115",0.27]
["SC_1957_A2","San Felipe 115",0.23]
["SC_2081_A1","San Felipe 115",0.36]
["SC_2081_A2","San Felipe 115",0.02]
["SC_2102_A1","San Felipe 115",0.04]
["SC_2102_A2","San Felipe 115",0.03]
["SC_2229_A1","San Felipe 115",0.14899999999999913]
["SC_2229_A2","San Felipe 115",8.0000000000000071E-2]
["SC_2299_A1","San Felipe 115",1.1000000000001009E-3]
["SC_2299_A2","San Felipe 115",1.1999999999998678E-3]
["SC_564_A1","San Felipe 115",0.02]
["SC_564_A2","San Felipe 115",0.01]
["SC_752_A1","San Felipe 115",0.12]
["SC_752_A2","San Felipe 115",0.19]
["SC_841_A1","San Felipe 115",0.18]
["SC_841_A2","San Felipe 115",0.28999999999999998]
["SC_845_A1","San Felipe 115",0.11]
["SC_845_A2","San Felipe 115",0.15]
["SC_860_A1","San Felipe 115",0.02]
["SC_860_A2","San Felipe 115",0.02]
["SC_904_A1","San Felipe 115",0.09]
["SC_904_A2","San Felipe 115",0.09]
["SC_976_A1","San Felipe 115",0.27]
["SC_976_A2","San Felipe 115",0.27]
["SC_2102_A1","San Felipe 13.2",0.03]
["SC_2102_A2","San Felipe 13.2",0.05]
["SC_1000_A1","San Felipe 220",0.27]
["SC_1000_A2","San Felipe 220",0.13]
["SC_1013_A1","San Felipe 220",0.14000000000000001]
["SC_1013_A2","San Felipe 220",1.27]
["SC_1125_A1","San Felipe 220",0.13]
["SC_1125_A2","San Felipe 220",0.04]
["SC_1138_A1","San Felipe 220",0.06]
["SC_1138_A2","San Felipe 220",0.05]
["SC_1298_A1","San Felipe 220",0.48]
["SC_1298_A2","San Felipe 220",0.22]
["SC_1362_A1","San Felipe 220",0]
["SC_1362_A2","San Felipe 220",1E-4]
["SC_150_A1","San Felipe 220",0.24]
["SC_150_A2","San Felipe 220",0.22]
["SC_1658_A1","San Felipe 220",7.0000000000000007E-2]
["SC_1658_A2","San Felipe 220",7.0000000000000007E-2]
["SC_1735_A1","San Felipe 220",0.12]
["SC_1735_A2","San Felipe 220",0.01]
["SC_1743_A1","San Felipe 220",0.15]
["SC_1743_A2","San Felipe 220",0.21]
["SC_1745_A1","San Felipe 220",0.02]
["SC_1745_A2","San Felipe 220",0.02]
["SC_1798_A1","San Felipe 220",0.18]
["SC_1802_A1","San Felipe 220",0.18]
["SC_201_A1","San Felipe 220",0.42]
["SC_201_A2","San Felipe 220",0.1]
["SC_2081_A1","San Felipe 220",0.09]
["SC_2081_A2","San Felipe 220",0.19]
["SC_2102_A1","San Felipe 220",0.01]
["SC_2102_A2","San Felipe 220",0.01]
["SC_2177_A1","San Felipe 220",0.01]
["SC_2177_A2","San Felipe 220",0.01]
["SC_2296_A1","San Felipe 220",7.0000000000000007E-2]
["SC_2296_A2","San Felipe 220",0.05]
["SC_2299_A1","San Felipe 220",2.8999999999985704E-3]
["SC_2299_A2","San Felipe 220",2.6999999999990365E-3]
["SC_489_A1","San Felipe 220",0.17199999999999999]
["SC_489_A2","San Felipe 220",0.28599999999999998]
["SC_521_A1","San Felipe 220",15.653729999999999]
["SC_521_A2","San Felipe 220",4.3800000000000002E-3]
["SC_564_A1","San Felipe 220",0.3]
["SC_564_A2","San Felipe 220",0.12]
["SC_621_A1","San Felipe 220",0.12]
["SC_752_A1","San Felipe 220",0.04]
["SC_752_A2","San Felipe 220",7.0000000000000007E-2]
["SC_841_A1","San Felipe 220",7.0000000000000007E-2]
["SC_841_A2","San Felipe 220",0.11]
["SC_845_A1","San Felipe 220",0.04]
["SC_845_A2","San Felipe 220",0.06]
["SC_860_A1","San Felipe 220",0.01]
["SC_860_A2","San Felipe 220",0.01]
["SC_904_A1","San Felipe 220",0.04]
["SC_904_A2","San Felipe 220",0.04]
["SC_976_A1","San Felipe 220",0.25]
["SC_976_A2","San Felipe 220",0.24]
["SC_1138_A1","San Lorenzo 220",0.02]
["SC_1138_A2","San Lorenzo 220",0.02]
["SC_1658_A1","San Lorenzo 220",0.02]
["SC_1658_A2","San Lorenzo 220",0.02]
["SC_2296_A1","San Lorenzo 220",0.02]
["SC_2296_A2","San Lorenzo 220",0.02]
["SC_1361_A1","SFelipe 34.5",0.86]
["SC_1745_A1","SFelipe 34.5",0.2]
["SC_1745_A2","SFelipe 34.5",0.08]
["SC_1957_A1","SFelipe 34.5",0.86]
["SC_1957_A2","SFelipe 34.5",0.22]
["SC_2102_A1","SFelipe 34.5",0.08]
["SC_2102_A2","SFelipe 34.5",0.13]
["SC_752_A1","SFelipe 34.5",0.12]
["SC_752_A2","SFelipe 34.5",0.12]
["SC_845_A1","SFelipe 34.5",0.12]
["SC_845_A2","SFelipe 34.5",0.12]
["SC_904_A1","SFelipe 34.5",0.98]
["SC_904_A2","SFelipe 34.5",0.08]
["SC_976_A1","SFelipe 34.5",0.85]
["SC_976_A2","SFelipe 34.5",0.84]
["SC_751_A1","Supia 33",0]
["SC_751_A2","Supia 33",-4.8000000000000001E-4]
["SC_1061_A1","Victoria 33",0.01]
["SC_1061_A2","Victoria 33",0.01]
["SC_2178_A1","Victoria 33",0]
["SC_2178_A2","Victoria 33",0]
["SC_751_A1","Victoria 33",0.09]
["SC_751_A2","Victoria 33",0.16120999999999999]
["SC_860_A1","Victoria 33",7.0000000000000007E-2]
["SC_860_A2","Victoria 33",7.0000000000000007E-2]
["SC_1000_A1","Victoria CQR 115",0.14000000000000001]
["SC_1000_A2","Victoria CQR 115",0.25]
["SC_1013_A1","Victoria CQR 115",7.0000000000000007E-2]
["SC_1013_A2","Victoria CQR 115",0.12]
["SC_1061_A1","Victoria CQR 115",0.01]
["SC_1061_A2","Victoria CQR 115",0.01]
["SC_1125_A1","Victoria CQR 115",0.01]
["SC_1125_A2","Victoria CQR 115",0.22]
["SC_1361_A1","Victoria CQR 115",0.1]
["SC_1361_A2","Victoria CQR 115",0.16]
["SC_150_A1","Victoria CQR 115",0.43]
["SC_150_A2","Victoria CQR 115",0.52]
["SC_1738_A1","Victoria CQR 115",0.11]
["SC_1738_A2","Victoria CQR 115",0.08]
["SC_1743_A1","Victoria CQR 115",0.22]
["SC_1743_A2","Victoria CQR 115",0.05]
["SC_1745_A1","Victoria CQR 115",0.03]
["SC_1745_A2","Victoria CQR 115",0.05]
["SC_1798_A1","Victoria CQR 115",0.31]
["SC_1802_A1","Victoria CQR 115",0.31]
["SC_1957_A1","Victoria CQR 115",0.1]
["SC_1957_A2","Victoria CQR 115",0.16]
["SC_201_A1","Victoria CQR 115",0.01]
["SC_201_A2","Victoria CQR 115",0]
["SC_2081_A1","Victoria CQR 115",0.13]
["SC_2081_A2","Victoria CQR 115",0.01]
["SC_2090_A1","Victoria CQR 115",-0.01]
["SC_2090_A2","Victoria CQR 115",0]
["SC_2102_A1","Victoria CQR 115",0.01]
["SC_2102_A2","Victoria CQR 115",0.01]
["SC_2177_A1","Victoria CQR 115",0.01]
["SC_2177_A2","Victoria CQR 115",0.01]
["SC_2178_A1","Victoria CQR 115",0.01]
["SC_2178_A2","Victoria CQR 115",0.01]
["SC_2229_A1","Victoria CQR 115",8.4000000000000519E-2]
["SC_2229_A2","Victoria CQR 115",5.6999999999999496E-2]
["SC_2299_A1","Victoria CQR 115",1.1000000000001009E-3]
["SC_2299_A2","Victoria CQR 115",1.300000000000523E-3]
["SC_489_A1","Victoria CQR 115",5.6000000000000001E-2]
["SC_489_A2","Victoria CQR 115",9.6000000000000002E-2]
["SC_521_A1","Victoria CQR 115",0.31250600000000001]
["SC_521_A2","Victoria CQR 115",2.5999999999999998E-4]
["SC_564_A1","Victoria CQR 115",0]
["SC_564_A2","Victoria CQR 115",0]
["SC_752_A1","Victoria CQR 115",7.0000000000000007E-2]
["SC_752_A2","Victoria CQR 115",0.23]
["SC_841_A1","Victoria CQR 115",1.34]
["SC_841_A2","Victoria CQR 115",0.27]
["SC_845_A1","Victoria CQR 115",7.0000000000000007E-2]
["SC_845_A2","Victoria CQR 115",0.17]
["SC_860_A1","Victoria CQR 115",0.03]
["SC_860_A2","Victoria CQR 115",0.03]
["SC_976_A1","Victoria CQR 115",0.12]
["SC_976_A2","Victoria CQR 115",0.12]
["SC_1138_A1","Virginia 115",7.0000000000000007E-2]
["SC_1138_A2","Virginia 115",0.06]
["SC_1658_A1","Virginia 115",7.0000000000000007E-2]
["SC_1658_A2","Virginia 115",7.0000000000000007E-2]
["SC_1735_A1","Virginia 115",0.08]
["SC_1826_A1","Virginia 115",0.01]
["SC_1826_A2","Virginia 115",0.01]
["SC_2040_A1","Virginia 115",0.02]
["SC_2040_A2","Virginia 115",0.02]
["SC_2081_A1","Virginia 115",0]
["SC_2081_A2","Virginia 115",0]
["SC_2229_A1","Virginia 115",3.0000000000000249E-2]
["SC_2229_A2","Virginia 115",1.7999999999999794E-2]
["SC_2296_A1","Virginia 115",7.0000000000000007E-2]
["SC_2296_A2","Virginia 115",0.06]
["SC_2299_A1","Virginia 115",1.5999999999998238E-3]
["SC_2299_A2","Virginia 115",1.300000000000523E-3]
["SC_489_A1","Virginia 115",0.113]
["SC_489_A2","Virginia 115",0.307]
["SC_621_A1","Virginia 115",0.08]
["SC_804_A1","Virginia 115",1]
["SC_804_A2","Virginia 115",1]
["SC_1138_A1","Virginia 220",0.83]
["SC_1138_A2","Virginia 220",0.48]
["SC_1341_A1","Virginia 220",0.01]
["SC_1341_A2","Virginia 220",0.01]
["SC_1413_A1","Virginia 220",0.32]
["SC_1413_A2","Virginia 220",0.54]
["SC_1658_A1","Virginia 220",0.3]
["SC_1658_A2","Virginia 220",0.27]
["SC_1735_A1","Virginia 220",0.56999999999999995]
["SC_1735_A2","Virginia 220",0.02]
["SC_1796_A1","Virginia 220",0.01]
["SC_1796_A2","Virginia 220",0.01]
["SC_1798_A1","Virginia 220",0.05]
["SC_1798_A2","Virginia 220",0.04]
["SC_1802_A1","Virginia 220",0.05]
["SC_1802_A2","Virginia 220",0.04]
["SC_1826_A1","Virginia 220",0.01]
["SC_1826_A2","Virginia 220",0.02]
["SC_1895_A1","Virginia 220",1.31]
["SC_1895_A2","Virginia 220",0.24]
["SC_201_A1","Virginia 220",0.03]
["SC_201_A2","Virginia 220",0.11]
["SC_2040_A1","Virginia 220",0.02]
["SC_2040_A2","Virginia 220",0.02]
["SC_2229_A1","Virginia 220",0.1180000000000021]
["SC_2229_A2","Virginia 220",6.8999999999999062E-2]
["SC_2296_A1","Virginia 220",0.84]
["SC_2296_A2","Virginia 220",0.49]
["SC_2299_A1","Virginia 220",6.599999999998829E-3]
["SC_2299_A2","Virginia 220",5.5000000000013927E-3]
["SC_489_A1","Virginia 220",0.48799999999999999]
["SC_489_A2","Virginia 220",1.35]
["SC_521_A1","Virginia 220",5.1110000000000003E-2]
["SC_521_A2","Virginia 220",4.1709999999999997E-2]
["SC_621_A1","Virginia 220",0.56999999999999995]
["SC_621_A2","Virginia 220",0.02]
["SC_804_A1","Virginia 220",1.0009999999999999]
["SC_804_A2","Virginia 220",1]
["SC_839_A1","Virginia 220",0.26]
["SC_839_A2","Virginia 220",0.03]
["SC_1138_A1","Virginia 500",0.14000000000000001]
["SC_1138_A2","Virginia 500",0.09]
["SC_1413_A1","Virginia 500",0.05]
["SC_1413_A2","Virginia 500",0.06]
["SC_1658_A1","Virginia 500",7.0000000000000007E-2]
["SC_1658_A2","Virginia 500",7.0000000000000007E-2]
["SC_1735_A1","Virginia 500",11.22]
["SC_1735_A2","Virginia 500",0.22]
["SC_1895_A1","Virginia 500",0.23]
["SC_1895_A2","Virginia 500",0.31]
["SC_2229_A1","Virginia 500",4.5999999999999375E-2]
["SC_2229_A2","Virginia 500",3.2999999999999474E-2]
["SC_2296_A1","Virginia 500",0.14000000000000001]
["SC_2296_A2","Virginia 500",0.09]
["SC_2299_A1","Virginia 500",2.0000000000006679E-3]
["SC_2299_A2","Virginia 500",1.6999999999995907E-3]
["SC_489_A1","Virginia 500",0.621]
["SC_489_A2","Virginia 500",0.33800000000000002]
["SC_860_A1","Virginia 500",0.01]
["SC_860_A2","Virginia 500",0.01]
["SC_1013_A1","Viterbo 115",0.02]
["SC_1013_A2","Viterbo 115",0.05]
["SC_1078_A1","Viterbo 115",0.27]
["SC_1078_A2","Viterbo 115",0.72]
["SC_1735_A1","Viterbo 115",0.04]
["SC_1745_A1","Viterbo 115",0.01]
["SC_1745_A2","Viterbo 115",0.01]
["SC_1826_A1","Viterbo 115",0.12]
["SC_1826_A2","Viterbo 115",0.14000000000000001]
["SC_1829_A1","Viterbo 115",0.08]
["SC_1829_A2","Viterbo 115",0.28999999999999998]
["SC_2040_A1","Viterbo 115",0.11]
["SC_2040_A2","Viterbo 115",0.14000000000000001]
["SC_2081_A1","Viterbo 115",0]
["SC_2081_A2","Viterbo 115",0]
["SC_2229_A1","Viterbo 115",4.4999999999999929E-2]
["SC_2229_A2","Viterbo 115",2.5000000000000355E-2]
["SC_2299_A1","Viterbo 115",2.6000000000001577E-3]
["SC_2299_A2","Viterbo 115",5.7000000000000384E-3]
["SC_489_A1","Viterbo 115",9.9000000000000005E-2]
["SC_489_A2","Viterbo 115",0.23200000000000001]
["SC_521_A1","Viterbo 115",4.3280000000000002E-3]
["SC_521_A2","Viterbo 115",8.5899999999999995E-4]
["SC_621_A1","Viterbo 115",0.04]
["SC_804_A1","Viterbo 115",1.0029999999999999]
["SC_804_A2","Viterbo 115",1]
["SC_1826_A1","Viterbo 33",0.47]
["SC_1826_A2","Viterbo 33",0.02]
["SC_2040_A1","Viterbo 33",0.48]
["SC_2040_A2","Viterbo 33",0.02]
["SC_1511_A1","Ambalema 13.2",0.51]
["SC_1511_A1","Ambalema 34.5",0.13]
["SC_1511_A1","Guayabal 34.5",0.09]
["SC_1511_A1","Lerida 34.5",0.13]
["SC_1511_A1","Mariquita 115",0.03]
["SC_1511_A1","Mariquita 34.5",0.02]
["SC_1511_A1","SFelipe 34.5",0.16]
["SC_1511_A1","San Felipe 115",0.05]
["SC_1511_A2","Ambalema 13.2",0.31]
["SC_1511_A2","Ambalema 34.5",0.83]
["SC_1511_A2","Guayabal 34.5",0.17]
["SC_1511_A2","Lerida 34.5",0.53]
["SC_1511_A2","Mariquita 115",0.02]
["SC_1511_A2","Mariquita 34.5",0.02]
["SC_1511_A2","SFelipe 34.5",0.19]
["SC_1511_A2","San Felipe 115",0.05]

{"sheet":"zonas","index":6,"n_rows":111,"n_cols":4,"rows_kept":111,"cut":false,"hidden":false,"merged":[]}
["nombre","periodo","capacidad","factor"]
["Zona7",2023,225,1]
["Zona7",2024,250,1]
["Zona7",2025,259.375,1]
["Zona7",2026,259.375,1]
["Zona7",2027,248.2421875,1]
["Zona7",2028,257.6171875,1]
["Zona7",2029,250.4150390625,1]
["Zona7",2030,256.6650390625,1]
["Zona7",2031,246.04034423828119,1]
["Zona7",2032,240.28530120849609,1]
["Zona7",2033,235.24963855743411,1]
["Zona3",2023,450,1]
["Zona3",2024,868.75,1]
["Zona3",2025,834.375,1]
["Zona3",2026,842.96875,1]
["Zona3",2027,817.1875,1]
["Zona3",2028,818.798828125,1]
["Zona3",2029,820.01953125,1]
["Zona3",2030,818.34602355957031,1]
["Zona3",2031,818.34602355957031,1]
["Zona3",2032,798.1292724609375,1]
["Zona3",2033,798.1292724609375,1]
["Zona5",2023,101.4984056353569,1]
["Zona5",2024,100.70544934133061,1]
["Zona5",2025,102.26794934133061,1]
["Zona5",2026,102.26794934133061,1]
["Zona5",2027,102.26794934133061,1]
["Zona5",2028,103.04919934133061,1]
["Zona5",2029,103.04919934133061,1]
["Zona5",2030,103.04919934133061,1]
["Zona5",2031,103.04919934133061,1]
["Zona5",2032,103.04919934133061,1]
["Zona5",2033,103.04919934133061,1]
["Zona2",2023,184.375,1]
["Zona2",2024,149.57213848829269,1]
["Zona2",2025,202.99793183803561,1]
["Zona2",2026,185.87396591901779,1]
["Zona2",2027,180.06540448404851,1]
["Zona2",2028,183.19040448404851,1]
["Zona2",2029,173.17217923882711,1]
["Zona2",2030,170.46636393822041,1]
["Zona2",2031,170.46636393822041,1]
["Zona2",2032,170.46636393822041,1]
["Zona2",2033,168.3098936517126,1]
["Zona10",2023,112.5,1]
["Zona10",2024,337.22933379516041,1]
["Zona10",2025,330.79670877351231,1]
["Zona10",2026,328.75301019892612,1]
["Zona10",2027,328.75301019892612,1]
["Zona10",2028,324.72947863020971,1]
["Zona10",2029,327.85447863020971,1]
["Zona10",2030,325.85675240161271,1]
["Zona10",2031,323.89024064533749,1]
["Zona10",2032,321.95445563525408,1]
["Zona10",2033,323.51695563525408,1]
["Zona4",2023,87.927857637405396,1]
["Zona4",2024,88.552857637405396,1]
["Zona4",2025,89.177857637405396,1]
["Zona4",2026,89.177857637405396,1]
["Zona4",2027,89.177857637405396,1]
["Zona4",2028,89.177857637405396,1]
["Zona4",2029,89.802857637405396,1]
["Zona4",2030,89.802857637405396,1]
["Zona4",2031,89.496518336236477,1]
["Zona4",2032,89.496518336236477,1]
["Zona4",2033,89.496518336236477,1]
["Zona6",2023,325,1]
["Zona6",2024,516.75534287642222,1]
["Zona6",2025,517.1875,1]
["Zona6",2026,509.86328125,1]
["Zona6",2027,502.996826171875,1]
["Zona6",2028,496.55952453613281,1]
["Zona6",2029,490.52455425262451,1]
["Zona6",2030,496.77455425262451,1]
["Zona6",2031,484.67773497104639,1]
["Zona6",2032,479.38537653535599,1]
["Zona6",2033,474.42379050189629,1]
["Zona8",2023,700,1]
["Zona8",2024,999.70703125,1]
["Zona8",2025,999.70703125,1]
["Zona8",2026,999.70703125,1]
["Zona8",2027,999.70703125,1]
["Zona8",2028,999.70703125,1]
["Zona8",2029,999.70703125,1]
["Zona8",2030,999.70703125,1]
["Zona8",2031,999.70703125,1]
["Zona8",2032,999.70703125,1]
["Zona8",2033,999.70703125,1]
["Zona9",2023,0,1]
["Zona9",2024,0,1]
["Zona9",2025,1000,1]
["Zona9",2026,1000,1]
["Zona9",2027,1000,1]
["Zona9",2028,1000,1]
["Zona9",2029,1000,1]
["Zona9",2030,1000,1]
["Zona9",2031,1000,1]
["Zona9",2032,1000,1]
["Zona9",2033,1000,1]
["Zona1",2023,143.75,1]
["Zona1",2024,148.23143631219861,1]
["Zona1",2025,109.833736717701,1]
["Zona1",2026,109.833736717701,1]
["Zona1",2027,109.833736717701,1]
["Zona1",2028,109.833736717701,1]
["Zona1",2029,109.833736717701,1]
["Zona1",2030,109.833736717701,1]
["Zona1",2031,109.833736717701,1]
["Zona1",2032,108.97566064959391,1]
["Zona1",2033,108.97566064959391,1]

{"sheet":"zonaBarra","index":7,"n_rows":65,"n_cols":2,"rows_kept":65,"cut":false,"hidden":false,"merged":[]}
["nombre","barra"]
["Zona1","Insula CQR 115"]
["Zona1","Insula 33"]
["Zona1","Buencafe 115"]
["Zona1","Margarita 33"]
["Zona1","Risaralda 33"]
["Zona2","Dorada 115"]
["Zona2","Purnio 115"]
["Zona2","Dorada Norte 115"]
["Zona2","Dorada 33"]
["Zona2","DNorte 33"]
["Zona2","Rio Negrito 33"]
["Zona2","Salamina Cund 33"]
["Zona2","Manzanares 115"]
["Zona2","Mariquita 115"]
["Zona2","San Felipe 115"]
["Zona2","Victoria CQR 115"]
["Zona2","San Felipe 13.2"]
["Zona3","Enea 220"]
["Zona3","Hermosa 220"]
["Zona3","Armenia 220"]
["Zona4","SFelipe 34.5"]
["Zona4","Mariquita 34.5"]
["Zona4","Guayabal 34.5"]
["Zona4","Ambalema 13.2"]
["Zona4","Ambalema 34.5"]
["Zona4","Beltran 34.5"]
["Zona5","Irra 115"]
["Zona5","Salamina 115"]
["Zona5","Rio Sucio 115"]
["Zona5","Irra 33"]
["Zona5","Quinchia 13.2"]
["Zona5","Quinchia 33"]
["Zona5","Salamina 33"]
["Zona6","Cuba 115"]
["Zona6","La Rosa 115"]
["Zona6","Regivit 115"]
["Zona6","Armenia 115"]
["Zona6","Dosquebradas 115"]
["Zona6","Hermosa 115"]
["Zona6","Molinos 115"]
["Zona6","Papeles 115"]
["Zona6","Pavas 115"]
["Zona6","Dosquebradas 33"]
["Zona6","Pavas 33"]
["Zona6","Dosquebradas 13.2"]
["Zona6","Pavas1 13.2"]
["Zona7","Esmeralda CQR 115"]
["Zona7","Viterbo 115"]
["Zona7","Virginia 115"]
["Zona7","San Fcisco 1 115"]
["Zona7","Viterbo 33"]
["Zona7","PuebloRico 33"]
["Zona8","Virginia 220"]
["Zona8","Virginia 500"]
["Zona8","Esmeralda 220"]
["Zona8","La Miel 220"]
["Zona8","San Felipe 220"]
["Zona8","Purnio 220"]
["Zona9","San Lorenzo 220"]
["Zona9","Salamina 220"]
["Zona10","Enea 115"]
["Zona10","Manizales 115"]
["Zona10","Peralonso 115"]
["Zona10","Acasa 115"]

{"sheet":"calificacionProyectos","index":8,"n_rows":90,"n_cols":8,"rows_kept":90,"cut":false,"hidden":false,"merged":[]}
["nombre","BT_Confi","BT_Flex","EC_RE","EC_RP","EC_Per","EC_Mar","B_Ambiental"]
["SC_150_A1",12669663.620810797,12258685.841697367,12856159.420154618,13619498.275982112,12473987.074016538,13619498.275982112,12258685.841697367]
["SC_201_A1",12718158.998746181,12258685.841697367,12926661.302412573,13780074.143227711,12237831.584773995,13780074.143227711,12258685.841697367]
["SC_489_A1",12669663.620810797,12258685.841697367,12856159.420154618,13619498.275982112,11993513.247232016,13619498.275982112,12258685.841697367]
["SC_564_A1",12718158.998746181,12258685.841697367,12926661.302412573,13780074.143227711,12423504.813413201,13780074.143227711,12258685.841697367]
["SC_752_A1",12718158.998746181,12258685.841697367,12926661.302412573,13780074.143227711,12175909.827728732,13780074.143227711,12258685.841697367]
["SC_729_A1",12718158.998746181,12258685.841697367,12926661.302412573,13780074.143227711,10798924.710687507,13780074.143227711,12258685.841697367]
["SC_729_A2",12718158.998746181,12258685.841697367,12926661.302412573,13780074.143227711,11570551.633762756,13780074.143227711,12258685.841697367]
["SC_819_A1",12772376.831277942,12258685.841697367,13005482.406776968,13959597.962808292,16142818.32868709,13959597.962808292,12258685.841697367]
["SC_819_A2",12772376.831277942,12258685.841697367,13005482.406776968,13959597.962808292,15811149.167800903,13959597.962808292,12258685.841697367]
["SC_804_A1",12669663.620810797,12258685.841697367,12856159.420154618,13619498.275982112,12209267.357444763,13619498.275982112,12258685.841697367]
["SC_804_A2",12669663.620810797,12258685.841697367,12856159.420154618,13619498.275982112,12107271.338793308,13619498.275982112,12258685.841697367]
["SC_1125_A1",12669663.620810797,12258685.841697367,12856159.420154618,13619498.275982112,12205002.675007209,13619498.275982112,12258685.841697367]
["SC_1013_A1",12718158.998746181,12258685.841697367,12926661.302412573,13780074.143227711,12182508.633688426,13780074.143227711,12258685.841697367]
["SC_2299_A1",12718158.998746181,12258685.841697367,12926661.302412573,13780074.143227711,12070542.329598321,13780074.143227711,12258685.841697367]
["SC_2299_A2",12718158.998746181,12258685.841697367,12926661.302412573,13780074.143227711,12070542.329598321,13780074.143227711,12258685.841697367]
["SC_1138_A1",12718158.998746181,12258685.841697367,12926661.302412573,13780074.143227711,12243208.350062761,13780074.143227711,12258685.841697367]
["SC_904_A2",12718158.998746181,12258685.841697367,12926661.302412573,13780074.143227711,12192846.363520535,13780074.143227711,12258685.841697367]
["SC_521_A1",12669663.620810797,12258685.841697367,12856159.420154618,13619498.275982112,12108185.070211526,13619498.275982112,12258685.841697367]
["SC_521_A2",12669663.620810797,12258685.841697367,12856159.420154618,13619498.275982112,12172194.235634755,13619498.275982112,12258685.841697367]
["SC_621_A1",12669663.620810797,12258685.841697367,12856159.420154618,13619498.275982112,12128722.697565911,13619498.275982112,12258685.841697367]
["SC_621_A2",12669663.620810797,12258685.841697367,12856159.420154618,13619498.275982112,12171748.079907035,13619498.275982112,12258685.841697367]
["SC_1298_A1",12718158.998746181,12258685.841697367,12926661.302412573,13780074.143227711,0,13780074.143227711,12258685.841697367]
["SC_1362_A1",12718158.998746181,12258685.841697367,12926661.302412573,13780074.143227711,12190141.397369443,13780074.143227711,12258685.841697367]
["SC_1362_A2",12718158.998746181,12258685.841697367,12926661.302412573,13780074.143227711,12235778.56276997,13780074.143227711,12258685.841697367]
["SC_845_A1",12669663.620810797,12258685.841697367,12856159.420154618,13619498.275982112,12184955.307231029,13619498.275982112,12258685.841697367]
["SC_845_A2",12669663.620810797,12258685.841697367,12856159.420154618,13619498.275982112,12191527.465291847,13619498.275982112,12258685.841697367]
["SC_1413_A2",12669663.620810797,12258685.841697367,12856159.420154618,13619498.275982112,12270057.152868189,13619498.275982112,12258685.841697367]
["SC_976_A2",12669663.620810797,12258685.841697367,12856159.420154618,13619498.275982112,12303668.900216661,13619498.275982112,12258685.841697367]
["SC_1061_A1",12669663.620810797,12258685.841697367,12856159.420154618,13619498.275982112,12234765.822873622,13619498.275982112,12258685.841697367]
["SC_1061_A2",12669663.620810797,12258685.841697367,12856159.420154618,13619498.275982112,12236360.490795204,13619498.275982112,12258685.841697367]
["SC_848_A1",14997686.19814099,13923185.885995694,14185420.979602737,13625052.799485398,12219668.033646299,13625052.799485398,21321655.295920752]
["SC_848_A2",14997686.19814099,13923185.885995694,14185420.979602737,13625052.799485398,12227299.140856287,13625052.799485398,12258685.841697367]
["SC_1612_A1",12772376.831277942,12258685.841697367,13005482.406776968,13959597.962808292,12244142.025680376,13959597.962808292,12258685.841697367]
["SC_1612_A2",12772376.831277942,12258685.841697367,13005482.406776968,13959597.962808292,12260448.728487305,13959597.962808292,12258685.841697367]
["SC_753_A1",14450019.359930174,13590366.84334093,13800167.674117073,13351845.872057639,10940650.817083552,13351845.872057639,12258685.841697367]
["SC_753_A2",14450019.359930174,13590366.84334093,13800167.674117073,13351845.872057639,11040661.582304193,13351845.872057639,12258685.841697367]
["SC_751_A1",14450019.359930174,13590366.84334093,13800167.674117073,13351845.872057639,12031281.234432766,13351845.872057639,12258685.841697367]
["SC_1649_A1",12626286.717469666,12258685.841697367,12793098.702571474,13475870.487748124,12240695.35543648,13475870.487748124,12258685.841697367]
["SC_1658_A1",12626286.717469666,12258685.841697367,12793098.702571474,13475870.487748124,12240695.35543648,13475870.487748124,12258685.841697367]
["SC_1341_A1",12772376.831277942,12258685.841697367,13005482.406776968,13959597.962808292,12325461.856467759,13959597.962808292,12258685.841697367]
["SC_1341_A2",12772376.831277942,12258685.841697367,13005482.406776968,13959597.962808292,12272041.044651445,13959597.962808292,12258685.841697367]
["SC_1605_A1",12669663.620810797,12258685.841697367,12856159.420154618,13619498.275982112,12260801.434473334,13619498.275982112,12258685.841697367]
["SC_1605_A2",12669663.620810797,12258685.841697367,12856159.420154618,13619498.275982112,12259602.598566953,13619498.275982112,12258685.841697367]
["SC_1735_A1",12669663.620810797,12258685.841697367,12856159.420154618,13619498.275982112,12258329.780381195,13619498.275982112,12258685.841697367]
["SC_1735_A2",12669663.620810797,12258685.841697367,12856159.420154618,13619498.275982112,12258316.318159165,13619498.275982112,12258685.841697367]
["SC_1796_A1",12772376.831277942,12258685.841697367,13005482.406776968,13959597.962808292,12332875.466123629,13959597.962808292,12258685.841697367]
["SC_1796_A2",12772376.831277942,12258685.841697367,13005482.406776968,13959597.962808292,12248087.323922187,13959597.962808292,12258685.841697367]
["SC_1895_A1",12718158.998746181,12258685.841697367,12926661.302412573,13780074.143227711,12361733.166985331,13780074.143227711,12258685.841697367]
["SC_1895_A2",12718158.998746181,12258685.841697367,12926661.302412573,13780074.143227711,12383896.737568283,13780074.143227711,12258685.841697367]
["SC_1826_A1",12772376.831277942,12258685.841697367,13005482.406776968,13959597.962808292,12308516.184377786,13959597.962808292,12258685.841697367]
["SC_1875_A1",12669663.620810797,12258685.841697367,12856159.420154618,13619498.275982112,12239821.806111664,13619498.275982112,12258685.841697367]
["SC_1875_A2",12669663.620810797,12258685.841697367,12856159.420154618,13619498.275982112,12204738.225910213,13619498.275982112,12258685.841697367]
["SC_2040_A1",12718158.998746181,12258685.841697367,12926661.302412573,13780074.143227711,12275325.669903113,13780074.143227711,12258685.841697367]
["SC_1798_A1",12669663.620810797,12258685.841697367,12856159.420154618,13619498.275982112,11340284.078928664,13619498.275982112,12258685.841697367]
["SC_1798_A2",12669663.620810797,12258685.841697367,12856159.420154618,13619498.275982112,11868120.030370053,13619498.275982112,12258685.841697367]
["SC_1802_A1",12669663.620810797,12258685.841697367,12856159.420154618,13619498.275982112,11340284.078928664,13619498.275982112,12258685.841697367]
["SC_1802_A2",12669663.620810797,12258685.841697367,12856159.420154618,13619498.275982112,11868120.030370053,13619498.275982112,12258685.841697367]
["SC_1791_A1",12772376.831277942,12258685.841697367,13005482.406776968,13959597.962808292,12201258.46899483,13959597.962808292,12258685.841697367]
["SC_1791_A2",12772376.831277942,12258685.841697367,13005482.406776968,13959597.962808292,12253343.760515736,13959597.962808292,12258685.841697367]
["SC_2139_A1",12832992.36804845,12258685.841697367,13093604.401456362,14160305.593099382,12233153.631793819,14160305.593099382,12258685.841697367]
["SC_2139_A2",12832992.36804845,12258685.841697367,13093604.401456362,14160305.593099382,12244799.902977893,14160305.593099382,12258685.841697367]
["SC_1900_A2",14218733.711315263,13449813.750144202,13637471.022752561,13236467.621983835,12106538.575299133,13236467.621983835,12258685.841697367]
["SC_1911_A1",12718158.998746181,12258685.841697367,12926661.302412573,13780074.143227711,12183095.763291499,13780074.143227711,12258685.841697367]
["SC_1911_A2",12718158.998746181,12258685.841697367,12926661.302412573,13780074.143227711,12178730.529197495,13780074.143227711,12258685.841697367]
["SC_2090_A1",12772376.831277942,12258685.841697367,13005482.406776968,13959597.962808292,12189207.362329209,13959597.962808292,12258685.841697367]
["SC_1917_A1",12669663.620810797,12258685.841697367,12856159.420154618,13619498.275982112,12154628.030969568,13619498.275982112,12258685.841697367]
["SC_1917_A2",12669663.620810797,12258685.841697367,12856159.420154618,13619498.275982112,12174066.09739515,13619498.275982112,12258685.841697367]
["SC_1817_A1",12772376.831277942,12258685.841697367,13005482.406776968,13959597.962808292,12174548.063086674,13959597.962808292,12258685.841697367]
["SC_1817_A2",12772376.831277942,12258685.841697367,13005482.406776968,13959597.962808292,12230639.915493803,13959597.962808292,12258685.841697367]
["SC_2177_A1",12772376.831277942,12258685.841697367,13005482.406776968,13959597.962808292,12157186.299246371,13959597.962808292,12258685.841697367]
["SC_2177_A2",12772376.831277942,12258685.841697367,13005482.406776968,13959597.962808292,12155850.778950963,13959597.962808292,12258685.841697367]
["SC_2062_A1",12772376.831277942,12258685.841697367,13005482.406776968,13959597.962808292,12064653.440058744,13959597.962808292,12258685.841697367]
["SC_2062_A2",12772376.831277942,12258685.841697367,13005482.406776968,13959597.962808292,12108974.016582148,13959597.962808292,12258685.841697367]
["SC_2178_A1",12772376.831277942,12258685.841697367,13005482.406776968,13959597.962808292,12154515.258655556,13959597.962808292,12258685.841697367]
["SC_2178_A2",12772376.831277942,12258685.841697367,13005482.406776968,13959597.962808292,12151844.21806474,13959597.962808292,12258685.841697367]
["SC_2102_A1",12718158.998746181,12258685.841697367,12926661.302412573,13780074.143227711,12333943.246536985,13780074.143227711,12258685.841697367]
["SC_2102_A2",12718158.998746181,12258685.841697367,12926661.302412573,13780074.143227711,12349472.552297542,13780074.143227711,12258685.841697367]
["SC_2296_A1",12718158.998746181,12258685.841697367,12926661.302412573,13780074.143227711,12243208.350062761,13780074.143227711,12258685.841697367]
["SC_2081_A1",12587488.05616275,12258685.841697367,12736693.767345047,13347401.983066559,12258855.099410314,13347401.983066559,12258685.841697367]
["SC_2081_A2",12587488.05616275,12258685.841697367,12736693.767345047,13347401.983066559,12260716.934252722,13347401.983066559,12258685.841697367]
["SC_1679_A2",14218733.711315263,13449813.750144202,13637471.022752561,13236467.621983835,11996070.612811338,13236467.621983835,12258685.841697367]
["SC_2229_A1",12626286.717469666,12258685.841697367,12793098.702571474,13475870.487748124,11960569.551971277,13475870.487748124,12258685.841697367]
["SC_1511_A1",12772376.831277942,12258685.841697367,13005482.406776968,13959597.962808292,12287395.712276362,13959597.962808292,12258685.841697367]
["SC_1511_A2",12772376.831277942,12258685.841697367,13005482.406776968,13959597.962808292,12298917.436653459,13959597.962808292,12258685.841697367]
["SC_1743_A1",12669663.620810797,12258685.841697367,12856159.420154618,13619498.275982112,11900480.72484659,13619498.275982112,12258685.841697367]
["SC_1743_A2",12669663.620810797,12258685.841697367,12856159.420154618,13619498.275982112,11961921.065048626,13619498.275982112,12258685.841697367]
["SC_1745_A2",12669663.620810797,12258685.841697367,12856159.420154618,13619498.275982112,11910254.122382836,13619498.275982112,12258685.841697367]
["SC_1738_A1",12832992.36804845,12258685.841697367,13093604.40145636,14160305.593099382,12219155.340115475,14160305.593099382,12258685.841697367]
["SC_1738_A2",12832992.36804845,12258685.841697367,13093604.40145636,14160305.593099382,12222629.411870053,14160305.593099382,12258685.841697367]

{"sheet":"ejecutar","index":9,"n_rows":24,"n_cols":14,"rows_kept":24,"cut":false,"hidden":false,"merged":[]}
[]
[]
[]
[]
[]
[]
[]
[null,null,null,null,null,null,null,null,null,null,null,"OPTIMIZADOR",null,"cbc"]
[]
[null,null,null,null,null,null,null,null,null,null,null,"PERIODO INICIAL",null,2023]
[]
[null,null,null,null,null,null,null,null,null,null,null,"PERIODO FINAL",null,2033]
[]
[null,null,null,null,null,null,null,null,null,null,null,"ESCALAR",null,0]
[]
[null,null,null,null,null,null,null,null,null,null,null,"TOLERANCIA ",null,9.9999999999999995E-7]
[]
[null,null,null,null,null,null,null,null,null,null,null,"TIEMPO MAXIMO",null,1000]
[]
[null,null,null,null,null,null,null,null,null,null,null,"OBRAS EN FILA 2",null,0]
[]
[null,null,null,null,null,null,null,null,null,null,null,"BOLSA",null,3]
[]
[null,null,null,null,null,null,null,null,null,null,null,"SUBAREA",null,"CQR"]

{"sheet":"ASIGNACION","index":10,"n_rows":91,"n_cols":28,"rows_kept":91,"cut":false,"hidden":false,"merged":[]}
[null,null,null,null,null,null,"aprobado","aprobado","aprobado","aprobado","aprobado","aprobado","aprobado","aprobado","aprobado","aprobado","aprobado","calificacion","calificacion","calificacion","calificacion","calificacion","calificacion","calificacion","calificacion","calificacion","calificacion","calificacion"]
["nombre","barra","tipo","capacidad","periodoIni","Fila",2023,2024,2025,2026,2027,2028,2029,2030,2031,2032,2033,2023,2024,2025,2026,2027,2028,2029,2030,2031,2032,2033]
["SC_848_A1","Quinchia 33","Hidraulica",2.4,2023,2,1,1,1,1,1,1,1,1,1,1,1,82160036.885390043,82160036.885390043,82160036.885390043,82160036.885390043,82160036.885390043,82160036.885390043,82160036.885390043,82160036.885390043,82160036.885390043,82160036.885390043,82160036.885390043]
["SC_848_A2","Quinchia 13.2","Hidraulica",2.4,2023,2,0,0,0,0,0,0,0,0,0,0,0,79448777.156333014,79448777.156333014,79448777.156333014,79448777.156333014,79448777.156333014,79448777.156333014,79448777.156333014,79448777.156333014,79448777.156333014,79448777.156333014,79448777.156333014]
["SC_819_A1","Insula 33","Solar FV",4.9000000000000004,2024,2,0,1,1,1,1,1,1,1,1,1,1,78796366.105161026,78796366.105161026,78796366.105161026,78796366.105161026,78796366.105161026,78796366.105161026,78796366.105161026,78796366.105161026,78796366.105161026,78796366.105161026,78796366.105161026]
["SC_819_A2","Margarita 33","Solar FV",4.9000000000000004,2024,2,0,0,0,0,0,0,0,0,0,0,0,78464696.944274828,78464696.944274828,78464696.944274828,78464696.944274828,78464696.944274828,78464696.944274828,78464696.944274828,78464696.944274828,78464696.944274828,78464696.944274828,78464696.944274828]
["SC_751_A1","PuebloRico 33","Hidraulica",12.8,2025,2,0,0,1,1,1,1,1,1,1,1,1,77577209.672416598,77577209.672416598,77577209.672416598,77577209.672416598,77577209.672416598,77577209.672416598,77577209.672416598,77577209.672416598,77577209.672416598,77577209.672416598,77577209.672416598]
["SC_1900_A2","Salamina 115","Hidraulica",19.899999999999999,2026,2,0,0,0,1,1,1,1,1,1,1,1,76944864.244996116,76944864.244996116,76944864.244996116,76944864.244996116,76944864.244996116,76944864.244996116,76944864.244996116,76944864.244996116,76944864.244996116,76944864.244996116,76944864.244996116]
["SC_1679_A2","Guayabal 34.5","Hidraulica",19.899999999999999,2026,2,0,0,0,0,0,0,0,0,0,0,0,76834396.282508329,76834396.282508329,76834396.282508329,76834396.282508329,76834396.282508329,76834396.282508329,76834396.282508329,76834396.282508329,76834396.282508329,76834396.282508329,76834396.282508329]
["SC_753_A2","Irra 33","Hidraulica",2.9,2025,2,0,0,1,1,1,1,1,1,1,1,1,76586590.02028805,76586590.02028805,76586590.02028805,76586590.02028805,76586590.02028805,76586590.02028805,76586590.02028805,76586590.02028805,76586590.02028805,76586590.02028805,76586590.02028805]
["SC_753_A1","Quinchia 33","Hidraulica",2.9,2025,2,0,0,0,0,0,0,0,0,0,0,0,76486579.255067408,76486579.255067408,76486579.255067408,76486579.255067408,76486579.255067408,76486579.255067408,76486579.255067408,76486579.255067408,76486579.255067408,76486579.255067408,76486579.255067408]
["SC_2139_A2","Pavas 33","Solar FV",9.9,2023,2,1,1,1,1,1,1,1,1,1,1,1,75348146.656338349,75348146.656338349,75348146.656338349,75348146.656338349,75348146.656338349,75348146.656338349,75348146.656338349,75348146.656338349,75348146.656338349,75348146.656338349,75348146.656338349]
["SC_2139_A1","Pavas 33","Solar FV",9.9,2023,2,0,0,0,0,0,0,0,0,0,0,0,75336500.385154277,75336500.385154277,75336500.385154277,75336500.385154277,75336500.385154277,75336500.385154277,75336500.385154277,75336500.385154277,75336500.385154277,75336500.385154277,75336500.385154277]
["SC_1738_A2","Purnio 115","Solar FV",99.99,2023,2,0,1,1,1,1,1,1,1,1,1,1,75325976.165230513,75325976.165230513,75325976.165230513,75325976.165230513,75325976.165230513,75325976.165230513,75325976.165230513,75325976.165230513,75325976.165230513,75325976.165230513,75325976.165230513]
["SC_1738_A1","Dorada 115","Solar FV",99.99,2023,2,0,0,0,0,0,0,0,0,0,0,0,75322502.093475938,75322502.093475938,75322502.093475938,75322502.093475938,75322502.093475938,75322502.093475938,75322502.093475938,75322502.093475938,75322502.093475938,75322502.093475938,75322502.093475938]
["SC_1796_A1","Pavas1 13.2","Solar FV",4.99,2024,2,0,1,1,1,1,1,1,1,1,1,1,74986423.242597565,74986423.242597565,74986423.242597565,74986423.242597565,74986423.242597565,74986423.242597565,74986423.242597565,74986423.242597565,74986423.242597565,74986423.242597565,74986423.242597565]
["SC_1341_A1","Dosquebradas 13.2","Solar FV",4.95,2024,2,0,1,1,1,1,1,1,1,1,1,1,74979009.632941693,74979009.632941693,74979009.632941693,74979009.632941693,74979009.632941693,74979009.632941693,74979009.632941693,74979009.632941693,74979009.632941693,74979009.632941693,74979009.632941693]
["SC_1826_A1","Viterbo 33","Solar FV",19.899999999999999,2024,2,0,0,0,0,0,0,0,0,0,0,0,74962063.960851714,74962063.960851714,74962063.960851714,74962063.960851714,74962063.960851714,74962063.960851714,74962063.960851714,74962063.960851714,74962063.960851714,74962063.960851714,74962063.960851714]
["SC_1511_A2","Ambalema 34.5","Solar FV",7,2024,2,0,0,0,0,0,0,0,0,0,0,0,74952465.21312739,74952465.21312739,74952465.21312739,74952465.21312739,74952465.21312739,74952465.21312739,74952465.21312739,74952465.21312739,74952465.21312739,74952465.21312739,74952465.21312739]
["SC_1511_A1","Ambalema 13.2","Solar FV",7,2024,2,0,0,0,0,0,0,0,0,0,0,0,74940943.488750294,74940943.488750294,74940943.488750294,74940943.488750294,74940943.488750294,74940943.488750294,74940943.488750294,74940943.488750294,74940943.488750294,74940943.488750294,74940943.488750294]
["SC_1341_A2","Pavas1 13.2","Solar FV",4.95,2024,2,0,0,0,0,0,0,0,0,0,0,0,74925588.821125373,74925588.821125373,74925588.821125373,74925588.821125373,74925588.821125373,74925588.821125373,74925588.821125373,74925588.821125373,74925588.821125373,74925588.821125373,74925588.821125373]
["SC_1612_A2","San Felipe 220","Solar FV",90,2024,2,0,1,1,1,1,1,1,1,1,1,1,74913996.504961237,74913996.504961237,74913996.504961237,74913996.504961237,74913996.504961237,74913996.504961237,74913996.504961237,74913996.504961237,74913996.504961237,74913996.504961237,74913996.504961237]
["SC_1791_A2","Pavas 33","Solar FV",9.9,2024,2,0,1,1,1,1,1,1,1,1,1,1,74906891.536989659,74906891.536989659,74906891.536989659,74906891.536989659,74906891.536989659,74906891.536989659,74906891.536989659,74906891.536989659,74906891.536989659,74906891.536989659,74906891.536989659]
["SC_1796_A2","Pavas1 13.2","Solar FV",4.99,2024,2,0,0,0,0,0,0,0,0,0,0,0,74901635.100396112,74901635.100396112,74901635.100396112,74901635.100396112,74901635.100396112,74901635.100396112,74901635.100396112,74901635.100396112,74901635.100396112,74901635.100396112,74901635.100396112]
["SC_1612_A1","San Felipe 115","Solar FV",90,2024,2,0,0,0,0,0,0,0,0,0,0,0,74897689.802154303,74897689.802154303,74897689.802154303,74897689.802154303,74897689.802154303,74897689.802154303,74897689.802154303,74897689.802154303,74897689.802154303,74897689.802154303,74897689.802154303]
["SC_1817_A2","Pavas 33","Solar FV",9.9,2024,2,0,1,1,1,1,1,1,1,1,1,1,74884187.691967726,74884187.691967726,74884187.691967726,74884187.691967726,74884187.691967726,74884187.691967726,74884187.691967726,74884187.691967726,74884187.691967726,74884187.691967726,74884187.691967726]
["SC_1791_A1","Pavas 33","Solar FV",9.9,2024,2,0,0,0,0,0,0,0,0,0,0,0,74854806.245468765,74854806.245468765,74854806.245468765,74854806.245468765,74854806.245468765,74854806.245468765,74854806.245468765,74854806.245468765,74854806.245468765,74854806.245468765,74854806.245468765]
["SC_2090_A1","Mariquita 34.5","Solar FV",5.0999999999999996,2024,2,0,1,1,1,1,1,1,1,1,1,1,74842755.138803139,74842755.138803139,74842755.138803139,74842755.138803139,74842755.138803139,74842755.138803139,74842755.138803139,74842755.138803139,74842755.138803139,74842755.138803139,74842755.138803139]
["SC_1817_A1","Pavas 33","Solar FV",9.9,2024,2,0,0,0,0,0,0,0,0,0,0,0,74828095.839560598,74828095.839560598,74828095.839560598,74828095.839560598,74828095.839560598,74828095.839560598,74828095.839560598,74828095.839560598,74828095.839560598,74828095.839560598,74828095.839560598]
["SC_2177_A1","Dorada 33","Solar FV",9.9,2024,2,0,0,0,0,0,0,0,0,0,0,0,74810734.075720295,74810734.075720295,74810734.075720295,74810734.075720295,74810734.075720295,74810734.075720295,74810734.075720295,74810734.075720295,74810734.075720295,74810734.075720295,74810734.075720295]
["SC_2177_A2","DNorte 33","Solar FV",9.9,2024,2,0,0,0,0,0,0,0,0,0,0,0,74809398.555424899,74809398.555424899,74809398.555424899,74809398.555424899,74809398.555424899,74809398.555424899,74809398.555424899,74809398.555424899,74809398.555424899,74809398.555424899,74809398.555424899]
["SC_2178_A1","Dorada 33","Solar FV",9.9,2024,2,0,0,0,0,0,0,0,0,0,0,0,74808063.035129488,74808063.035129488,74808063.035129488,74808063.035129488,74808063.035129488,74808063.035129488,74808063.035129488,74808063.035129488,74808063.035129488,74808063.035129488,74808063.035129488]
["SC_2178_A2","DNorte 33","Solar FV",9.9,2024,2,0,0,0,0,0,0,0,0,0,0,0,74805391.994538665,74805391.994538665,74805391.994538665,74805391.994538665,74805391.994538665,74805391.994538665,74805391.994538665,74805391.994538665,74805391.994538665,74805391.994538665,74805391.994538665]
["SC_2062_A2","Dorada 33","Solar FV",9.9,2024,2,0,0,0,0,0,0,0,0,0,0,0,74762521.793056071,74762521.793056071,74762521.793056071,74762521.793056071,74762521.793056071,74762521.793056071,74762521.793056071,74762521.793056071,74762521.793056071,74762521.793056071,74762521.793056071]
["SC_2062_A1","Salamina Cund 33","Solar FV",9.9,2024,2,0,0,0,0,0,0,0,0,0,0,0,74718201.216532677,74718201.216532677,74718201.216532677,74718201.216532677,74718201.216532677,74718201.216532677,74718201.216532677,74718201.216532677,74718201.216532677,74718201.216532677,74718201.216532677]
["SC_564_A1","San Felipe 220","Solar FV",100,2025,2,0,0,1,1,1,1,1,1,1,1,1,74674727.92362009,74674727.92362009,74674727.92362009,74674727.92362009,74674727.92362009,74674727.92362009,74674727.92362009,74674727.92362009,74674727.92362009,74674727.92362009,74674727.92362009]
["SC_1895_A2","Virginia 500","Solar FV",200,2025,2,0,0,1,1,1,1,1,1,1,1,1,74635119.847775176,74635119.847775176,74635119.847775176,74635119.847775176,74635119.847775176,74635119.847775176,74635119.847775176,74635119.847775176,74635119.847775176,74635119.847775176,74635119.847775176]
["SC_1895_A1","Virginia 220","Solar FV",200,2025,2,0,0,0,0,0,0,0,0,0,0,0,74612956.27719222,74612956.27719222,74612956.27719222,74612956.27719222,74612956.27719222,74612956.27719222,74612956.27719222,74612956.27719222,74612956.27719222,74612956.27719222,74612956.27719222]
["SC_2102_A2","Ambalema 34.5","Solar FV",9.9,2025,2,0,0,0,0,0,0,0,0,0,0,0,74600695.662504435,74600695.662504435,74600695.662504435,74600695.662504435,74600695.662504435,74600695.662504435,74600695.662504435,74600695.662504435,74600695.662504435,74600695.662504435,74600695.662504435]
["SC_2102_A1","Beltran 34.5","Solar FV",9.9,2025,2,0,0,0,0,0,0,0,0,0,0,0,74585166.356743887,74585166.356743887,74585166.356743887,74585166.356743887,74585166.356743887,74585166.356743887,74585166.356743887,74585166.356743887,74585166.356743887,74585166.356743887,74585166.356743887]
["SC_2040_A1","Viterbo 33","Solar FV",19.899999999999999,2025,2,0,0,0,0,0,0,0,0,0,0,0,74526548.780110002,74526548.780110002,74526548.780110002,74526548.780110002,74526548.780110002,74526548.780110002,74526548.780110002,74526548.780110002,74526548.780110002,74526548.780110002,74526548.780110002]
["SC_2296_A1","Virginia 220","Solar FV",80,2025,2,0,0,0,0,0,0,0,0,0,0,0,74494431.46026966,74494431.46026966,74494431.46026966,74494431.46026966,74494431.46026966,74494431.46026966,74494431.46026966,74494431.46026966,74494431.46026966,74494431.46026966,74494431.46026966]
["SC_1138_A1","Virginia 220","Solar FV",80,2025,2,0,0,1,1,1,1,1,1,1,1,1,74494431.46026966,74494431.46026966,74494431.46026966,74494431.46026966,74494431.46026966,74494431.46026966,74494431.46026966,74494431.46026966,74494431.46026966,74494431.46026966,74494431.46026966]
["SC_201_A1","San Felipe 220","Solar FV",300,2025,2,0,0,1,1,1,1,1,1,1,1,1,74489054.69498089,74489054.69498089,74489054.69498089,74489054.69498089,74489054.69498089,74489054.69498089,74489054.69498089,74489054.69498089,74489054.69498089,74489054.69498089,74489054.69498089]
["SC_1362_A2","San Felipe 220","Solar FV",100,2025,2,0,0,1,1,1,1,1,1,1,1,1,74487001.672976866,74487001.672976866,74487001.672976866,74487001.672976866,74487001.672976866,74487001.672976866,74487001.672976866,74487001.672976866,74487001.672976866,74487001.672976866,74487001.672976866]
["SC_904_A2","San Felipe 13.2","Solar FV",9.9,2025,2,0,0,0,0,0,0,0,0,0,0,0,74444069.473727435,74444069.473727435,74444069.473727435,74444069.473727435,74444069.473727435,74444069.473727435,74444069.473727435,74444069.473727435,74444069.473727435,74444069.473727435,74444069.473727435]
["SC_1362_A1","Mariquita 115","Solar FV",100,2025,2,0,0,0,0,0,0,0,0,0,0,0,74441364.507576331,74441364.507576331,74441364.507576331,74441364.507576331,74441364.507576331,74441364.507576331,74441364.507576331,74441364.507576331,74441364.507576331,74441364.507576331,74441364.507576331]
["SC_1911_A1","San Felipe 115","Solar FV",60,2025,2,0,0,1,1,1,1,1,1,1,1,1,74434318.873498395,74434318.873498395,74434318.873498395,74434318.873498395,74434318.873498395,74434318.873498395,74434318.873498395,74434318.873498395,74434318.873498395,74434318.873498395,74434318.873498395]
["SC_1013_A1","Purnio 220","Solar FV",150,2025,2,0,0,0,0,0,0,0,0,0,0,0,74433731.743895322,74433731.743895322,74433731.743895322,74433731.743895322,74433731.743895322,74433731.743895322,74433731.743895322,74433731.743895322,74433731.743895322,74433731.743895322,74433731.743895322]
["SC_1911_A2","Mariquita 115","Solar FV",60,2025,2,0,0,0,0,0,0,0,0,0,0,0,74429953.639404386,74429953.639404386,74429953.639404386,74429953.639404386,74429953.639404386,74429953.639404386,74429953.639404386,74429953.639404386,74429953.639404386,74429953.639404386,74429953.639404386]
["SC_752_A1","Mariquita 34.5","Solar FV",19.899999999999999,2025,2,0,0,0,0,0,0,0,0,0,0,0,74427132.937935621,74427132.937935621,74427132.937935621,74427132.937935621,74427132.937935621,74427132.937935621,74427132.937935621,74427132.937935621,74427132.937935621,74427132.937935621,74427132.937935621]
["SC_150_A1","Mariquita 115","Solar FV",80,2026,2,0,0,0,0,0,0,0,0,0,0,0,74365349.123161703,74365349.123161703,74365349.123161703,74365349.123161703,74365349.123161703,74365349.123161703,74365349.123161703,74365349.123161703,74365349.123161703,74365349.123161703,74365349.123161703]
["SC_2299_A1","Esmeralda 220","Solar FV",55,2025,2,0,0,0,0,0,0,0,0,0,0,0,74321765.43980521,74321765.43980521,74321765.43980521,74321765.43980521,74321765.43980521,74321765.43980521,74321765.43980521,74321765.43980521,74321765.43980521,74321765.43980521,74321765.43980521]
["SC_2299_A2","Esmeralda CQR 115","Solar FV",55,2025,2,0,0,1,1,1,1,1,1,1,1,1,74321765.43980521,74321765.43980521,74321765.43980521,74321765.43980521,74321765.43980521,74321765.43980521,74321765.43980521,74321765.43980521,74321765.43980521,74321765.43980521,74321765.43980521]
["SC_976_A2","Guayabal 34.5","Solar FV",9.9,2026,2,0,0,0,0,0,0,0,0,0,0,0,74195030.949361816,74195030.949361816,74195030.949361816,74195030.949361816,74195030.949361816,74195030.949361816,74195030.949361816,74195030.949361816,74195030.949361816,74195030.949361816,74195030.949361816]
["SC_1413_A2","Virginia 220","Solar FV",120,2026,2,0,0,0,1,1,1,1,1,1,1,1,74161419.202013344,74161419.202013344,74161419.202013344,74161419.202013344,74161419.202013344,74161419.202013344,74161419.202013344,74161419.202013344,74161419.202013344,74161419.202013344,74161419.202013344]
["SC_1605_A1","Virginia 220","Solar FV",150,2026,2,0,0,0,0,0,0,0,0,0,0,0,74152163.483618498,74152163.483618498,74152163.483618498,74152163.483618498,74152163.483618498,74152163.483618498,74152163.483618498,74152163.483618498,74152163.483618498,74152163.483618498,74152163.483618498]
["SC_1605_A2","Virginia 500","Solar FV",150,2026,2,0,0,0,0,0,0,0,0,0,0,0,74150964.647712111,74150964.647712111,74150964.647712111,74150964.647712111,74150964.647712111,74150964.647712111,74150964.647712111,74150964.647712111,74150964.647712111,74150964.647712111,74150964.647712111]
["SC_1735_A1","Virginia 220","Solar FV",150,2026,2,0,0,0,0,0,0,0,0,0,0,0,74149691.82952635,74149691.82952635,74149691.82952635,74149691.82952635,74149691.82952635,74149691.82952635,74149691.82952635,74149691.82952635,74149691.82952635,74149691.82952635,74149691.82952635]
["SC_1735_A2","Virginia 500","Solar FV",150,2026,2,0,0,0,0,0,0,0,0,0,0,0,74149678.367304325,74149678.367304325,74149678.367304325,74149678.367304325,74149678.367304325,74149678.367304325,74149678.367304325,74149678.367304325,74149678.367304325,74149678.367304325,74149678.367304325]
["SC_1875_A1","Victoria CQR 115","Solar FV",60,2026,2,0,0,0,0,0,0,0,0,0,0,0,74131183.855256826,74131183.855256826,74131183.855256826,74131183.855256826,74131183.855256826,74131183.855256826,74131183.855256826,74131183.855256826,74131183.855256826,74131183.855256826,74131183.855256826]
["SC_1061_A2","DNorte 33","Solar FV",19.899999999999999,2026,2,0,0,0,0,0,0,0,0,0,0,0,74127722.539940357,74127722.539940357,74127722.539940357,74127722.539940357,74127722.539940357,74127722.539940357,74127722.539940357,74127722.539940357,74127722.539940357,74127722.539940357,74127722.539940357]
["SC_1061_A1","Dorada 33","Solar FV",19.899999999999999,2026,2,0,0,0,0,0,0,0,0,0,0,0,74126127.872018784,74126127.872018784,74126127.872018784,74126127.872018784,74126127.872018784,74126127.872018784,74126127.872018784,74126127.872018784,74126127.872018784,74126127.872018784,74126127.872018784]
["SC_804_A1","Esmeralda CQR 115","Solar FV",90,2026,2,0,0,0,0,0,0,0,0,0,0,0,74100629.406589925,74100629.406589925,74100629.406589925,74100629.406589925,74100629.406589925,74100629.406589925,74100629.406589925,74100629.406589925,74100629.406589925,74100629.406589925,74100629.406589925]
["SC_1125_A1","San Felipe 115","Solar FV",80,2026,2,0,0,0,0,0,0,0,0,0,0,0,74096364.724152356,74096364.724152356,74096364.724152356,74096364.724152356,74096364.724152356,74096364.724152356,74096364.724152356,74096364.724152356,74096364.724152356,74096364.724152356,74096364.724152356]
["SC_1875_A2","Manzanares 115","Solar FV",60,2026,2,0,0,0,0,0,0,0,0,0,0,0,74096100.275055379,74096100.275055379,74096100.275055379,74096100.275055379,74096100.275055379,74096100.275055379,74096100.275055379,74096100.275055379,74096100.275055379,74096100.275055379,74096100.275055379]
["SC_845_A2","Mariquita 115","Solar FV",19.899999999999999,2026,2,0,0,0,0,0,0,0,0,0,0,0,74082889.514437005,74082889.514437005,74082889.514437005,74082889.514437005,74082889.514437005,74082889.514437005,74082889.514437005,74082889.514437005,74082889.514437005,74082889.514437005,74082889.514437005]
["SC_845_A1","Mariquita 34.5","Solar FV",19.899999999999999,2026,2,0,0,0,0,0,0,0,0,0,0,0,74076317.356376186,74076317.356376186,74076317.356376186,74076317.356376186,74076317.356376186,74076317.356376186,74076317.356376186,74076317.356376186,74076317.356376186,74076317.356376186,74076317.356376186]
["SC_1917_A2","Mariquita 115","Solar FV",40,2026,2,0,0,0,0,0,0,0,0,0,0,0,74065428.146540314,74065428.146540314,74065428.146540314,74065428.146540314,74065428.146540314,74065428.146540314,74065428.146540314,74065428.146540314,74065428.146540314,74065428.146540314,74065428.146540314]
["SC_521_A2","Virginia 500","Solar FV",130,2026,2,0,0,0,0,0,0,0,0,0,0,0,74063556.284779906,74063556.284779906,74063556.284779906,74063556.284779906,74063556.284779906,74063556.284779906,74063556.284779906,74063556.284779906,74063556.284779906,74063556.284779906,74063556.284779906]
["SC_621_A2","Virginia 500","Solar FV",150,2026,2,0,0,0,0,0,0,0,0,0,0,0,74063110.129052192,74063110.129052192,74063110.129052192,74063110.129052192,74063110.129052192,74063110.129052192,74063110.129052192,74063110.129052192,74063110.129052192,74063110.129052192,74063110.129052192]
["SC_1917_A1","Victoria CQR 115","Solar FV",40,2026,2,0,0,0,0,0,0,0,0,0,0,0,74045990.080114722,74045990.080114722,74045990.080114722,74045990.080114722,74045990.080114722,74045990.080114722,74045990.080114722,74045990.080114722,74045990.080114722,74045990.080114722,74045990.080114722]
["SC_621_A1","Virginia 220","Solar FV",150,2026,2,0,0,0,0,0,0,0,0,0,0,0,74020084.746711075,74020084.746711075,74020084.746711075,74020084.746711075,74020084.746711075,74020084.746711075,74020084.746711075,74020084.746711075,74020084.746711075,74020084.746711075,74020084.746711075]
["SC_521_A1","San Felipe 220","Solar FV",130,2026,2,0,0,0,0,0,0,0,0,0,0,0,73999547.119356692,73999547.119356692,73999547.119356692,73999547.119356692,73999547.119356692,73999547.119356692,73999547.119356692,73999547.119356692,73999547.119356692,73999547.119356692,73999547.119356692]
["SC_804_A2","Insula CQR 115","Solar FV",90,2026,2,0,0,0,0,0,0,0,0,0,0,0,73998633.38793847,73998633.38793847,73998633.38793847,73998633.38793847,73998633.38793847,73998633.38793847,73998633.38793847,73998633.38793847,73998633.38793847,73998633.38793847,73998633.38793847]
["SC_489_A1","Virginia 500","Solar FV",300,2026,2,0,0,0,0,0,0,0,0,0,0,0,73884875.296377182,73884875.296377182,73884875.296377182,73884875.296377182,73884875.296377182,73884875.296377182,73884875.296377182,73884875.296377182,73884875.296377182,73884875.296377182,73884875.296377182]
["SC_1743_A2","San Felipe 220","Solar FV",60,2026,2,0,0,0,0,0,0,0,0,0,0,0,73853283.114193782,73853283.114193782,73853283.114193782,73853283.114193782,73853283.114193782,73853283.114193782,73853283.114193782,73853283.114193782,73853283.114193782,73853283.114193782,73853283.114193782]
["SC_729_A2","Dorada 33","Solar FV",4.3,2025,2,0,0,1,1,1,1,1,1,1,1,1,73821774.743969649,73821774.743969649,73821774.743969649,73821774.743969649,73821774.743969649,73821774.743969649,73821774.743969649,73821774.743969649,73821774.743969649,73821774.743969649,73821774.743969649]
["SC_1649_A1","Virginia 220","Solar FV",100,2027,2,0,0,0,0,0,0,0,0,0,0,0,73810178.101306379,73810178.101306379,73810178.101306379,73810178.101306379,73810178.101306379,73810178.101306379,73810178.101306379,73810178.101306379,73810178.101306379,73810178.101306379,73810178.101306379]
["SC_1658_A1","Virginia 220","Solar FV",100,2027,2,0,0,0,0,0,0,0,0,0,0,0,73810178.101306379,73810178.101306379,73810178.101306379,73810178.101306379,73810178.101306379,73810178.101306379,73810178.101306379,73810178.101306379,73810178.101306379,73810178.101306379,73810178.101306379]
["SC_1745_A2","Mariquita 34.5","Solar FV",9.9,2026,2,0,0,0,0,0,0,0,0,0,0,0,73801616.171527997,73801616.171527997,73801616.171527997,73801616.171527997,73801616.171527997,73801616.171527997,73801616.171527997,73801616.171527997,73801616.171527997,73801616.171527997,73801616.171527997]
["SC_1743_A1","San Felipe 115","Solar FV",60,2026,2,0,0,0,0,0,0,0,0,0,0,0,73791842.773991749,73791842.773991749,73791842.773991749,73791842.773991749,73791842.773991749,73791842.773991749,73791842.773991749,73791842.773991749,73791842.773991749,73791842.773991749,73791842.773991749]
["SC_1798_A2","Virginia 500","Solar FV",130,2026,2,0,0,0,0,0,0,0,0,0,0,0,73759482.079515219,73759482.079515219,73759482.079515219,73759482.079515219,73759482.079515219,73759482.079515219,73759482.079515219,73759482.079515219,73759482.079515219,73759482.079515219,73759482.079515219]
["SC_1802_A2","Virginia 500","Solar FV",130,2026,2,0,0,0,0,0,0,0,0,0,0,0,73759482.079515219,73759482.079515219,73759482.079515219,73759482.079515219,73759482.079515219,73759482.079515219,73759482.079515219,73759482.079515219,73759482.079515219,73759482.079515219,73759482.079515219]
["SC_2081_A2","San Felipe 220","Solar FV",50,2028,2,0,0,0,0,0,0,0,0,0,0,0,73542293.326566935,73542293.326566935,73542293.326566935,73542293.326566935,73542293.326566935,73542293.326566935,73542293.326566935,73542293.326566935,73542293.326566935,73542293.326566935,73542293.326566935]
["SC_2081_A1","San Felipe 115","Solar FV",50,2028,2,0,0,0,0,0,0,0,0,0,0,0,73540431.491724521,73540431.491724521,73540431.491724521,73540431.491724521,73540431.491724521,73540431.491724521,73540431.491724521,73540431.491724521,73540431.491724521,73540431.491724521,73540431.491724521]
["SC_2229_A1","San Felipe 220","Solar FV",120,2027,2,0,0,0,0,0,0,0,0,0,0,0,73530052.297841176,73530052.297841176,73530052.297841176,73530052.297841176,73530052.297841176,73530052.297841176,73530052.297841176,73530052.297841176,73530052.297841176,73530052.297841176,73530052.297841176]
["SC_1798_A1","San Felipe 220","Solar FV",130,2026,2,0,0,0,0,0,0,0,0,0,0,0,73231646.128073812,73231646.128073812,73231646.128073812,73231646.128073812,73231646.128073812,73231646.128073812,73231646.128073812,73231646.128073812,73231646.128073812,73231646.128073812,73231646.128073812]
["SC_1802_A1","San Felipe 220","Solar FV",130,2026,2,0,0,0,0,0,0,0,0,0,0,0,73231646.128073812,73231646.128073812,73231646.128073812,73231646.128073812,73231646.128073812,73231646.128073812,73231646.128073812,73231646.128073812,73231646.128073812,73231646.128073812,73231646.128073812]
["SC_729_A1","DNorte 33","Solar FV",4.3,2025,2,0,0,0,0,0,0,0,0,0,0,0,73050147.820894405,73050147.820894405,73050147.820894405,73050147.820894405,73050147.820894405,73050147.820894405,73050147.820894405,73050147.820894405,73050147.820894405,73050147.820894405,73050147.820894405]
["SC_1298_A1","San Felipe 220","Solar FV",150,2025,2,0,0,0,0,0,0,0,0,0,0,0,62251223.110206902,62251223.110206902,62251223.110206902,62251223.110206902,62251223.110206902,62251223.110206902,62251223.110206902,62251223.110206902,62251223.110206902,62251223.110206902,62251223.110206902]

{"sheet":"RESUMEN","index":11,"n_rows":4,"n_cols":13,"rows_kept":4,"cut":false,"hidden":false,"merged":[]}
[null,null,"capacidad aprobada","capacidad aprobada","capacidad aprobada","capacidad aprobada","capacidad aprobada","capacidad aprobada","capacidad aprobada","capacidad aprobada","capacidad aprobada","capacidad aprobada","capacidad aprobada"]
["tipo","Fila",2023,2024,2025,2026,2027,2028,2029,2030,2031,2032,2033]
["Hidraulica",2,2.4,2.4,18.100000000000001,38,38,38,38,38,38,38,38]
["Solar FV",2,9.9,239.63000000000002,1138.93,1258.93,1258.93,1258.93,1258.93,1258.93,1258.93,1258.93,1258.93]

{"sheet":"RESUMEN %","index":12,"n_rows":4,"n_cols":13,"rows_kept":4,"cut":false,"hidden":true,"merged":[]}
[null,null,"capacidad aprobada","capacidad aprobada","capacidad aprobada","capacidad aprobada","capacidad aprobada","capacidad aprobada","capacidad aprobada","capacidad aprobada","capacidad aprobada","capacidad aprobada","capacidad aprobada"]
["tipo","Fila",2023,2024,2025,2026,2027,2028,2029,2030,2031,2032,2033]
["Hidraulica",2,2.4,2.4,18.100000000000001,38,38,38,38,38,38,38,38]
["Solar FV",2,9.9,239.63000000000002,1138.93,1258.93,1258.93,1258.93,1258.93,1258.93,1258.93,1258.93,1258.93]

{"sheet":"EXPANSION","index":13,"n_rows":0,"n_cols":0,"rows_kept":0,"cut":false,"hidden":true,"merged":[]}

{"sheet":"BENEFICIO","index":14,"n_rows":2,"n_cols":12,"rows_kept":2,"cut":false,"hidden":true,"merged":[]}
["fila",2023,2024,2025,2026,2027,2028,2029,2030,2031,2032,2033]
[2,880642.39019154699,880642.39019154699,880642.39019154699,880642.39019154699,880642.39019154699,880642.39019154699,880642.39019154699,880642.39019154699,880642.39019154699,880642.39019154699,880642.39019154699]

{"sheet":"INTERCAMBIO","index":15,"n_rows":2,"n_cols":13,"rows_kept":2,"cut":false,"hidden":true,"merged":[]}
["area","fila",2023,2024,2025,2026,2027,2028,2029,2030,2031,2032,2033]
["CQR",2,-112.3,-342.03,-1257.03,-1396.93,-1396.93,-1396.93,-1396.93,-1396.93,-1396.93,-1396.93,-1396.93]

{"sheet":"PORCENTAJE BARRAS","index":16,"n_rows":62,"n_cols":13,"rows_kept":62,"cut":false,"hidden":false,"merged":[]}
["barra","fila",2023,2024,2025,2026,2027,2028,2029,2030,2031,2032,2033]
["Acasa 115",2,0,0,0,0,0,0,0,0,0,0,0]
["Ambalema 13.2",2,0,0,0,0,0,0,0,0,0,0,0]
["Ambalema 34.5",2,0,0,0,0,0,0,0,0,0,0,0]
["Armenia 115",2,0,0,0,0,0,0,0,0,0,0,0]
["Armenia 220",2,0,0,0,0,0,0,0,0,0,0,0]
["Beltran 34.5",2,0,0,0,0,0,0,0,0,0,0,0]
["Buencafe 115",2,0,0,0,0,0,0,0,0,0,0,0]
["Cuba 115",2,0,0,0,0,0,0,0,0,0,0,0]
["DNorte 33",2,0,0,0,0,0,0,0,0,0,0,0]
["Dorada 115",2,0,0,0,0,0,0,0,0,0,0,0]
["Dorada 33",2,0,0,8.3131202284446648E-2,8.2631980201503655E-2,8.213871821478122E-2,8.1651310223334841E-2,8.1169652629759781E-2,8.1169652629759781E-2,8.069364426678273E-2,8.069364426678273E-2,8.0223186326421392E-2]
["Dorada Norte 115",2,0,0,0,0,0,0,0,0,0,0,0]
["Dosquebradas 115",2,0,0,0,0,0,0,0,0,0,0,0]
["Dosquebradas 13.2",2,0,0.11004776378636562,0.10928848641655886,0.11009258002334864,0.1093326862412036,0.1093326862412036,0.10862411371265455,0.10946031791556746,0.10874221304229426,0.10957274048958701,0.10884622352330957]
["Dosquebradas 33",2,0,0,0,0,0,0,0,0,0,0,0]
["Enea 115",2,0,0,0,0,0,0,0,0,0,0,0]
["Enea 220",2,0,0,0,0,0,0,0,0,0,0,0]
["Esmeralda 220",2,0,0,0,0,0,0,0,0,0,0,0]
["Esmeralda CQR 115",2,0,0,0.21728395061728395,0.21728395061728395,0.22313787638668781,0.21761978361669243,0.22344772862527276,0.22064642507345739,0.22623584645125655,0.23673035117331431,0.23673035117331431]
["Guayabal 34.5",2,0,0,0,0,0,0,0,0,0,0,0]
["Hermosa 115",2,0,0,0,0,0,0,0,0,0,0,0]
["Hermosa 220",2,0,0,0,0,0,0,0,0,0,0,0]
["Insula 33",2,0,4.9131363573947831E-2,5.297297297297298E-2,5.3197625106022058E-2,5.3197625106022058E-2,5.3417081414845774E-2,5.3417081414845774E-2,5.3417081414845774E-2,5.3417081414845774E-2,5.3847472093339128E-2,5.3847472093339128E-2]
["Insula CQR 115",2,0,0,0,0,0,0,0,0,0,0,0]
["Irra 115",2,0,0,0,0,0,0,0,0,0,0,0]
["Irra 33",2,0,0,6.4269258350159675E-2,6.4269258350159675E-2,6.4269258350159675E-2,6.4269258350159675E-2,6.4269258350159675E-2,6.4269258350159675E-2,6.4269258350159675E-2,6.4269258350159675E-2,6.4269258350159675E-2]
["La Rosa 115",2,0,0,0,0,0,0,0,0,0,0,0]
["Manizales 115",2,0,0,0,0,0,0,0,0,0,0,0]
["Manzanares 115",2,0,0,0,0,0,0,0,0,0,0,0]
["Margarita 33",2,0,0,0,0,0,0,0,0,0,0,0]
["Mariquita 115",2,0,0,0,0,0,0,0,0,0,0,0]
["Mariquita 34.5",2,0,0.12224719101123595,0.12224719101123595,0.12224719101123595,0.12133828996282527,0.12133828996282527,0.12133828996282527,0.12044280442804427,0.12128193218764514,0.12038727524204702,0.12038727524204702]
["Molinos 115",2,null,null,0,0,0,0,0,0,0,0,0]
["Papeles 115",2,0,0,0,0,0,0,0,0,0,0,0]
["Pavas 115",2,0,0,0,0,0,0,0,0,0,0,0]
["Pavas 33",2,9.9000000000000005E-2,0.29700000000000004,0.29700000000000004,0.29700000000000004,0.29700000000000004,0.29700000000000004,0.29700000000000004,0.29700000000000004,0.29700000000000004,0.29700000000000004,0.29700000000000004]
["Pavas1 13.2",2,0,0.15207619047619048,0.15207619047619048,0.15207619047619048,0.15372322503008423,0.1522574493444577,0.15388525824424032,0.15241640566741238,0.15402731777162343,0.15402731777162343,0.15402731777162343]
["Peralonso 115",2,0,0,0,0,0,0,0,0,0,0,0]
["PuebloRico 33",2,0,0,0.58306049822064066,0.59632393084622393,0.58776681614349779,0.60000915541313804,0.5913467177983307,0.60280310434032769,0.59406039317885673,0.59406039317885673,0.60491570157347452]
["Purnio 115",2,0,0.68442352941176465,0.49256659461820645,0.53794515819156719,0.55529822781064997,0.54582553208296847,0.57740221575718975,0.58656733029301833,0.58656733029301833,0.58656733029301833,0.59587792283735197]
["Purnio 220",2,0,0,0,0,0,0,0,0,0,0,0]
["Quinchia 13.2",2,0,0,0,0,0,0,0,0,0,0,0]
["Quinchia 33",2,5.4537208479830235E-2,5.4537208479830235E-2,5.3030877226107068E-2,5.3030877226107068E-2,5.3030877226107068E-2,5.3030877226107068E-2,5.3030877226107068E-2,5.3030877226107068E-2,5.3030877226107068E-2,5.516498316498316E-2,5.3030877226107068E-2]
["Regivit 115",2,0,0,0,0,0,0,0,0,0,0,0]
["Rio Negrito 33",2,0,0,0,0,0,0,0,0,0,0,0]
["Rio Sucio 115",2,0,0,0,0,0,0,0,0,0,0,0]
["Risaralda 33",2,0,0,0,0,0,0,0,0,0,0,0]
["Salamina 115",2,0,0,0,0.54622482827944374,0.54622482827944374,0.55052581117928201,0.55052581117928179,0.55052581117928179,0.55052581117928179,0.55486066008620527,0.55486066008620527]
["Salamina 220",2,null,null,0,0,0,0,0,0,0,0,0]
["Salamina 33",2,0,0,0,0,0,0,0,0,0,0,0]
["Salamina Cund 33",2,0,0,0,0,0,0,0,0,0,0,0]
["San Fcisco 1 115",2,0,0,0,0,0,0,0,0,0,0,0]
["San Felipe 115",2,0,0,0.36320241711845463,0.36149284582451591,0.35812153404088365,0.36380600283518344,0.36039161138741815,0.36322934061094109,0.35982571412973785,0.35648528258332413,0.35648528258332413]
["San Felipe 13.2",2,0,0,0,0,0,0,0,0,0,0,0]
["San Felipe 220",2,0,0.2,0.69411764705882351,0.87407407407407411,0.87407407407407411,0.87407407407407411,0.76129032258064511,0.76129032258064511,0.81030042918454936,0.91318016928657797,0.91318016928657797]
["San Lorenzo 220",2,null,null,0,0,0,0,0,0,0,0,0]
["Victoria CQR 115",2,0,0,0,0,0,0,0,0,0,0,0]
["Virginia 115",2,0,0,0,0,0,0,0,0,0,0,0]
["Virginia 220",2,0,0,8.0031262211801485E-2,0.20007815552950373,0.20007815552950373,0.20007815552950373,0.20007815552950373,0.20007815552950373,0.20007815552950373,0.20007815552950373,0.20007815552950373]
["Virginia 500",2,0,0,0.20007815552950373,0.20007815552950373,0.20007815552950373,0.20007815552950373,0.20007815552950373,0.20007815552950373,0.20007815552950373,0.20007815552950373,0.20007815552950373]
["Viterbo 33",2,0,0,0,0,0,0,0,0,0,0,0]

{"sheet":"PORCENTAJE AREAS","index":17,"n_rows":2,"n_cols":13,"rows_kept":2,"cut":false,"hidden":true,"merged":[]}
["area","fila",2023,2024,2025,2026,2027,2028,2029,2030,2031,2032,2033]
["CQR",2,-1.123001123001123E-4,-3.4203034203034199E-4,-1.257031257031257E-3,-1.3969313969313969E-3,-1.3969313969313969E-3,-1.3969313969313969E-3,-1.3969313969313969E-3,-1.3969313969313969E-3,-1.3969313969313969E-3,-1.3969313969313969E-3,-1.3969313969313969E-3]

{"sheet":"PORCENTAJE ZONAS","index":18,"n_rows":11,"n_cols":13,"rows_kept":11,"cut":false,"hidden":false,"merged":[]}
["zona","fila",2023,2024,2025,2026,2027,2028,2029,2030,2031,2032,2033]
["Zona1",2,0,3.3056415844745869E-2,4.4612886226334754E-2,4.4612886226334754E-2,4.4612886226334754E-2,4.4612886226334754E-2,4.4612886226334754E-2,4.4612886226334754E-2,4.4612886226334754E-2,4.4964168795046069E-2,4.4964168795046069E-2]
["Zona10",2,0,0,0,0,0,0,0,0,0,0,0]
["Zona2",2,0,0.66850685569242163,0.80931859015726726,0.88387848824175008,0.9123906975398709,0.89682644930403943,0.94870897116460373,0.96376784372277224,0.96376784372277224,0.96376784372277224,0.97611611792690556]
["Zona3",2,0,0,0,0,0,0,0,0,0,0,0]
["Zona4",2,0,5.759272073277194E-2,5.7189084096822024E-2,5.7189084096822024E-2,5.7189084096822024E-2,5.7189084096822024E-2,5.6791065832137923E-2,5.6791065832137923E-2,5.698545703017642E-2,5.698545703017642E-2,5.698545703017642E-2]
["Zona5",2,2.3645691624184111E-2,2.3831878172406049E-2,5.1824643342663131E-2,0.24641151174247378,0.24641151174247378,0.24454338472373627,0.24454338472373627,0.24454338472373627,0.24454338472373627,0.24454338472373627,0.24454338472373627]
["Zona6",2,3.0461538461538464E-2,7.6709414902904213E-2,7.664531722054381E-2,7.7746332120283465E-2,7.8807654317991527E-2,7.9829301506259887E-2,8.0811449001562202E-2,7.9794747256402135E-2,8.1786302814937456E-2,8.2689214023357771E-2,8.355398863548677E-2]
["Zona7",2,0,0,0.26139759036144578,0.26139759036144578,0.27312037765538943,0.2631811978771797,0.27075051184556886,0.26415751926186626,0.27556456324227113,0.2821645754401339,0.28820448106000907]
["Zona8",2,0,9.0026374914525739E-2,0.87025495750708215,0.99029012405978312,0.99029012405978312,0.99029012405978312,0.99029012405978312,0.99029012405978312,0.99029012405978312,0.99029012405978312,0.99029012405978312]
["Zona9",2,null,null,0,0,0,0,0,0,0,0,0]