{"text_format":"1","workbook":"xlsx","n_sheets":19,"sheets":["areas","barras","criterios","obras","proyectos","cortocircuito","zonas","zonaBarra","calificacionProyectos","ejecutar","ASIGNACION","RESUMEN","RESUMEN %","EXPANSION","BENEFICIO","INTERCAMBIO","PORCENTAJE BARRAS","PORCENTAJE AREAS","PORCENTAJE ZONAS"],"not_rendered":{"charts":0,"images":0,"macros":1,"external_links":0,"defined_names":6,"comments":0,"pivot_tables":0},"unopened":[],"bounds":{"document_bytes":16777216,"sheet_cells":100000,"rows_first":2000,"rows_last":500,"rows_between":2000,"halvings":0,"cell_chars":16384,"cell_head_chars":4096},"cells_cut":0,"cells_raw":0,"read":"whole","date_system":"1900"}

{"sheet":"areas","index":0,"n_rows":12,"n_cols":8,"rows_kept":12,"cut":false,"hidden":true,"merged":[]}
["nombre","periodo","limiteimportacion","limiteexportacion","demanda","generacion","factorimportacion","factorexportacion"]
["GCM",2023,9999999,999999,200,300,1,1]
["GCM",2024,9999999,999999,200,300,1,1]
["GCM",2025,9999999,999999,200,300,1,1]
["GCM",2026,9999999,999999,200,300,1,1]
["GCM",2027,9999999,999999,200,300,1,1]
["GCM",2028,9999999,999999,200,300,1,1]
["GCM",2029,9999999,999999,200,300,1,1]
["GCM",2030,9999999,999999,200,300,1,1]
["GCM",2031,9999999,999999,200,300,1,1]
["GCM",2032,9999999,999999,200,300,1,1]
["GCM",2033,9999999,999999,200,300,1,1]

{"sheet":"barras","index":1,"n_rows":1464,"n_cols":6,"rows_kept":1464,"cut":false,"hidden":false,"merged":[]}
["nombre","periodo","capacidad","cortocircuito","factorcapacidad","factorcorto"]
["Alpha 500",2023,0,8.4159600963146026,1,1]
["Aracataca 34.5(1)",2023,7.7303791046142578,3.6415811038733952,1,1]
["Ballenas 34.5",2023,1.395416259765625,10.64004143451332,1,1]
["Bolivar - Copey 500 shn",2023,0,16.736730851327948,1,1]
["Bolivar 220",2023,0,40.303594933957243,1,1]
["Bolivar 500",2023,0,16.739653286851759,1,1]
["Bonda 13.8",2023,11.71875,6.25E-2,1,1]
["Bonda 34.5",2023,32.8662109375,13.87735393854776,1,1]
["Bosconia 34.5",2023,24.836883544921879,21.48785783129723,1,1]
["Bosque 220",2023,0,24.98572813021595,1,1]
["Camarones 34.5",2023,12.1875,10.24235876338521,1,1]
["Candelaria 220",2023,0,35.715985476053618,1,1]
["Caracoli 220",2023,0,34.326062486246002,1,1]
["Cartagena 220",2023,0,35.69325782230613,1,1]
["Cerro - Chinu 1 500 shn",2023,0,25.138775059566171,1,1]
["Cerromatoso 220",2023,0,12.012079204681511,1,1]
["Chinu - Cerro 1 500 shn",2023,0,23.912811529978448,1,1]
["Chinu - Sabana 1 500 shn",2023,0,23.91087416830754,1,1]
["Chinu 110",2023,0,35.788736971898743,1,1]
["Chinu 220",2023,0,18.043653769871071,1,1]
["Chinu 500",2023,0,23.928165498801,1,1]
["Chiriguana 13.8",2023,15.52749633789062,6.6122033361327519,1,1]
["Chiriguana 34.5",2023,3.97979736328125,8.0181729099043224,1,1]
["Cienaga 110",2023,4.9470201134681702,20.470661292602969,1,1]
["CODAZZI (CESAR) 1 13.8 kV",2023,7.96875,5.1450468691144806,1,1]
["CODAZZI (CESAR) 1 34.5 kV",2023,2.2602653503417969,0.05,1,1]
["Codazzi GCM 110",2023,32.966583967208862,25.269201743173859,1,1]
["Colectora 1 Eolica 500",2023,0,0,1,1]
["Copey - Bolivar 500 shn",2023,0,17.339583192195121,1,1]
["Copey - Chinu 500 shn",2023,0,17.339642046495239,1,1]
["Copey 110",2023,28.767013549804691,6.25E-2,1,1]
["Copey 220",2023,587.890625,0.125,1,1]
["Copey Loma 500 shn",2023,0,17.340149027425479,1,1]
["Copey-Cuest 500 shn",2023,0,17.337346667938782,1,1]
["Cuest-Copey 500 shn",2023,0,9.3211785784409855,1,1]
["Cuestec 6 13.2",2023,0,37.387785050169427,1,1]
["Cuestec 7 13.2",2023,0,26.400813202940931,1,1]
["Cuestecita 220",2023,61.23046875,5.6023041186675187,1,1]
["Cuestecita 220 II",2023,28.415679931640621,5.8584802014305311,1,1]
["Cuestecitas 110",2023,65.91796875,10.34221948678135,1,1]
["Cuestecitas 13.8",2023,0,254.7160235910348,1,1]
["Cuestecitas 34.5",2023,31.4697265625,0.08,1,1]
["Cuestecitas 500",2023,91.015625,30.677498623435639,1,1]
["El Banco 110",2023,0,5.4044367073474424,1,1]
["El Copey 500",2023,730.078125,22.657385939921319,1,1]
["EL PASO 1 13.8 kV",2023,24.375,0.05,1,1]
["EL PASO 1 34.5 kV",2023,25.9765625,0.05,1,1]
["El Paso 110",2023,57.132764160633087,4.5595803838932589,1,1]
["El reten 34.5",2023,9.912109375,22.21826173211856,1,1]
["El Rio 220",2023,0,32.941403756090793,1,1]
["Flores 220",2023,0,37.065275331165822,1,1]
["Fonseca 13.8",2023,0.390625,6.8785011319726506,1,1]
["Fonseca 34.5",2023,0.41015625,5.4780359597580004,1,1]
["Fundacion 1 10",2023,0,40.511106984080932,1,1]
["Fundacion 110",2023,0,13.815560830916411,1,1]
["Fundacion 2 10",2023,0,74.677363946336399,1,1]
["FUNDACION 2 13.8 kV",2023,10.3515625,13.914197060535489,1,1]
["FUNDACION 2 34.5 kV",2023,6.0699462890625,4.3525991156381547,1,1]
["Fundacion 220",2023,0,19.026664653058472,1,1]
["Gaira 110",2023,0,11.55981108264888,1,1]
["Guacamayal 13.8",2023,8.12652587890625,5.777883404484121,1,1]
["Guacamayal 34.5",2023,15.31581878662109,7.5128499486218718,1,1]
["Guajira 13.8",2023,0,117.71954363162961,1,1]
["Guajira 220",2023,0,12.576591609459181,1,1]
["Guatapuri 110",2023,0,40,1,1]
["Guatapuri 34.5",2023,0,8.5032775307785364,1,1]
["Guatapuri 34.5(1)",2023,8.5032775307785364,8.5032775307785364,1,1]
["Jepirachi 115",2023,0,4.0769351442729098,1,1]
["Jouktai 110",2023,0,4.1442328369505299,1,1]
["La Cuna 110",2023,0,27.554563748755669,1,1]
["LA JAGUA 1 13.8 kV",2023,0,13.285628831987131,1,1]
["La Jagua 110",2023,33.031969517469413,23.068926740682301,1,1]
["La jagua 34.5",2023,24.229736328125,17.539087454278011,1,1]
["La Loma 1 13.8",2023,0,84.089048411112785,1,1]
["La Loma 110",2023,82.916259765625,0.2,1,1]
["La loma 13.8",2023,4.7036934248171747,6.25E-2,1,1]
["La Loma 2 13.8",2023,0,83.68671753048163,1,1]
["La loma 34.5",2023,5.9942626953125,7.4999999999999997E-2,1,1]
["La Loma 500",2023,399.609375,24.95135190697847,1,1]
["La paz 13.8",2023,4.3505859375,3.8057649085263301,1,1]
["La paz 34.5",2023,2.9367828369140621,2.5910846566028769,1,1]
["Libertad 110",2023,0,10.23492112607086,1,1]
["LLoma-Sog 500 shn",2023,0,15.04630109575473,1,1]
["Maicao 110",2023,0,4.9401623274886086,1,1]
["MAICAO 2 13.8 kV",2023,0,10.07727601315071,1,1]
["Manaure 34.5",2023,1.46484375,23.84185446281257,1,1]
["MANZANARES (MAGDALENA) 1 13.8 kV",2023,0,15.956930378025939,1,1]
["Manzanares 110",2023,0,11.719159647788331,1,1]
["Mina Inter 110",2023,0,13.672265247758061,1,1]
["Monteria 220",2023,0,8.1043865418377656,1,1]
["Nv Baranoa 110",2023,0,12.590682044465909,1,1]
["Nv Barranquilla 220",2023,0,34.197108738977789,1,1]
["Ocaña 220",2023,0,0,1,1]
["Ocaña 500",2023,0,0,1,1]
["Ocaña Loma 500 shn",2023,0,0,1,1]
["Pto Bolivar 110",2023,0,3.5476623057085259,1,1]
["Puerto Nuevo",2023,0,12.795382868922401,1,1]
["R Cordoba 220",2023,85.9375,26.730715933377059,1,1]
["Rio Cordoba 1 13.8",2023,0,14.740066678940209,1,1]
["Rio Cordoba 110",2023,67.943444848060608,14.750737619961299,1,1]
["Rio Cordoba 2 13.8",2023,0,14.590050516891051,1,1]
["Rio Cordoba 34.5",2023,0,7.559907547565901,1,1]
["Riohacha 110",2023,0.446319580078125,20.080759936419689,1,1]
["Riohacha 34.5",2023,17.861328125,3.3314843316822969,1,1]
["Sabana - Chinu 1 500 shn",2023,0,22.6546846918848,1,1]
["Sabanalarga 110",2023,0,18.449824604573351,1,1]
["Sabanalarga 220",2023,0,53.285362638110421,1,1]
["Sabanalarga 500",2023,0,22.669086971936711,1,1]
["Sahagun 500 kV",2023,0,16.966313360308678,1,1]
["SAN JUAN 1 13.8 kV",2023,3.826904296875,6.25E-2,1,1]
["SAN JUAN 1 34.5 kV",2023,1.40380859375,5.9497771343550614,1,1]
["San Juan 110",2023,3.570556640625,26.42831756080362,1,1]
["San Juan 220",2023,82.605743408203125,16.791057158232121,1,1]
["Santa Marta 110",2023,76.878762245178223,15.50950962174254,1,1]
["Santa Marta 220",2023,45.758056640625,12.59465041017449,1,1]
["Santa Marta 34.5",2023,0,21.242636876782999,1,1]
["Sog-LLoma 500 shn",2023,0,18.91652594212108,1,1]
["T Puerto Nuevo",2023,35.426616668701172,13.152553336772501,1,1]
["Tebsa 220",2023,0,45.365384974291757,1,1]
["Termocol 220",2023,55.875778198242188,28.352612031485091,1,1]
["Termocol 44",2023,0,20.554995401113331,1,1]
["Termonorte 44",2023,0,22.265536473269531,1,1]
["Ternera 220",2023,0,32.552882263555396,1,1]
["Toluviejo 220",2023,0,13.92247477557502,1,1]
["Uraba 220",2023,0,7.3032865127564133,1,1]
["Urra 220",2023,0,10.88369904319905,1,1]
["Valledupar 11 13.2",2023,9.1015625,34.744009690391557,1,1]
["Valledupar 110",2023,76.30462646484375,16.735446556666641,1,1]
["Valledupar 13.8 T3",2023,15.3125,0.125,1,1]
["Valledupar 220",2023,13.70179653167725,21.098159180192962,1,1]
["Valledupar34.5_B3",2023,85.80078125,15.71632520365716,1,1]
["Zawady 13.8",2023,19.61181640625,19.123030743110341,1,1]
["Zawady 34.5",2023,0.46875,22.4277555694268,1,1]
["Alpha 500",2024,0,12.7609262588267,1,1]
["Aracataca 34.5(1)",2024,43.980379104614258,3.4367002192783662,1,1]
["Ballenas 34.5",2024,18.1494140625,10.61826949908709,1,1]
["Bolivar - Copey 500 shn",2024,0,18.912806143664401,1,1]
["Bolivar 220",2024,0,43.495551663584429,1,1]
["Bolivar 500",2024,0,18.920901841515061,1,1]
["Bonda 13.8",2024,19.84375,6.25E-2,1,1]
["Bonda 34.5",2024,33.4912109375,13.48606175736205,1,1]
["Bosconia 34.5",2024,34.443359375,21.34983148511677,1,1]
["Bosque 220",2024,0,26.439688985618989,1,1]
["Camarones 34.5",2024,19.21875,10.21443208322574,1,1]
["Candelaria 220",2024,0,37.68723730390942,1,1]
["Caracoli 220",2024,0,36.977780353691109,1,1]
["Cartagena 220",2024,0,37.621010682074782,1,1]
["Cerro - Chinu 1 500 shn",2024,0,28.96044621471469,1,1]
["Cerromatoso 220",2024,0,13.05757063330609,1,1]
["Chinu - Cerro 1 500 shn",2024,0,27.333518332606189,1,1]
["Chinu - Sabana 1 500 shn",2024,0,27.328523942663232,1,1]
["Chinu 110",2024,0,39.559008351861941,1,1]
["Chinu 220",2024,0,19.701436959070879,1,1]
["Chinu 500",2024,0,27.34962921547784,1,1]
["Chiriguana 13.8",2024,16.4453125,6.3896801871404874,1,1]
["Chiriguana 34.5",2024,29.08203125,7.8473529719490083,1,1]
["Cienaga 110",2024,105.5267333984375,16.371605426651751,1,1]
["CODAZZI (CESAR) 1 13.8 kV",2024,17.080078125,4.5915875516414708,1,1]
["CODAZZI (CESAR) 1 34.5 kV",2024,18.7646484375,0.05,1,1]
["Codazzi GCM 110",2024,65.46630859375,25.031951290174842,1,1]
["Colectora 1 Eolica 500",2024,0,0,1,1]
["Copey - Bolivar 500 shn",2024,0,18.833923722585901,1,1]
["Copey - Chinu 500 shn",2024,0,18.834046320198158,1,1]
["Copey 110",2024,72.57080078125,6.25E-2,1,1]
["Copey 220",2024,898.4375,0.125,1,1]
["Copey Loma 500 shn",2024,0,18.834065120986171,1,1]
["Copey-Cuest 500 shn",2024,0,18.831250824178468,1,1]
["Cuest-Copey 500 shn",2024,0,15.375293727635521,1,1]
["Cuestec 6 13.2",2024,0,38.83240695873527,1,1]
["Cuestec 7 13.2",2024,0,27.21466655837861,1,1]
["Cuestecita 220",2024,75,1.0365547211080179,1,1]
["Cuestecita 220 II",2024,75,1.3372399342355801,1,1]
["Cuestecitas 110",2024,71.875,7.9971592893701811,1,1]
["Cuestecitas 13.8",2024,0,72.771843085053149,1,1]
["Cuestecitas 34.5",2024,90,0.08,1,1]
["Cuestecitas 500",2024,291.015625,24.61841589894938,1,1]
["El Banco 110",2024,0,5.5286971198193822,1,1]
["El Copey 500",2024,896.41265869140625,21.162661650531138,1,1]
["EL PASO 1 13.8 kV",2024,24.98046875,0.05,1,1]
["EL PASO 1 34.5 kV",2024,33.084716796875,0.05,1,1]
["El Paso 110",2024,61.5234375,3.8420187335578788,1,1]
["El reten 34.5",2024,21.875,22.096068902455421,1,1]
["El Rio 220",2024,0,34.309294346486652,1,1]
["Flores 220",2024,0,38.806303869403912,1,1]
["Fonseca 13.8",2024,0.3125,6.6732209012740089,1,1]
["Fonseca 34.5",2024,0.3125,5.385804396674609,1,1]
["Fundacion 1 10",2024,0,42.073868030655653,1,1]
["Fundacion 110",2024,0,13.415937946552599,1,1]
["Fundacion 2 10",2024,0,77.534338851757681,1,1]
["FUNDACION 2 13.8 kV",2024,30.0390625,13.327135938512519,1,1]
["FUNDACION 2 34.5 kV",2024,50.1324462890625,3.9304940672094961,1,1]
["Fundacion 220",2024,0,17.888223384108031,1,1]
["Gaira 110",2024,0,12.71298706462998,1,1]
["Guacamayal 13.8",2024,15.9375,5.4946161006631566,1,1]
["Guacamayal 34.5",2024,33.02734375,7.4047876585107506,1,1]
["Guajira 13.8",2024,0,119.3522832788983,1,1]
["Guajira 220",2024,0,13.264567832003619,1,1]
["Guatapuri 110",2024,0,40,1,1]
["Guatapuri 34.5",2024,0,8.8334632274865417,1,1]
["Guatapuri 34.5(1)",2024,8.8334632274865417,8.8334632274865417,1,1]
["Jepirachi 115",2024,0,4.1500358390674901,1,1]
["Jouktai 110",2024,0,4.2201559262976414,1,1]
["La Cuna 110",2024,0,28.151173437532119,1,1]
["LA JAGUA 1 13.8 kV",2024,0,13.78534657276394,1,1]
["La Jagua 110",2024,54.38232421875,22.738943413234299,1,1]
["La jagua 34.5",2024,26.85546875,17.447036534327019,1,1]
["La Loma 1 13.8",2024,0,87.554324356723185,1,1]
["La Loma 110",2024,231.25,0.2,1,1]
["La loma 13.8",2024,25.016193424817171,6.25E-2,1,1]
["La Loma 2 13.8",2024,0,87.1305445238836,1,1]
["La loma 34.5",2024,48.701171875,7.4999999999999997E-2,1,1]
["La Loma 500",2024,850,22.658498312796659,1,1]
["La paz 13.8",2024,23.22265625,3.4318023123953112,1,1]
["La paz 34.5",2024,16.3818359375,2.2204865969572789,1,1]
["Libertad 110",2024,0,13.437412605907539,1,1]
["LLoma-Sog 500 shn",2024,0,17.338450128266551,1,1]
["Maicao 110",2024,0,5.147489626888329,1,1]
["MAICAO 2 13.8 kV",2024,0,10.243892533862651,1,1]
["Manaure 34.5",2024,18.1689453125,23.8299641631634,1,1]
["MANZANARES (MAGDALENA) 1 13.8 kV",2024,0,16.57535173532483,1,1]
["Manzanares 110",2024,0,13.54488667379071,1,1]
["Mina Inter 110",2024,0,14.662339837574059,1,1]
["Monteria 220",2024,0,8.8668095755510929,1,1]
["Nv Baranoa 110",2024,0,13.15513968082171,1,1]
["Nv Barranquilla 220",2024,0,35.800462334202123,1,1]
["Ocaña 220",2024,0,0,1,1]
["Ocaña 500",2024,0,0,1,1]
["Ocaña Loma 500 shn",2024,0,0,1,1]
["Pto Bolivar 110",2024,0,3.6071602531506382,1,1]
["Puerto Nuevo",2024,0,13.33894834866439,1,1]
["R Cordoba 220",2024,269.53125,26.143002453245511,1,1]
["Rio Cordoba 1 13.8",2024,0,15.237777191590011,1,1]
["Rio Cordoba 110",2024,231.25,14.039945262814109,1,1]
["Rio Cordoba 2 13.8",2024,0,15.08252960608703,1,1]
["Rio Cordoba 34.5",2024,0,7.8176168979816323,1,1]
["Riohacha 110",2024,75,19.742900681393891,1,1]
["Riohacha 34.5",2024,18.1494140625,3.1472035976755741,1,1]
["Sabana - Chinu 1 500 shn",2024,0,24.617985905771729,1,1]
["Sabanalarga 110",2024,0,19.317788875534941,1,1]
["Sabanalarga 220",2024,0,56.517516533483366,1,1]
["Sabanalarga 500",2024,0,24.633431325122611,1,1]
["Sahagun 500 kV",2024,0,22.507354080183351,1,1]
["SAN JUAN 1 13.8 kV",2024,11.639404296875,6.25E-2,1,1]
["SAN JUAN 1 34.5 kV",2024,1.5625,5.705040334938122,1,1]
["San Juan 110",2024,12.109375,26.234877876754819,1,1]
["San Juan 220",2024,51.5625,16.210086338537391,1,1]
["Santa Marta 110",2024,140.625,14.783735241404459,1,1]
["Santa Marta 220",2024,218.75,13.14956941556466,1,1]
["Santa Marta 34.5",2024,0,22.06756390762007,1,1]
["Sog-LLoma 500 shn",2024,0,21.27379460414555,1,1]
["T Puerto Nuevo",2024,119.0203666687012,13.715018377699881,1,1]
["Tebsa 220",2024,0,47.385860073750059,1,1]
["Termocol 220",2024,134.765625,27.862860801783849,1,1]
["Termocol 44",2024,0,21.151112830289339,1,1]
["Termonorte 44",2024,0,22.90995854562907,1,1]
["Ternera 220",2024,0,34.291721528920277,1,1]
["Toluviejo 220",2024,0,15.116603911617,1,1]
["Uraba 220",2024,0,8.2713180234498864,1,1]
["Urra 220",2024,0,11.82580393734043,1,1]
["Valledupar 11 13.2",2024,42.5390625,36.096065736828329,1,1]
["Valledupar 110",2024,63.671875,16.10064868051705,1,1]
["Valledupar 13.8 T3",2024,49.7265625,3.0301642001061602,1,1]
["Valledupar 220",2024,114.453125,20.584209428537189,1,1]
["Valledupar34.5_B3",2024,86.80078125,16.332971679079009,1,1]
["Zawady 13.8",2024,20.46875,18.929645029037552,1,1]
["Zawady 34.5",2024,47.5,22.34247662375672,1,1]
["Alpha 500",2025,0,14.70218540588364,1,1]
["Aracataca 34.5(1)",2025,43.5546875,2.9264315829048968,1,1]
["Ballenas 34.5",2025,18.114700317382809,10.42487370194179,1,1]
["Bolivar - Copey 500 shn",2025,0,21.564538826525521,1,1]
["Bolivar 220",2025,0,49.70733648146598,1,1]
["Bolivar 500",2025,0,21.574654786832109,1,1]
["Bonda 13.8",2025,19.53125,6.25E-2,1,1]
["Bonda 34.5",2025,33.017578125,12.62216961032399,1,1]
["Bosconia 34.5",2025,33.812255859375,21.087003777173852,1,1]
["Bosque 220",2025,0,28.274663011515791,1,1]
["Camarones 34.5",2025,18.955078125,9.979463606085158,1,1]
["Candelaria 220",2025,0,40.323844061317622,1,1]
["Caracoli 220",2025,0,38.373362389332833,1,1]
["Cartagena 220",2025,0,40.406055085766148,1,1]
["Cerro - Chinu 1 500 shn",2025,0,30.77525249131541,1,1]
["Cerromatoso 220",2025,0,13.47329397182024,1,1]
["Chinu - Cerro 1 500 shn",2025,0,29.073070779838829,1,1]
["Chinu - Sabana 1 500 shn",2025,0,29.067514447089099,1,1]
["Chinu 110",2025,0,41.335785927246448,1,1]
["Chinu 220",2025,0,20.595807888652669,1,1]
["Chinu 500",2025,0,29.090406421353141,1,1]
["Chiriguana 13.8",2025,15.9326171875,6.0724275795937892,1,1]
["Chiriguana 34.5",2025,27.998046875,7.6050352557575929,1,1]
["Cienaga 110",2025,108.13388824462891,15.23681442881289,1,1]
["CODAZZI (CESAR) 1 13.8 kV",2025,17.98828125,3.2588861666743409,1,1]
["CODAZZI (CESAR) 1 34.5 kV",2025,18.248062133789059,0.05,1,1]
["Codazzi GCM 110",2025,64.499728145892732,24.357735590366591,1,1]
["Colectora 1 Eolica 500",2025,250,26.07037557833166,1,1]
["Copey - Bolivar 500 shn",2025,0,20.952775997903458,1,1]
["Copey - Chinu 500 shn",2025,0,20.952872228775131,1,1]
["Copey 110",2025,79.723835550248623,6.25E-2,1,1]
["Copey 220",2025,532.60190486907959,0.125,1,1]
["Copey Loma 500 shn",2025,0,20.952992269244969,1,1]
["Copey-Cuest 500 shn",2025,0,20.949915167158199,1,1]
["Cuest-Copey 500 shn",2025,0,18.451186255614971,1,1]
["Cuestec 6 13.2",2025,0,42.971735501865723,1,1]
["Cuestec 7 13.2",2025,0,30.194822530252839,1,1]
["Cuestecita 220",2025,89.84375,0.125,1,1]
["Cuestecita 220 II",2025,89.84375,0.125,1,1]
["Cuestecitas 110",2025,84.716796875,5.3286823493755087,1,1]
["Cuestecitas 13.8",2025,0,80.634600301700772,1,1]
["Cuestecitas 34.5",2025,89.775390625,0.08,1,1]
["Cuestecitas 500",2025,257.79469081567942,21.54058254163407,1,1]
["El Banco 110",2025,0,5.7166497216250667,1,1]
["El Copey 500",2025,938.12255859375,19.043254591626809,1,1]
["EL PASO 1 13.8 kV",2025,24.31640625,0.05,1,1]
["EL PASO 1 34.5 kV",2025,31.89453125,0.05,1,1]
["El Paso 110",2025,47.240153700113297,2.7856551582932489,1,1]
["El reten 34.5",2025,21.494140625,21.82067748494719,1,1]
["El Rio 220",2025,0,35.470372608283817,1,1]
["Flores 220",2025,0,40.19615389064564,1,1]
["Fonseca 13.8",2025,17.5,5.64625273931793,1,1]
["Fonseca 34.5",2025,17.5,4.887490801544657,1,1]
["Fundacion 1 10",2025,0,45.011300182091453,1,1]
["Fundacion 110",2025,0,12.521107585754949,1,1]
["Fundacion 2 10",2025,0,83.010081434495717,1,1]
["FUNDACION 2 13.8 kV",2025,29.6875,11.66346138804796,1,1]
["FUNDACION 2 34.5 kV",2025,49.345703125,2.744821047767438,1,1]
["Fundacion 220",2025,0,16.094103679568139,1,1]
["Gaira 110",2025,0,13.67509671086853,1,1]
["Guacamayal 13.8",2025,15.4931640625,4.8932818072999948,1,1]
["Guacamayal 34.5",2025,34.6875,7.1650026711888977,1,1]
["Guajira 13.8",2025,0,124.94140430692011,1,1]
["Guajira 220",2025,0,14.394914467860749,1,1]
["Guatapuri 110",2025,104.47998046875,40,1,1]
["Guatapuri 34.5",2025,0,25,1,1]
["Guatapuri 34.5(1)",2025,38.152340000000002,25,1,1]
["Jepirachi 115",2025,0,4.5174514026858956,1,1]
["Jouktai 110",2025,0,4.5952830427926763,1,1]
["La Cuna 110",2025,0,29.017305333052828,1,1]
["LA JAGUA 1 13.8 kV",2025,0,14.661774084538511,1,1]
["La Jagua 110",2025,56.146728992462158,22.124942950608741,1,1]
["La jagua 34.5",2025,26.829833984375,17.2872933245966,1,1]
["La Loma 1 13.8",2025,0,92.214740729845232,1,1]
["La Loma 110",2025,207.45563507080081,0.2,1,1]
["La loma 13.8",2025,24.075657157663951,6.25E-2,1,1]
["La Loma 2 13.8",2025,0,91.764618218682017,1,1]
["La loma 34.5",2025,47.8125,7.4999999999999997E-2,1,1]
["La Loma 500",2025,742.96875,20.75810538687448,1,1]
["La paz 13.8",2025,22.4609375,2.2836847189603611,1,1]
["La paz 34.5",2025,15.30227661132812,0.9218391074738701,1,1]
["Libertad 110",2025,0,14.45891717520249,1,1]
["LLoma-Sog 500 shn",2025,0,19.2383954962682,1,1]
["Maicao 110",2025,0,5.6938237855441836,1,1]
["MAICAO 2 13.8 kV",2025,0,11.31792623442823,1,1]
["Manaure 34.5",2025,19.375,23.709798069292439,1,1]
["MANZANARES (MAGDALENA) 1 13.8 kV",2025,0,17.81398579761775,1,1]
["Manzanares 110",2025,0,14.57473176024725,1,1]
["Mina Inter 110",2025,0,16.283752352112089,1,1]
["Monteria 220",2025,0,9.2035189765505336,1,1]
["Nv Baranoa 110",2025,0,13.594483224799299,1,1]
["Nv Barranquilla 220",2025,0,37.281583999902558,1,1]
["Ocaña 220",2025,0,0,1,1]
["Ocaña 500",2025,0,0,1,1]
["Ocaña Loma 500 shn",2025,0,0,1,1]
["Pto Bolivar 110",2025,0,3.9298132160282111,1,1]
["Puerto Nuevo",2025,0,14.340101171781029,1,1]
["R Cordoba 220",2025,419.140625,25.060238735717029,1,1]
["Rio Cordoba 1 13.8",2025,0,16.357942026234991,1,1]
["Rio Cordoba 110",2025,179.6875,12.722377672852311,1,1]
["Rio Cordoba 2 13.8",2025,0,16.19121505621235,1,1]
["Rio Cordoba 34.5",2025,0,8.3937253474656579,1,1]
["Riohacha 110",2025,89.35546875,18.879760814753489,1,1]
["Riohacha 34.5",2025,18.10546875,2.180404404893221,1,1]
["Sabana - Chinu 1 500 shn",2025,0,26.322611641161409,1,1]
["Sabanalarga 110",2025,0,20.052767560789619,1,1]
["Sabanalarga 220",2025,0,59.800284141962337,1,1]
["Sabanalarga 500",2025,0,26.339564728146659,1,1]
["Sahagun 500 kV",2025,0,24.305148737332729,1,1]
["SAN JUAN 1 13.8 kV",2025,12.8125,6.25E-2,1,1]
["SAN JUAN 1 34.5 kV",2025,17.5,2.7403772349116431,1,1]
["San Juan 110",2025,17.287500000000001,20.77835364509103,1,1]
["San Juan 220",2025,29.99267578125,14.86114785718835,1,1]
["Santa Marta 110",2025,110.78948974609381,13.50674353696664,1,1]
["Santa Marta 220",2025,359.375,14.176826270800269,1,1]
["Santa Marta 34.5",2025,0,23.736749570272291,1,1]
["Sog-LLoma 500 shn",2025,0,24.70534688453446,1,1]
["T Puerto Nuevo",2025,96.484375,14.7450180387895,1,1]
["Tebsa 220",2025,0,49.098043472488193,1,1]
["Termocol 220",2025,95.209481567144394,26.918790789987131,1,1]
["Termocol 44",2025,0,22.604461186124912,1,1]
["Termonorte 44",2025,0,24.47694331268529,1,1]
["Ternera 220",2025,0,36.573775119544777,1,1]
["Toluviejo 220",2025,0,15.74272665286542,1,1]
["Uraba 220",2025,0,8.504530598627646,1,1]
["Urra 220",2025,0,12.123114595889939,1,1]
["Valledupar 11 13.2",2025,41.5625,41.558097509207478,1,1]
["Valledupar 110",2025,251.66249999999999,11.32989482091013,1,1]
["Valledupar 13.8 T3",2025,49.53125,0.50348440742758171,1,1]
["Valledupar 220",2025,246.59543037414559,16.968537119982511,1,1]
["Valledupar34.5_B3",2025,87.9962158203125,18.262704874782639,1,1]
["Zawady 13.8",2025,20.78125,18.483919258676242,1,1]
["Zawady 34.5",2025,3.17657470703125,22.147453680718719,1,1]
["Alpha 500",2026,0,14.620161800098129,1,1]
["Aracataca 34.5(1)",2026,43.5546875,2.815562987057036,1,1]
["Ballenas 34.5",2026,18.563957214355469,10.445571842447819,1,1]
["Bolivar - Copey 500 shn",2026,0,21.494940275492709,1,1]
["Bolivar 220",2026,0,49.452155340752867,1,1]
["Bolivar 500",2026,0,21.505145784689919,1,1]
["Bonda 13.8",2026,19.84375,6.25E-2,1,1]
["Bonda 34.5",2026,33.017578125,12.753777019823669,1,1]
["Bosconia 34.5",2026,33.990068435668952,21.125788592638049,1,1]
["Bosque 220",2026,0,28.037155276329258,1,1]
["Camarones 34.5",2026,19.072265625,10.00457719334392,1,1]
["Candelaria 220",2026,0,40.050954581890188,1,1]
["Caracoli 220",2026,0,38.121382717820339,1,1]
["Cartagena 220",2026,0,40.133064737788928,1,1]
["Cerro - Chinu 1 500 shn",2026,0,31.364927818919991,1,1]
["Cerromatoso 220",2026,0,13.30184266042904,1,1]
["Chinu - Cerro 1 500 shn",2026,0,31.369449301682131,1,1]
["Chinu - Sabana 1 500 shn",2026,0,31.363590259723289,1,1]
["Chinu 110",2026,0,40.930423427899193,1,1]
["Chinu 220",2026,0,20.4379991847985,1,1]
["Chinu 500",2026,0,31.391747365918409,1,1]
["Chiriguana 13.8",2026,15.84292411804199,6.120604823951199,1,1]
["Chiriguana 34.5",2026,27.735996246337891,7.6414430161139606,1,1]
["Cienaga 110",2026,107.2436493035639,15.40137574861914,1,1]
["CODAZZI (CESAR) 1 13.8 kV",2026,18.515625,3.4149302597892088,1,1]
["CODAZZI (CESAR) 1 34.5 kV",2026,18.178253173828121,0.05,1,1]
["Codazzi GCM 110",2026,64.661946054035297,24.420512212237401,1,1]
["Colectora 1 Eolica 500",2026,171.875,26.149477681283312,1,1]
["Copey - Bolivar 500 shn",2026,0,21.015700429850209,1,1]
["Copey - Chinu 500 shn",2026,0,21.015846340894431,1,1]
["Copey 110",2026,81.353566041127749,6.25E-2,1,1]
["Copey 220",2026,521.49191599355618,0.125,1,1]
["Copey Loma 500 shn",2026,0,21.01590043692287,1,1]
["Copey-Cuest 500 shn",2026,0,21.012777931194929,1,1]
["Cuest-Copey 500 shn",2026,0,18.374817471467068,1,1]
["Cuestec 6 13.2",2026,0,42.554049631944679,1,1]
["Cuestec 7 13.2",2026,0,29.88820850577449,1,1]
["Cuestecita 220",2026,89.000701904296875,0.125,1,1]
["Cuestecita 220 II",2026,89.84375,0.125,1,1]
["Cuestecitas 110",2026,84.716796875,5.552168405247869,1,1]
["Cuestecitas 13.8",2026,0,79.891110000484673,1,1]
["Cuestecitas 34.5",2026,84.8876953125,0.08,1,1]
["Cuestecitas 500",2026,209.16748046875,21.616925103043151,1,1]
["El Banco 110",2026,0,5.6896811659563511,1,1]
["El Copey 500",2026,881.20095729827881,18.980246355999991,1,1]
["EL PASO 1 13.8 kV",2026,24.291534423828121,0.05,1,1]
["EL PASO 1 34.5 kV",2026,31.5228271484375,0.05,1,1]
["El Paso 110",2026,64.945720339892432,2.8963388489580701,1,1]
["El reten 34.5",2026,21.171875,21.79341322510771,1,1]
["El Rio 220",2026,0,35.23484670690658,1,1]
["Flores 220",2026,0,39.942198687964549,1,1]
["Fonseca 13.8",2026,2.392578125,5.7206216957688083,1,1]
["Fonseca 34.5",2026,3.12957763671875,4.921220758261021,1,1]
["Fundacion 1 10",2026,0,44.508298723090221,1,1]
["Fundacion 110",2026,0,12.65072723225625,1,1]
["Fundacion 2 10",2026,0,82.112297139046362,1,1]
["FUNDACION 2 13.8 kV",2026,30,11.03881234834425,1,1]
["FUNDACION 2 34.5 kV",2026,49.658203125,2.3224602370268488,1,1]
["Fundacion 220",2026,0,16.245553015289769,1,1]
["Gaira 110",2026,0,13.535582637157351,1,1]
["Guacamayal 13.8",2026,15.8056640625,4.8806362934886698,1,1]
["Guacamayal 34.5",2026,33.928159370552748,7.145931542501085,1,1]
["Guajira 13.8",2026,0,124.25618045166129,1,1]
["Guajira 220",2026,0,14.275557533050071,1,1]
["Guatapuri 110",2026,118.499755859375,40,1,1]
["Guatapuri 34.5",2026,0,25,1,1]
["Guatapuri 34.5(1)",2026,38.9153868,25,1,1]
["Jepirachi 115",2026,0,4.4789598752482558,1,1]
["Jouktai 110",2026,0,4.5560159318609914,1,1]
["La Cuna 110",2026,0,28.92412941995336,1,1]
["LA JAGUA 1 13.8 kV",2026,0,14.542301058735941,1,1]
["La Jagua 110",2026,60.185665513587843,22.194786121172822,1,1]
["La jagua 34.5",2026,26.412973999977108,17.30966307362905,1,1]
["La Loma 1 13.8",2026,0,91.62390248015592,1,1]
["La Loma 110",2026,206.2896145507693,0.2,1,1]
["La loma 13.8",2026,23.820928585309961,6.25E-2,1,1]
["La Loma 2 13.8",2026,0,91.176572732058801,1,1]
["La loma 34.5",2026,47.338523864746087,7.4999999999999997E-2,1,1]
["La Loma 500",2026,681.23464584350586,20.7582121554648,1,1]
["La paz 13.8",2026,22.760028839111332,2.4098909945106399,1,1]
["La paz 34.5",2026,15.12506023515016,1.0413882521339899,1,1]
["Libertad 110",2026,0,14.31242329334197,1,1]
["LLoma-Sog 500 shn",2026,0,19.238243212807941,1,1]
["Maicao 110",2026,0,5.6390832420483159,1,1]
["MAICAO 2 13.8 kV",2026,0,11.204139833931039,1,1]
["Manaure 34.5",2026,17.600802183151249,23.72269905246581,1,1]
["MANZANARES (MAGDALENA) 1 13.8 kV",2026,0,17.62021552297497,1,1]
["Manzanares 110",2026,0,14.42716792328109,1,1]
["Mina Inter 110",2026,0,16.133856810000381,1,1]
["Monteria 220",2026,0,9.0536444431275704,1,1]
["Nv Baranoa 110",2026,0,13.46398149356067,1,1]
["Nv Barranquilla 220",2026,0,37.090779073968967,1,1]
["Ocaña 220",2026,0,0,1,1]
["Ocaña 500",2026,0,0,1,1]
["Ocaña Loma 500 shn",2026,0,0,1,1]
["Pto Bolivar 110",2026,0,3.895896469223362,1,1]
["Puerto Nuevo",2026,0,14.193401276952949,1,1]
["R Cordoba 220",2026,68.622037768363953,25.199196915943411,1,1]
["Rio Cordoba 1 13.8",2026,0,16.179034957565889,1,1]
["Rio Cordoba 110",2026,25.2685546875,12.90933029240607,1,1]
["Rio Cordoba 2 13.8",2026,0,16.014098235749511,1,1]
["Rio Cordoba 34.5",2026,0,8.3023599283977259,1,1]
["Riohacha 110",2026,89.35546875,18.965862704232119,1,1]
["Riohacha 34.5",2026,18.490753173828121,2.2818540109247309,1,1]
["Sabana - Chinu 1 500 shn",2026,0,26.399102175035331,1,1]
["Sabanalarga 110",2026,0,19.841088176470251,1,1]
["Sabanalarga 220",2026,0,59.626647550500977,1,1]
["Sabanalarga 500",2026,0,26.41637796243937,1,1]
["Sahagun 500 kV",2026,0,24.596589667725372,1,1]
["SAN JUAN 1 13.8 kV",2026,13.75,6.25E-2,1,1]
["SAN JUAN 1 34.5 kV",2026,10.20584106445312,2.8436650984216012,1,1]
["San Juan 110",2026,17.267852902412411,20.88673750441902,1,1]
["San Juan 220",2026,22.4945068359375,14.94786412662017,1,1]
["Santa Marta 110",2026,41.546058654785163,13.685171254138799,1,1]
["Santa Marta 220",2026,67.108154296875,14.04556613176392,1,1]
["Santa Marta 34.5",2026,0,23.492826373730519,1,1]
["Sog-LLoma 500 shn",2026,0,24.733944272295631,1,1]
["T Puerto Nuevo",2026,26.224899291992191,14.59455624871819,1,1]
["Tebsa 220",2026,0,48.831495048737168,1,1]
["Termocol 220",2026,60.446560382843032,27.040938802388041,1,1]
["Termocol 44",2026,0,22.38580737370426,1,1]
["Termonorte 44",2026,0,24.241516666389021,1,1]
["Ternera 220",2026,0,36.309714265574208,1,1]
["Toluviejo 220",2026,0,15.518088005495549,1,1]
["Uraba 220",2026,0,8.3644487238261735,1,1]
["Urra 220",2026,0,11.950930817052109,1,1]
["Valledupar 11 13.2",2026,41.171875,41.129734138555627,1,1]
["Valledupar 110",2026,253.47658960521221,11.51823664965795,1,1]
["Valledupar 13.8 T3",2026,49.53125,0.77360581505423909,1,1]
["Valledupar 220",2026,251.8646240234375,17.09856432948656,1,1]
["Valledupar34.5_B3",2026,88.615382371353917,18.062762551599519,1,1]
["Zawady 13.8",2026,21.09375,18.556282420239391,1,1]
["Zawady 34.5",2026,22.919921875,22.179024635475582,1,1]
["Alpha 500",2027,0,14.620056334834411,1,1]
["Aracataca 34.5(1)",2027,43.8671875,2.684422844951702,1,1]
["Ballenas 34.5",2027,18.72054219245911,10.448661098629371,1,1]
["Bolivar - Copey 500 shn",2027,0,21.528853294603021,1,1]
["Bolivar 220",2027,0,49.479141043142043,1,1]
["Bolivar 500",2027,0,21.539114015263269,1,1]
["Bonda 13.8",2027,20.15625,6.25E-2,1,1]
["Bonda 34.5",2027,33.330078125,12.77241132403198,1,1]
["Bosconia 34.5",2027,34.326658248901367,21.1314746961251,1,1]
["Bosque 220",2027,0,28.021078820400181,1,1]
["Camarones 34.5",2027,19.358673095703121,10.008321887475621,1,1]
["Candelaria 220",2027,0,40.043063720214278,1,1]
["Caracoli 220",2027,0,38.110716656919287,1,1]
["Cartagena 220",2027,0,40.126176014178839,1,1]
["Cerro - Chinu 1 500 shn",2027,0,31.913971562503871,1,1]
["Cerromatoso 220",2027,0,13.278877082209879,1,1]
["Chinu - Cerro 1 500 shn",2027,0,32.5674503763709,1,1]
["Chinu - Sabana 1 500 shn",2027,0,32.56084332430131,1,1]
["Chinu 110",2027,0,41.012027040584307,1,1]
["Chinu 220",2027,0,20.49835151411272,1,1]
["Chinu 500",2027,0,32.591623750707647,1,1]
["Chiriguana 13.8",2027,15.81039428710938,6.1280115294568116,1,1]
["Chiriguana 34.5",2027,27.624969482421879,7.6470060643922206,1,1]
["Cienaga 110",2027,107.4536480009556,15.42280381446367,1,1]
["CODAZZI (CESAR) 1 13.8 kV",2027,19.34356689453125,3.4379872564186802,1,1]
["CODAZZI (CESAR) 1 34.5 kV",2027,18.097625970840451,0.05,1,1]
["Codazzi GCM 110",2027,65.095702063069893,24.429273082338511,1,1]
["Colectora 1 Eolica 500",2027,131.591796875,26.150830590701808,1,1]
["Copey - Bolivar 500 shn",2027,0,21.077013345834931,1,1]
["Copey - Chinu 500 shn",2027,0,21.077180347195011,1,1]
["Copey 110",2027,81.568319784673804,6.25E-2,1,1]
["Copey 220",2027,500.26005952386191,0.125,1,1]
["Copey Loma 500 shn",2027,0,21.07720193189213,1,1]
["Copey-Cuest 500 shn",2027,0,21.074063628700639,1,1]
["Cuest-Copey 500 shn",2027,0,18.383028557555111,1,1]
["Cuestec 6 13.2",2027,0,42.494450413518173,1,1]
["Cuestec 7 13.2",2027,0,29.8437811572418,1,1]
["Cuestecita 220",2027,75.417255517095327,0.125,1,1]
["Cuestecita 220 II",2027,75.395870354259387,0.125,1,1]
["Cuestecitas 110",2027,75.363430380821228,5.5789448875455889,1,1]
["Cuestecitas 13.8",2027,0,79.790719448832832,1,1]
["Cuestecitas 34.5",2027,70.357006788253784,0.08,1,1]
["Cuestecitas 500",2027,169.9485778808594,21.608693451099889,1,1]
["El Banco 110",2027,0,5.6857217347861706,1,1]
["El Copey 500",2027,815.6004786491394,18.91890170392492,1,1]
["EL PASO 1 13.8 kV",2027,24.44244384765625,0.05,1,1]
["EL PASO 1 34.5 kV",2027,31.428518295288089,0.05,1,1]
["El Paso 110",2027,66.121472284430638,2.908960480543989,1,1]
["El reten 34.5",2027,21.273345947265621,21.747422677725599,1,1]
["El Rio 220",2027,0,35.219549410263177,1,1]
["Flores 220",2027,0,39.930828781598997,1,1]
["Fonseca 13.8",2027,3.75,5.7316115872402831,1,1]
["Fonseca 34.5",2027,4.375,4.9261992244864521,1,1]
["Fundacion 1 10",2027,0,44.438016017850558,1,1]
["Fundacion 110",2027,0,12.659177102618489,1,1]
["Fundacion 2 10",2027,0,81.991844917677085,1,1]
["FUNDACION 2 13.8 kV",2027,30,10.38728743037843,1,1]
["FUNDACION 2 34.5 kV",2027,49.970703125,1.8788768673565901,1,1]
["Fundacion 220",2027,0,16.246850467643341,1,1]
["Gaira 110",2027,0,13.5168856734626,1,1]
["Guacamayal 13.8",2027,15.44281005859375,4.813813961718056,1,1]
["Guacamayal 34.5",2027,34.228515625,7.1092383283011458,1,1]
["Guajira 13.8",2027,0,124.1574035117346,1,1]
["Guajira 220",2027,0,14.260790927376171,1,1]
["Guatapuri 110",2027,119.281005859375,40,1,1]
["Guatapuri 34.5",2027,0,25,1,1]
["Guatapuri 34.5(1)",2027,39.693694536000002,25,1,1]
["Jepirachi 115",2027,0,4.4733068181847786,1,1]
["Jouktai 110",2027,0,4.5502528256239074,1,1]
["La Cuna 110",2027,0,28.913566451244819,1,1]
["LA JAGUA 1 13.8 kV",2027,0,14.524325884702151,1,1]
["La Jagua 110",2027,60.55908203125,22.20444694167367,1,1]
["La jagua 34.5",2027,26.356716156005859,17.31306335288722,1,1]
["La Loma 1 13.8",2027,0,91.543419076251624,1,1]
["La Loma 110",2027,209.78018678724769,0.2,1,1]
["La loma 13.8",2027,23.820928585309961,6.25E-2,1,1]
["La Loma 2 13.8",2027,0,91.096410583682996,1,1]
["La loma 34.5",2027,47.87353515625,7.4999999999999997E-2,1,1]
["La Loma 500",2027,545.052738673985,20.73211760617804,1,1]
["La paz 13.8",2027,22.8509521484375,2.4284708208782599,1,1]
["La paz 34.5",2027,15.165696144104,1.058547033703819,1,1]
["Libertad 110",2027,0,14.292886603184829,1,1]
["LLoma-Sog 500 shn",2027,0,19.26431858594206,1,1]
["Maicao 110",2027,0,5.631315592881573,1,1]
["MAICAO 2 13.8 kV",2027,0,11.187282646639069,1,1]
["Manaure 34.5",2027,18.22967529296875,23.724628888278222,1,1]
["MANZANARES (MAGDALENA) 1 13.8 kV",2027,0,17.592151970211571,1,1]
["Manzanares 110",2027,0,14.407505818215681,1,1]
["Mina Inter 110",2027,0,16.113978560997701,1,1]
["Monteria 220",2027,0,9.0424623738424383,1,1]
["Nv Baranoa 110",2027,0,13.447681933752371,1,1]
["Nv Barranquilla 220",2027,0,37.09519401335956,1,1]
["Ocaña 220",2027,0,0,1,1]
["Ocaña 500",2027,0,0,1,1]
["Ocaña Loma 500 shn",2027,0,0,1,1]
["Pto Bolivar 110",2027,0,3.8909015560282669,1,1]
["Puerto Nuevo",2027,0,14.17393965353388,1,1]
["R Cordoba 220",2027,399.87203776836401,25.215069282724748,1,1]
["Rio Cordoba 1 13.8",2027,0,16.153325294011449,1,1]
["Rio Cordoba 110",2027,162.7685546875,12.933203604713031,1,1]
["Rio Cordoba 2 13.8",2027,0,15.988640823768661,1,1]
["Rio Cordoba 34.5",2027,0,8.289302259254212,1,1]
["Riohacha 110",2027,75.409462026436813,18.977992053280911,1,1]
["Riohacha 34.5",2027,18.72039794921875,2.296772317551071,1,1]
["Sabana - Chinu 1 500 shn",2027,0,26.506305068676241,1,1]
["Sabanalarga 110",2027,0,19.81577634703018,1,1]
["Sabanalarga 220",2027,0,59.705801788002027,1,1]
["Sabanalarga 500",2027,0,26.523724126577079,1,1]
["Sahagun 500 kV",2027,0,25.893934567852241,1,1]
["SAN JUAN 1 13.8 kV",2027,15,6.25E-2,1,1]
["SAN JUAN 1 34.5 kV",2027,15.3125,2.8585653082886062,1,1]
["San Juan 110",2027,15.1265625,20.90154205757192,1,1]
["San Juan 220",2027,25.365390628576279,14.95736302300983,1,1]
["Santa Marta 110",2027,88.421058654785156,13.708317842947,1,1]
["Santa Marta 220",2027,336.9140625,14.03004162564465,1,1]
["Santa Marta 34.5",2027,0,23.45954867889867,1,1]
["Sog-LLoma 500 shn",2027,0,24.739724105748341,1,1]
["T Puerto Nuevo",2027,95.7305908203125,14.57466022638506,1,1]
["Tebsa 220",2027,0,48.829104037253323,1,1]
["Termocol 220",2027,87.871912037371658,27.05584195042011,1,1]
["Termocol 44",2027,0,22.354567098250111,1,1]
["Termonorte 44",2027,0,24.207918168342729,1,1]
["Ternera 220",2027,0,36.298055411286597,1,1]
["Toluviejo 220",2027,0,15.50677562022115,1,1]
["Uraba 220",2027,0,8.3420156550793987,1,1]
["Urra 220",2027,0,11.91940328827074,1,1]
["Valledupar 11 13.2",2027,40.87890625,41.069376842825527,1,1]
["Valledupar 110",2027,250.49507146407271,11.541365504857151,1,1]
["Valledupar 13.8 T3",2027,49.53125,0.81238037090039938,1,1]
["Valledupar 220",2027,256.7316316999495,17.11244704419412,1,1]
["Valledupar34.5_B3",2027,89.406235218048096,18.034369908827269,1,1]
["Zawady 13.8",2027,27.65625,18.566834587929488,1,1]
["Zawady 34.5",2027,46.044921875,22.183613609225208,1,1]
["Alpha 500",2028,0,14.609395478348031,1,1]
["Aracataca 34.5(1)",2028,44.1796875,2.6524412782554392,1,1]
["Ballenas 34.5",2028,18.428033720701929,10.451670755259221,1,1]
["Bolivar - Copey 500 shn",2028,0,21.543134235499611,1,1]
["Bolivar 220",2028,0,49.497982867764868,1,1]
["Bolivar 500",2028,0,21.55344292311861,1,1]
["Bonda 13.8",2028,20.15625,6.25E-2,1,1]
["Bonda 34.5",2028,33.330078125,12.80109040356338,1,1]
["Bosconia 34.5",2028,34.639158248901367,21.13746002666527,1,1]
["Bosque 220",2028,0,27.988976699002329,1,1]
["Camarones 34.5",2028,19.05619382858276,10.01197260396949,1,1]
["Candelaria 220",2028,0,40.020654244201971,1,1]
["Caracoli 220",2028,0,38.262533757000142,1,1]
["Cartagena 220",2028,0,40.104604450991523,1,1]
["Cerro - Chinu 1 500 shn",2028,0,31.91247243869925,1,1]
["Cerromatoso 220",2028,0,13.26666693119528,1,1]
["Chinu - Cerro 1 500 shn",2028,0,32.570215955731989,1,1]
["Chinu - Sabana 1 500 shn",2028,0,32.563615937375928,1,1]
["Chinu 110",2028,0,40.962518634022793,1,1]
["Chinu 220",2028,0,20.473314010269551,1,1]
["Chinu 500",2028,0,32.594443378820777,1,1]
["Chiriguana 13.8",2028,16.122894287109379,6.1341954866070454,1,1]
["Chiriguana 34.5",2028,27.624969482421879,7.6516779007165967,1,1]
["Cienaga 110",2028,110.85205078125,15.45736399875846,1,1]
["CODAZZI (CESAR) 1 13.8 kV",2028,7.265625,3.4603735961282891,1,1]
["CODAZZI (CESAR) 1 34.5 kV",2028,7.1008801460266113,0.05,1,1]
["Codazzi GCM 110",2028,66.128781199455304,24.438161212460638,1,1]
["Colectora 1 Eolica 500",2028,250,26.161106897948979,1,1]
["Copey - Bolivar 500 shn",2028,0,21.08983551381052,1,1]
["Copey - Chinu 500 shn",2028,0,21.089996816501031,1,1]
["Copey 110",2028,80.293814788038276,6.25E-2,1,1]
["Copey 220",2028,475.19504464289639,0.125,1,1]
["Copey Loma 500 shn",2028,0,21.090014343425299,1,1]
["Copey-Cuest 500 shn",2028,0,21.086870926484131,1,1]
["Cuest-Copey 500 shn",2028,0,18.373096608868931,1,1]
["Cuestec 6 13.2",2028,0,42.434371294840638,1,1]
["Cuestec 7 13.2",2028,0,29.79951465533215,1,1]
["Cuestecita 220",2028,87.917255517095327,0.125,1,1]
["Cuestecita 220 II",2028,89.84375,0.125,1,1]
["Cuestecitas 110",2028,85.418701171875,5.6106351588814496,1,1]
["Cuestecitas 13.8",2028,0,79.685228329785303,1,1]
["Cuestecitas 34.5",2028,80.357006788253784,0.08,1,1]
["Cuestecitas 500",2028,257.79469081567942,21.61862202098553,1,1]
["El Banco 110",2028,0,5.6820790840827851,1,1]
["El Copey 500",2028,899.82619881629944,18.906072104857241,1,1]
["EL PASO 1 13.8 kV",2028,24.44244384765625,0.05,1,1]
["EL PASO 1 34.5 kV",2028,31.382555663585659,0.05,1,1]
["El Paso 110",2028,67.683972284430638,2.9238553012078801,1,1]
["El reten 34.5",2028,21.171875,21.739607240649171,1,1]
["El Rio 220",2028,0,35.616776053104402,1,1]
["Flores 220",2028,0,40.053532246990073,1,1]
["Fonseca 13.8",2028,4.6875,5.7428348034028236,1,1]
["Fonseca 34.5",2028,5.9375,4.9312875945576922,1,1]
["Fundacion 1 10",2028,0,44.320339998801288,1,1]
["Fundacion 110",2028,0,12.68705449703844,1,1]
["Fundacion 2 10",2028,0,81.791396270091155,1,1]
["FUNDACION 2 13.8 kV",2028,30.9375,10.195956229840681,1,1]
["FUNDACION 2 34.5 kV",2028,51.220703125,1.75059441791346,1,1]
["Fundacion 220",2028,0,16.241752817365899,1,1]
["Gaira 110",2028,0,13.48743947723607,1,1]
["Guacamayal 13.8",2028,15.75531005859375,4.8093782522957564,1,1]
["Guacamayal 34.5",2028,34.228515625,7.1036946930840799,1,1]
["Guajira 13.8",2028,0,124.03356208618629,1,1]
["Guajira 220",2028,0,14.24049837371296,1,1]
["Guatapuri 110",2028,120.281005859375,40,1,1]
["Guatapuri 34.5",2028,0,25,1,1]
["Guatapuri 34.5(1)",2028,40.487568426720003,25,1,1]
["Jepirachi 115",2028,0,4.4677221760940888,1,1]
["Jouktai 110",2028,0,4.5445561068030571,1,1]
["La Cuna 110",2028,0,28.901033494682078,1,1]
["LA JAGUA 1 13.8 kV",2028,0,14.508195329706471,1,1]
["La Jagua 110",2028,38.322544097900391,22.213778760232149,1,1]
["La jagua 34.5",2028,26.356716156005859,17.316087081308449,1,1]
["La Loma 1 13.8",2028,0,91.467664905594006,1,1]
["La Loma 110",2028,212.90518678724769,0.2,1,1]
["La loma 13.8",2028,23.343312512146209,6.25E-2,1,1]
["La Loma 2 13.8",2028,0,91.021008081717412,1,1]
["La loma 34.5",2028,48.18603515625,7.4999999999999997E-2,1,1]
["La Loma 500",2028,742.96875,20.732743395857479,1,1]
["La paz 13.8",2028,3.55682373046875,2.447590547122481,1,1]
["La paz 34.5",2028,4.4529390335082999,1.076500436281931,1,1]
["Libertad 110",2028,0,14.26220250096566,1,1]
["LLoma-Sog 500 shn",2028,0,19.263686397733061,1,1]
["Maicao 110",2028,0,5.6234544105658024,1,1]
["MAICAO 2 13.8 kV",2028,0,11.17076703506766,1,1]
["Manaure 34.5",2028,17.94483661651611,23.726505846710712,1,1]
["MANZANARES (MAGDALENA) 1 13.8 kV",2028,0,17.548898458358611,1,1]
["Manzanares 110",2028,0,14.376617846487081,1,1]
["Mina Inter 110",2028,0,16.092482461604899,1,1]
["Monteria 220",2028,0,9.0312649811932086,1,1]
["Nv Baranoa 110",2028,0,13.42961586563429,1,1]
["Nv Barranquilla 220",2028,0,37.121371276784771,1,1]
["Ocaña 220",2028,0,0,1,1]
["Ocaña 500",2028,0,0,1,1]
["Ocaña Loma 500 shn",2028,0,0,1,1]
["Pto Bolivar 110",2028,0,3.88597890801806,1,1]
["Puerto Nuevo",2028,0,14.142820496953441,1,1]
["R Cordoba 220",2028,374.88003540784132,25.241192711827061,1,1]
["Rio Cordoba 1 13.8",2028,0,16.112893841552509,1,1]
["Rio Cordoba 110",2028,152.59552001953119,12.971763820247579,1,1]
["Rio Cordoba 2 13.8",2028,0,15.94860577107421,1,1]
["Rio Cordoba 34.5",2028,0,8.2687761452418567,1,1]
["Riohacha 110",2028,89.35546875,18.990424718815792,1,1]
["Riohacha 34.5",2028,18.427891731262211,2.3114945969517802,1,1]
["Sabana - Chinu 1 500 shn",2028,0,26.60969010891133,1,1]
["Sabanalarga 110",2028,0,19.77088023870947,1,1]
["Sabanalarga 220",2028,0,60.591495878758003,1,1]
["Sabanalarga 500",2028,0,26.627335374588672,1,1]
["Sahagun 500 kV",2028,0,25.881184759819341,1,1]
["SAN JUAN 1 13.8 kV",2028,12.5,6.25E-2,1,1]
["SAN JUAN 1 34.5 kV",2028,13.3984375,2.8740395938254211,1,1]
["San Juan 110",2028,4.2543457031249998,20.917682699071531,1,1]
["San Juan 220",2028,17.213106155395511,14.96937713889757,1,1]
["Santa Marta 110",2028,77.368426322937012,13.744915793955879,1,1]
["Santa Marta 220",2028,336.9140625,14.005065255560799,1,1]
["Santa Marta 34.5",2028,0,23.408261861774001,1,1]
["Sog-LLoma 500 shn",2028,0,24.730342612671301,1,1]
["T Puerto Nuevo",2028,94.982695579528809,14.54282445912443,1,1]
["Tebsa 220",2028,0,50.637096909869463,1,1]
["Termocol 220",2028,82.379917535035929,27.07945645189125,1,1]
["Termocol 44",2028,0,22.30717791864874,1,1]
["Termonorte 44",2028,0,24.15694799589556,1,1]
["Ternera 220",2028,0,36.271730588607653,1,1]
["Toluviejo 220",2028,0,15.485142523752961,1,1]
["Uraba 220",2028,0,8.3330904104320833,1,1]
["Urra 220",2028,0,11.908515389685149,1,1]
["Valledupar 11 13.2",2028,9.17236328125,41.005496552982677,1,1]
["Valledupar 110",2028,0.25034179687500002,11.569028071545359,1,1]
["Valledupar 13.8 T3",2028,49.12890625,0.85356575128743017,1,1]
["Valledupar 220",2028,14.04571533203125,17.131319909789049,1,1]
["Valledupar34.5_B3",2028,90.521148443222003,18.00384678076254,1,1]
["Zawady 13.8",2028,29.21875,18.58341840402155,1,1]
["Zawady 34.5",2028,46.044921875,22.190826407855798,1,1]
["Alpha 500",2029,0,14.620056700257861,1,1]
["Aracataca 34.5(1)",2029,44.1796875,2.4992851859417762,1,1]
["Ballenas 34.5",2029,18.740533720701929,10.448661098629371,1,1]
["Bolivar - Copey 500 shn",2029,0,21.52885591316771,1,1]
["Bolivar 220",2029,0,49.479142325530567,1,1]
["Bolivar 500",2029,0,21.53911663206425,1,1]
["Bonda 13.8",2029,21.09375,6.25E-2,1,1]
["Bonda 34.5",2029,33.642578125,12.77241132403198,1,1]
["Bosconia 34.5",2029,34.639158248901367,21.1314746961251,1,1]
["Bosque 220",2029,0,28.021078878754359,1,1]
["Camarones 34.5",2029,19.36869382858276,10.008321887475621,1,1]
["Candelaria 220",2029,0,40.043063846141827,1,1]
["Caracoli 220",2029,0,38.110718483908947,1,1]
["Cartagena 220",2029,0,40.126176171330307,1,1]
["Cerro - Chinu 1 500 shn",2029,0,31.913971562503871,1,1]
["Cerromatoso 220",2029,0,13.278877082209879,1,1]
["Chinu - Cerro 1 500 shn",2029,0,32.567451336336212,1,1]
["Chinu - Sabana 1 500 shn",2029,0,32.560844285343599,1,1]
["Chinu 110",2029,0,41.012027098205458,1,1]
["Chinu 220",2029,0,20.498351575808972,1,1]
["Chinu 500",2029,0,32.591624712941567,1,1]
["Chiriguana 13.8",2029,15.740213394165041,6.1280115294568116,1,1]
["Chiriguana 34.5",2029,27.624969482421879,7.6470060643922206,1,1]
["Cienaga 110",2029,111.24267578125,15.42266678013023,1,1]
["CODAZZI (CESAR) 1 13.8 kV",2029,20.59356689453125,3.4379872564186802,1,1]
["CODAZZI (CESAR) 1 34.5 kV",2029,17.814850565046068,0.05,1,1]
["Codazzi GCM 110",2029,66.502730582869802,24.429273082338511,1,1]
["Colectora 1 Eolica 500",2029,250,26.150830548114978,1,1]
["Copey - Bolivar 500 shn",2029,0,21.077013345834931,1,1]
["Copey - Chinu 500 shn",2029,0,21.077180347195011,1,1]
["Copey 110",2029,80.293814788038276,6.25E-2,1,1]
["Copey 220",2029,446.99690290181019,0.125,1,1]
["Copey Loma 500 shn",2029,0,21.07720193189213,1,1]
["Copey-Cuest 500 shn",2029,0,21.074063628700639,1,1]
["Cuest-Copey 500 shn",2029,0,18.383030287972211,1,1]
["Cuestec 6 13.2",2029,0,42.494450413518173,1,1]
["Cuestec 7 13.2",2029,0,29.8437811572418,1,1]
["Cuestecita 220",2029,89.84375,0.125,1,1]
["Cuestecita 220 II",2029,89.84375,0.125,1,1]
["Cuestecitas 110",2029,85.418701171875,5.5789446976697299,1,1]
["Cuestecitas 13.8",2029,0,79.790719448832832,1,1]
["Cuestecitas 34.5",2029,84.8876953125,0.08,1,1]
["Cuestecitas 500",2029,257.79469081567942,21.608691721205901,1,1]
["El Banco 110",2029,0,5.6857217423388056,1,1]
["El Copey 500",2029,799.91309940814972,18.91890170392492,1,1]
["EL PASO 1 13.8 kV",2029,24.57763671875,0.05,1,1]
["EL PASO 1 34.5 kV",2029,31.059856414794918,0.05,1,1]
["El Paso 110",2029,69.246472284430638,2.9089580839428,1,1]
["El reten 34.5",2029,21.189384460449219,21.681133245912459,1,1]
["El Rio 220",2029,0,35.219549791693773,1,1]
["Flores 220",2029,0,39.930829800746253,1,1]
["Fonseca 13.8",2029,5.5859375,5.7316115872402831,1,1]
["Fonseca 34.5",2029,6.6796875,4.9261992244864521,1,1]
["Fundacion 1 10",2029,0,44.438016017850558,1,1]
["Fundacion 110",2029,0,12.644862010425991,1,1]
["Fundacion 2 10",2029,0,81.991844917677099,1,1]
["FUNDACION 2 13.8 kV",2029,31.875,9.4469404230390008,1,1]
["FUNDACION 2 34.5 kV",2029,53.408203125,1.241635020292289,1,1]
["Fundacion 220",2029,0,16.246850467643341,1,1]
["Gaira 110",2029,0,13.51689580081846,1,1]
["Guacamayal 13.8",2029,15.44281005859375,4.7121282348977598,1,1]
["Guacamayal 34.5",2029,34.228515625,7.0558235559984386,1,1]
["Guajira 13.8",2029,0,124.1574035117346,1,1]
["Guajira 220",2029,0,14.26079514813307,1,1]
["Guatapuri 110",2029,121.64204120635991,40,1,1]
["Guatapuri 34.5",2029,0,25,1,1]
["Guatapuri 34.5(1)",2029,41.297319795254403,25,1,1]
["Jepirachi 115",2029,0,4.473306818274799,1,1]
["Jouktai 110",2029,0,4.5502528257150692,1,1]
["La Cuna 110",2029,0,28.913567259844271,1,1]
["LA JAGUA 1 13.8 kV",2029,0,14.524325884702151,1,1]
["La Jagua 110",2029,52.298988774418831,22.20444694167367,1,1]
["La jagua 34.5",2029,26.356716156005859,17.31306335288722,1,1]
["La Loma 1 13.8",2029,0,91.543419076251624,1,1]
["La Loma 110",2029,212.90518678724769,0.2,1,1]
["La loma 13.8",2029,23.655812512146209,6.25E-2,1,1]
["La Loma 2 13.8",2029,0,91.096410583682996,1,1]
["La loma 34.5",2029,48.49853515625,7.4999999999999997E-2,1,1]
["La Loma 500",2029,701.92114633973688,20.73211760617804,1,1]
["La paz 13.8",2029,18.65234375,2.4284708208783301,1,1]
["La paz 34.5",2029,15.00426813960075,1.058547033703819,1,1]
["Libertad 110",2029,0,14.29289877373766,1,1]
["LLoma-Sog 500 shn",2029,0,19.26431858594206,1,1]
["Maicao 110",2029,0,5.631315592881573,1,1]
["MAICAO 2 13.8 kV",2029,0,11.187282646639069,1,1]
["Manaure 34.5",2029,18.25733661651611,23.724628888278222,1,1]
["MANZANARES (MAGDALENA) 1 13.8 kV",2029,0,17.592151970211489,1,1]
["Manzanares 110",2029,0,14.407518203068239,1,1]
["Mina Inter 110",2029,0,16.11397863090016,1,1]
["Monteria 220",2029,0,9.0424623738424383,1,1]
["Nv Baranoa 110",2029,0,13.447681933752371,1,1]
["Nv Barranquilla 220",2029,0,37.09519401335956,1,1]
["Ocaña 220",2029,0,0,1,1]
["Ocaña 500",2029,0,0,1,1]
["Ocaña Loma 500 shn",2029,0,0,1,1]
["Pto Bolivar 110",2029,0,3.8909015561390121,1,1]
["Puerto Nuevo",2029,0,14.17399603149625,1,1]
["R Cordoba 220",2029,357.4052500538528,25.21490728844903,1,1]
["Rio Cordoba 1 13.8",2029,0,16.153325294011449,1,1]
["Rio Cordoba 110",2029,145.0897216796875,12.93308913546244,1,1]
["Rio Cordoba 2 13.8",2029,0,15.988640823768661,1,1]
["Rio Cordoba 34.5",2029,0,8.2893022592542103,1,1]
["Riohacha 110",2029,89.35546875,18.977992052837671,1,1]
["Riohacha 34.5",2029,18.740391731262211,2.296772317542549,1,1]
["Sabana - Chinu 1 500 shn",2029,0,26.50631269899667,1,1]
["Sabanalarga 110",2029,0,19.815777678804761,1,1]
["Sabanalarga 220",2029,0,59.705863294280213,1,1]
["Sabanalarga 500",2029,0,26.523731769309691,1,1]
["Sahagun 500 kV",2029,0,25.893934596224639,1,1]
["SAN JUAN 1 13.8 kV",2029,11.25,6.25E-2,1,1]
["SAN JUAN 1 34.5 kV",2029,3.768310546875,2.8585653082886062,1,1]
["San Juan 110",2029,10.504345703125001,20.90154204351882,1,1]
["San Juan 220",2029,23.463106155395511,14.95736302300983,1,1]
["Santa Marta 110",2029,72.846430540084839,13.708298828882681,1,1]
["Santa Marta 220",2029,352.25162506103521,14.030109748814001,1,1]
["Santa Marta 34.5",2029,0,23.45954867889867,1,1]
["Sog-LLoma 500 shn",2029,0,24.739724105748341,1,1]
["T Puerto Nuevo",2029,94.982695579528794,14.57471989827688,1,1]
["Tebsa 220",2029,0,48.829105995030503,1,1]
["Termocol 220",2029,79.805545112066056,27.055796606147531,1,1]
["Termocol 44",2029,0,22.354567098249859,1,1]
["Termonorte 44",2029,0,24.20791816834263,1,1]
["Ternera 220",2029,0,36.298055544559958,1,1]
["Toluviejo 220",2029,0,15.50677562054598,1,1]
["Uraba 220",2029,0,8.3420156550869144,1,1]
["Urra 220",2029,0,11.91940328827115,1,1]
["Valledupar 11 13.2",2029,33.06640625,41.069376842825527,1,1]
["Valledupar 110",2029,27.984716796875009,11.541364795586491,1,1]
["Valledupar 13.8 T3",2029,49.64111328125,0.81238037090039938,1,1]
["Valledupar 220",2029,79.571914672851563,17.11244587355425,1,1]
["Valledupar34.5_B3",2029,91.694137573242202,18.034369927593669,1,1]
["Zawady 13.8",2029,31.40625,18.566834587929471,1,1]
["Zawady 34.5",2029,2.8200531005859379,22.183613609225208,1,1]
["Alpha 500",2030,0,14.62005702517324,1,1]
["Aracataca 34.5(1)",2030,44.6875,2.3453851799359988,1,1]
["Ballenas 34.5",2030,19.053033720701929,10.448661098629371,1,1]
["Bolivar - Copey 500 shn",2030,0,21.528858241398211,1,1]
["Bolivar 220",2030,0,49.479143465759272,1,1]
["Bolivar 500",2030,0,21.539118958723961,1,1]
["Bonda 13.8",2030,21.5625,6.25E-2,1,1]
["Bonda 34.5",2030,33.75,12.77241132403198,1,1]
["Bosconia 34.5",2030,34.951658248901367,21.1314746961251,1,1]
["Bosque 220",2030,0,28.021078930628111,1,1]
["Camarones 34.5",2030,19.68119382858276,10.008321887475621,1,1]
["Candelaria 220",2030,0,40.043063958084097,1,1]
["Caracoli 220",2030,0,38.110720108200518,1,1]
["Cartagena 220",2030,0,40.126176311030719,1,1]
["Cerro - Chinu 1 500 shn",2030,0,31.913971562503871,1,1]
["Cerromatoso 220",2030,0,13.278877082209879,1,1]
["Chinu - Cerro 1 500 shn",2030,0,32.567452189952078,1,1]
["Chinu - Sabana 1 500 shn",2030,0,32.560845139914882,1,1]
["Chinu 110",2030,0,41.012027149445203,1,1]
["Chinu 220",2030,0,20.498351630671511,1,1]
["Chinu 500",2030,0,32.591625568572091,1,1]
["Chiriguana 13.8",2030,16.052713394165039,6.1280115294568116,1,1]
["Chiriguana 34.5",2030,27.624969482421879,7.6470060643922206,1,1]
["Cienaga 110",2030,110.9375,15.422544947278279,1,1]
["CODAZZI (CESAR) 1 13.8 kV",2030,21.53106689453125,3.4379872564186802,1,1]
["CODAZZI (CESAR) 1 34.5 kV",2030,17.53649352496722,0.05,1,1]
["Codazzi GCM 110",2030,68.359375,24.429273082338511,1,1]
["Colectora 1 Eolica 500",2030,250,26.15083051025444,1,1]
["Copey - Bolivar 500 shn",2030,0,21.077013345834931,1,1]
["Copey - Chinu 500 shn",2030,0,21.077180347195011,1,1]
["Copey 110",2030,80.293814788038276,6.25E-2,1,1]
["Copey 220",2030,423.49845145090512,0.125,1,1]
["Copey Loma 500 shn",2030,0,21.07720193189213,1,1]
["Copey-Cuest 500 shn",2030,0,21.074063628700639,1,1]
["Cuest-Copey 500 shn",2030,0,18.383031826735088,1,1]
["Cuestec 6 13.2",2030,0,42.494450413518173,1,1]
["Cuestec 7 13.2",2030,0,29.8437811572418,1,1]
["Cuestecita 220",2030,75,0.125,1,1]
["Cuestecita 220 II",2030,75,0.125,1,1]
["Cuestecitas 110",2030,75,5.5789445288748993,1,1]
["Cuestecitas 13.8",2030,0,79.790719448832832,1,1]
["Cuestecitas 34.5",2030,70,0.08,1,1]
["Cuestecitas 500",2030,209.45818628773949,21.60869018290807,1,1]
["El Banco 110",2030,0,5.6857217490498781,1,1]
["El Copey 500",2030,749.923961982131,18.91890170392492,1,1]
["EL PASO 1 13.8 kV",2030,24.457759857177731,0.05,1,1]
["EL PASO 1 34.5 kV",2030,31.026850799098611,0.05,1,1]
["El Paso 110",2030,70.808972284430638,2.9089559531633888,1,1]
["El reten 34.5",2030,21.25,21.62747829509258,1,1]
["El Rio 220",2030,0,35.219550130756318,1,1]
["Flores 220",2030,0,39.930830706778188,1,1]
["Fonseca 13.8",2030,1.5625,5.7316115872402831,1,1]
["Fonseca 34.5",2030,2.1875,4.9261992244864521,1,1]
["Fundacion 1 10",2030,0,44.438016017850558,1,1]
["Fundacion 110",2030,0,12.63210638749994,1,1]
["Fundacion 2 10",2030,0,81.991844917677099,1,1]
["FUNDACION 2 13.8 kV",2030,33.4375,8.6219210078914408,1,1]
["FUNDACION 2 34.5 kV",2030,55.625,0.68665451128378052,1,1]
["Fundacion 220",2030,0,16.246850467643341,1,1]
["Gaira 110",2030,0,13.51690480414573,1,1]
["Guacamayal 13.8",2030,15.75531005859375,4.6306959455654706,1,1]
["Guacamayal 34.5",2030,34.834273010492318,7.012682788928065,1,1]
["Guajira 13.8",2030,0,124.157403511734,1,1]
["Guajira 220",2030,0,14.260798900168609,1,1]
["Guatapuri 110",2030,126.26171838492159,40,1,1]
["Guatapuri 34.5",2030,0,25,1,1]
["Guatapuri 34.5(1)",2030,42.123266191159495,25,1,1]
["Jepirachi 115",2030,0,4.4733068183545068,1,1]
["Jouktai 110",2030,0,4.5502528257960417,1,1]
["La Cuna 110",2030,0,28.913567978670699,1,1]
["LA JAGUA 1 13.8 kV",2030,0,14.524325884702151,1,1]
["La Jagua 110",2030,47.395958576817073,22.20444694167367,1,1]
["La jagua 34.5",2030,26.356716156005859,17.31306335288722,1,1]
["La Loma 1 13.8",2030,0,91.543419076251624,1,1]
["La Loma 110",2030,216.03018678724769,0.2,1,1]
["La loma 13.8",2030,23.19883594812794,6.25E-2,1,1]
["La Loma 2 13.8",2030,0,91.096410583682996,1,1]
["La loma 34.5",2030,48.81103515625,7.4999999999999997E-2,1,1]
["La Loma 500",2030,701.92114633973688,20.73211760617804,1,1]
["La paz 13.8",2030,23.4759521484375,2.428470820878371,1,1]
["La paz 34.5",2030,14.53538476023823,1.058547033703819,1,1]
["Libertad 110",2030,0,14.29290959465904,1,1]
["LLoma-Sog 500 shn",2030,0,19.26431858594206,1,1]
["Maicao 110",2030,0,5.631315592881573,1,1]
["MAICAO 2 13.8 kV",2030,0,11.187282646639069,1,1]
["Manaure 34.5",2030,17.972065731883049,23.724628888278222,1,1]
["MANZANARES (MAGDALENA) 1 13.8 kV",2030,0,17.592151970211319,1,1]
["Manzanares 110",2030,0,14.407529214563571,1,1]
["Mina Inter 110",2030,0,16.11397869303828,1,1]
["Monteria 220",2030,0,9.0424623738424383,1,1]
["Nv Baranoa 110",2030,0,13.447681933752371,1,1]
["Nv Barranquilla 220",2030,0,37.09519401335956,1,1]
["Ocaña 220",2030,0,0,1,1]
["Ocaña 500",2030,0,0,1,1]
["Ocaña Loma 500 shn",2030,0,0,1,1]
["Pto Bolivar 110",2030,0,3.8909015562374298,1,1]
["Puerto Nuevo",2030,0,14.17404615314952,1,1]
["R Cordoba 220",2030,335.067421925487,25.214763238363169,1,1]
["Rio Cordoba 1 13.8",2030,0,16.153325294011449,1,1]
["Rio Cordoba 110",2030,133.984375,12.9329873658106,1,1]
["Rio Cordoba 2 13.8",2030,0,15.988640823768661,1,1]
["Rio Cordoba 34.5",2030,0,8.289302259254212,1,1]
["Riohacha 110",2030,75,18.97799205244419,1,1]
["Riohacha 34.5",2030,19.052891731262211,2.2967723175349501,1,1]
["Sabana - Chinu 1 500 shn",2030,0,26.506319484521509,1,1]
["Sabanalarga 110",2030,0,19.815778863114758,1,1]
["Sabanalarga 220",2030,0,59.705917988797999,1,1]
["Sabanalarga 500",2030,0,26.52373856587587,1,1]
["Sahagun 500 kV",2030,0,25.89393462144659,1,1]
["SAN JUAN 1 13.8 kV",2030,10,6.25E-2,1,1]
["SAN JUAN 1 34.5 kV",2030,7.1875,2.8585653082886062,1,1]
["San Juan 110",2030,9.375,20.901542031026921,1,1]
["San Juan 220",2030,18.75,14.95736302300983,1,1]
["Santa Marta 110",2030,59.187724813818932,13.70828192299942,1,1]
["Santa Marta 220",2030,300,14.03017031908495,1,1]
["Santa Marta 34.5",2030,0,23.45954867889867,1,1]
["Sog-LLoma 500 shn",2030,0,24.739724105748341,1,1]
["T Puerto Nuevo",2030,93.75,14.574772948428119,1,1]
["Tebsa 220",2030,0,48.829107735493082,1,1]
["Termocol 220",2030,74.817698542561928,27.055756290623471,1,1]
["Termocol 44",2030,0,22.35456709825003,1,1]
["Termonorte 44",2030,0,24.207918168342829,1,1]
["Ternera 220",2030,0,36.298055663034333,1,1]
["Toluviejo 220",2030,0,15.50677562083537,1,1]
["Uraba 220",2030,0,8.3420156550938405,1,1]
["Urra 220",2030,0,11.919403288271649,1,1]
["Valledupar 11 13.2",2030,40,41.069376842825527,1,1]
["Valledupar 110",2030,156.50034179687501,11.541364165012791,1,1]
["Valledupar 13.8 T3",2030,49.6875,0.81238037090039938,1,1]
["Valledupar 220",2030,254.57191467285159,17.112444832794591,1,1]
["Valledupar34.5_B3",2030,94.570554215461016,18.034369944278598,1,1]
["Zawady 13.8",2030,24.0625,18.56683458792936,1,1]
["Zawady 34.5",2030,0.9375,22.183613609225208,1,1]
["Alpha 500",2031,0,14.620057422077331,1,1]
["Aracataca 34.5(1)",2031,45.03265380859375,2.169748842506527,1,1]
["Ballenas 34.5",2031,18.77685546875,10.448661098629371,1,1]
["Bolivar - Copey 500 shn",2031,0,21.528861085388979,1,1]
["Bolivar 220",2031,0,49.479144858619108,1,1]
["Bolivar 500",2031,0,21.539121800797218,1,1]
["Bonda 13.8",2031,22.51708984375,6.25E-2,1,1]
["Bonda 34.5",2031,33.700332641601563,12.77241132403198,1,1]
["Bosconia 34.5",2031,35.12481689453125,21.1314746961251,1,1]
["Bosque 220",2031,0,28.021078993979799,1,1]
["Camarones 34.5",2031,19.6875,10.008321887475621,1,1]
["Candelaria 220",2031,0,40.043064094793941,1,1]
["Caracoli 220",2031,0,38.110722092149722,1,1]
["Cartagena 220",2031,0,40.126176481650361,1,1]
["Cerro - Chinu 1 500 shn",2031,0,31.913971562503871,1,1]
["Cerromatoso 220",2031,0,13.278877082209879,1,1]
["Chinu - Cerro 1 500 shn",2031,0,32.567453232774987,1,1]
["Chinu - Sabana 1 500 shn",2031,0,32.560846183906733,1,1]
["Chinu 110",2031,0,41.012027212044657,1,1]
["Chinu 220",2031,0,20.498351697698201,1,1]
["Chinu 500",2031,0,32.591626613857898,1,1]
["Chiriguana 13.8",2031,16.232452392578121,6.1280115294568116,1,1]
["Chiriguana 34.5",2031,27.423496246337891,7.6470060643922206,1,1]
["Cienaga 110",2031,4.7686260659247646,15.422396135175219,1,1]
["CODAZZI (CESAR) 1 13.8 kV",2031,22.03125,3.4379872564186802,1,1]
["CODAZZI (CESAR) 1 34.5 kV",2031,17.614620812237259,0.05,1,1]
["Codazzi GCM 110",2031,67.250806241816008,24.429273082338511,1,1]
["Colectora 1 Eolica 500",2031,210.22796630859381,26.150830464012149,1,1]
["Copey - Bolivar 500 shn",2031,0,21.077013345834931,1,1]
["Copey - Chinu 500 shn",2031,0,21.077180347195011,1,1]
["Copey 110",2031,82.075872567740589,6.25E-2,1,1]
["Copey 220",2031,584.49940081336536,0.125,1,1]
["Copey Loma 500 shn",2031,0,21.07720193189213,1,1]
["Copey-Cuest 500 shn",2031,0,21.074063628700639,1,1]
["Cuest-Copey 500 shn",2031,0,18.38303370663861,1,1]
["Cuestec 6 13.2",2031,0,42.494450413518173,1,1]
["Cuestec 7 13.2",2031,0,29.8437811572418,1,1]
["Cuestecita 220",2031,63.437938690185547,0.125,1,1]
["Cuestecita 220 II",2031,63.674959354102612,0.125,1,1]
["Cuestecitas 110",2031,60.760498046875,5.578944322724201,1,1]
["Cuestecitas 13.8",2031,0,79.790719448832832,1,1]
["Cuestecitas 34.5",2031,59.915618896484382,0.08,1,1]
["Cuestecitas 500",2031,259.23214852809912,21.60868830357326,1,1]
["El Banco 110",2031,0,5.6857217572421934,1,1]
["El Copey 500",2031,799.82619881629944,18.91890170392492,1,1]
["EL PASO 1 13.8 kV",2031,24.57763671875,0.05,1,1]
["EL PASO 1 34.5 kV",2031,30.714235901832581,0.05,1,1]
["El Paso 110",2031,71.666951850056648,2.9089533504861902,1,1]
["El reten 34.5",2031,16.71875,21.567789633047191,1,1]
["El Rio 220",2031,0,35.219550544832281,1,1]
["Flores 220",2031,0,39.930831813374461,1,1]
["Fonseca 13.8",2031,3.1689453125,5.7316115872402831,1,1]
["Fonseca 34.5",2031,3.803863525390625,4.9261992244864521,1,1]
["Fundacion 1 10",2031,0,44.438016017850572,1,1]
["Fundacion 110",2031,0,12.616489532437511,1,1]
["Fundacion 2 10",2031,0,81.991844917677099,1,1]
["FUNDACION 2 13.8 kV",2031,34.560546875,7.6279784910782809,1,1]
["FUNDACION 2 34.5 kV",2031,45.78125,2.3042300835889758E-2,1,1]
["Fundacion 220",2031,0,16.246850467643341,1,1]
["Gaira 110",2031,0,13.51691580047023,1,1]
["Guacamayal 13.8",2031,17.00531005859375,4.5409977205217897,1,1]
["Guacamayal 34.5",2031,16.62938162684441,6.9647848579697467,1,1]
["Guajira 13.8",2031,0,124.157403511734,1,1]
["Guajira 220",2031,0,14.260803482429241,1,1]
["Guatapuri 110",2031,123.6807346343994,40,1,1]
["Guatapuri 34.5",2031,0,25,1,1]
["Guatapuri 34.5(1)",2031,42.965731514982686,25,1,1]
["Jepirachi 115",2031,0,4.4733068184519542,1,1]
["Jouktai 110",2031,0,4.550252825894912,1,1]
["La Cuna 110",2031,0,28.913568856583272,1,1]
["LA JAGUA 1 13.8 kV",2031,0,14.524325884702151,1,1]
["La Jagua 110",2031,39.624431693619037,22.20444694167367,1,1]
["La jagua 34.5",2031,26.296539306640621,17.31306335288722,1,1]
["La Loma 1 13.8",2031,0,91.543419076251624,1,1]
["La Loma 110",2031,218.82922910153869,0.2,1,1]
["La loma 13.8",2031,23.295093774795529,6.25E-2,1,1]
["La Loma 2 13.8",2031,0,91.096410583682996,1,1]
["La loma 34.5",2031,48.96484375,7.4999999999999997E-2,1,1]
["La Loma 500",2031,742.96875,20.73211760617804,1,1]
["La paz 13.8",2031,23.70208740234375,2.4284708208785108,1,1]
["La paz 34.5",2031,14.645223468542101,1.058547033703819,1,1]
["Libertad 110",2031,0,14.292922812420709,1,1]
["LLoma-Sog 500 shn",2031,0,19.26431858594206,1,1]
["Maicao 110",2031,0,5.631315592881573,1,1]
["MAICAO 2 13.8 kV",2031,0,11.187282646639069,1,1]
["Manaure 34.5",2031,18.153915405273441,23.724628888278222,1,1]
["MANZANARES (MAGDALENA) 1 13.8 kV",2031,0,17.592151970211258,1,1]
["Manzanares 110",2031,0,14.407542665160101,1,1]
["Mina Inter 110",2031,0,16.113978768922419,1,1]
["Monteria 220",2031,0,9.0424623738424383,1,1]
["Nv Baranoa 110",2031,0,13.447681933752371,1,1]
["Nv Barranquilla 220",2031,0,37.09519401335956,1,1]
["Ocaña 220",2031,0,0,1,1]
["Ocaña 500",2031,0,0,1,1]
["Ocaña Loma 500 shn",2031,0,0,1,1]
["Pto Bolivar 110",2031,0,3.8909015563575182,1,1]
["Puerto Nuevo",2031,0,14.174107371178239,1,1]
["R Cordoba 220",2031,304.59002876887098,25.214587255722321,1,1]
["Rio Cordoba 1 13.8",2031,0,16.153325294011449,1,1]
["Rio Cordoba 110",2031,92.987895011901855,12.93286306146496,1,1]
["Rio Cordoba 2 13.8",2031,0,15.988640823768661,1,1]
["Rio Cordoba 34.5",2031,0,8.2893022592542103,1,1]
["Riohacha 110",2031,62.592495232820511,18.977992051964058,1,1]
["Riohacha 34.5",2031,19.360580444335941,2.2967723175258299,1,1]
["Sabana - Chinu 1 500 shn",2031,0,26.506327774783159,1,1]
["Sabanalarga 110",2031,0,19.81578031002763,1,1]
["Sabanalarga 220",2031,0,59.705984809512877,1,1]
["Sabanalarga 500",2031,0,26.523746869624659,1,1]
["Sahagun 500 kV",2031,0,25.893934652250572,1,1]
["SAN JUAN 1 13.8 kV",2031,7.8515625,6.25E-2,1,1]
["SAN JUAN 1 34.5 kV",2031,7.971038818359375,2.8585653082886062,1,1]
["San Juan 110",2031,8.1407608032226566,20.901542015772041,1,1]
["San Juan 220",2031,19.116611033678051,14.95736302300983,1,1]
["Santa Marta 110",2031,41.101976484060287,13.708261272009061,1,1]
["Santa Marta 220",2031,275.33111572265619,14.030244307613779,1,1]
["Santa Marta 34.5",2031,0,23.45954867889867,1,1]
["Sog-LLoma 500 shn",2031,0,24.739724105748341,1,1]
["T Puerto Nuevo",2031,71.695007383823409,14.57483774341703,1,1]
["Tebsa 220",2031,0,48.829109861193508,1,1]
["Termocol 220",2031,74.951192422304302,27.055707045674179,1,1]
["Termocol 44",2031,0,22.354567098249849,1,1]
["Termonorte 44",2031,0,24.20791816834295,1,1]
["Ternera 220",2031,0,36.298055807727472,1,1]
["Toluviejo 220",2031,0,15.50677562118814,1,1]
["Uraba 220",2031,0,8.342015655102081,1,1]
["Urra 220",2031,0,11.919403288271701,1,1]
["Valledupar 11 13.2",2031,39.378299713134773,41.069376842825527,1,1]
["Valledupar 110",2031,0.25875276559210397,11.54136339482179,1,1]
["Valledupar 13.8 T3",2031,49.6875,0.81238037090039938,1,1]
["Valledupar 220",2031,178.52783203125,17.112443561588108,1,1]
["Valledupar34.5_B3",2031,97.846117941662669,18.034369964659319,1,1]
["Zawady 13.8",2031,24.453125,18.566834587929311,1,1]
["Zawady 34.5",2031,2.079010009765625,22.183613609225208,1,1]
["Alpha 500",2032,0,14.62005789101644,1,1]
["Aracataca 34.5(1)",2032,46.364013671875,1.977969691499831,1,1]
["Ballenas 34.5",2032,19.08935546875,10.448661098629371,1,1]
["Bolivar - Copey 500 shn",2032,0,21.528864445425409,1,1]
["Bolivar 220",2032,0,49.479146504273437,1,1]
["Bolivar 500",2032,0,21.539125158567199,1,1]
["Bonda 13.8",2032,23.45458984375,6.25E-2,1,1]
["Bonda 34.5",2032,26.025390625,12.77241132403198,1,1]
["Bosconia 34.5",2032,35.43731689453125,21.1314746961251,1,1]
["Bosque 220",2032,0,28.021079068807978,1,1]
["Camarones 34.5",2032,19.6875,10.008321887475621,1,1]
["Candelaria 220",2032,0,40.043064256266547,1,1]
["Caracoli 220",2032,0,38.110724435854188,1,1]
["Cartagena 220",2032,0,40.126176683182727,1,1]
["Cerro - Chinu 1 500 shn",2032,0,31.913971562503871,1,1]
["Cerromatoso 220",2032,0,13.278877082209879,1,1]
["Chinu - Cerro 1 500 shn",2032,0,32.567454464974972,1,1]
["Chinu - Sabana 1 500 shn",2032,0,32.560847417485867,1,1]
["Chinu 110",2032,0,41.012027286016057,1,1]
["Chinu 220",2032,0,20.498351776903061,1,1]
["Chinu 500",2032,0,32.591627848968301,1,1]
["Chiriguana 13.8",2032,16.232452392578121,6.1280115294568116,1,1]
["Chiriguana 34.5",2032,27.423496246337891,7.6470060643922206,1,1]
["Cienaga 110",2032,61.209836765192428,15.42222033491235,1,1]
["CODAZZI (CESAR) 1 13.8 kV",2032,11.40625,3.4379872564186802,1,1]
["CODAZZI (CESAR) 1 34.5 kV",2032,9.3755239807069302,0.05,1,1]
["Codazzi GCM 110",2032,68.699945838774894,24.429273082338511,1,1]
["Colectora 1 Eolica 500",2032,214.0625,26.150830409387108,1,1]
["Copey - Bolivar 500 shn",2032,0,21.077013345834931,1,1]
["Copey - Chinu 500 shn",2032,0,21.077180347195011,1,1]
["Copey 110",2032,66.897052179170515,6.25E-2,1,1]
["Copey 220",2032,354.74970040668268,0.125,1,1]
["Copey Loma 500 shn",2032,0,21.07720193189213,1,1]
["Copey-Cuest 500 shn",2032,0,21.074063628700639,1,1]
["Cuest-Copey 500 shn",2032,0,18.383035928027478,1,1]
["Cuestec 6 13.2",2032,0,42.494450413518173,1,1]
["Cuestec 7 13.2",2032,0,29.8437811572418,1,1]
["Cuestecita 220",2032,68.78662109375,0.125,1,1]
["Cuestecita 220 II",2032,68.78662109375,0.125,1,1]
["Cuestecitas 110",2032,74.741363525390625,5.5789440792182106,1,1]
["Cuestecitas 13.8",2032,0,79.790719448832832,1,1]
["Cuestecitas 34.5",2032,72.44384765625,0.08,1,1]
["Cuestecitas 500",2032,259.45818628773952,21.608686082856281,1,1]
["El Banco 110",2032,0,5.6857217669134084,1,1]
["El Copey 500",2032,549.91309940814972,18.91890170392492,1,1]
["EL PASO 1 13.8 kV",2032,24.57763671875,0.05,1,1]
["EL PASO 1 34.5 kV",2032,30.368615388870239,0.05,1,1]
["El Paso 110",2032,74.010701850056648,2.908950275726141,1,1]
["El reten 34.5",2032,20.95489501953125,21.504420119120152,1,1]
["El Rio 220",2032,0,35.219551033903137,1,1]
["Flores 220",2032,0,39.930833120553203,1,1]
["Fonseca 13.8",2032,4.1064453125,5.7316115872402831,1,1]
["Fonseca 34.5",2032,4.741363525390625,4.9261992244864521,1,1]
["Fundacion 1 10",2032,0,44.438016017850558,1,1]
["Fundacion 110",2032,0,12.59798843225162,1,1]
["Fundacion 2 10",2032,0,81.991844917677099,1,1]
["FUNDACION 2 13.8 kV",2032,28.87664794921875,6.4728654868564988,1,1]
["FUNDACION 2 34.5 kV",2032,30.703125,6.25E-2,1,1]
["Fundacion 220",2032,0,16.246850467643341,1,1]
["Gaira 110",2032,0,13.516928790005361,1,1]
["Guacamayal 13.8",2032,17.00531005859375,4.4467669611549212,1,1]
["Guacamayal 34.5",2032,35.066881626844413,6.914037197952462,1,1]
["Guajira 13.8",2032,0,124.1574035117339,1,1]
["Guajira 220",2032,0,14.260808894802819,1,1]
["Guatapuri 110",2032,133.29949770122769,40,1,1]
["Guatapuri 34.5",2032,0,25,1,1]
["Guatapuri 34.5(1)",2032,43.825046145282343,25,1,1]
["Jepirachi 115",2032,0,4.4733068185669316,1,1]
["Jouktai 110",2032,0,4.5502528260114969,1,1]
["La Cuna 110",2032,0,28.91356989357795,1,1]
["LA JAGUA 1 13.8 kV",2032,0,14.524325884702151,1,1]
["La Jagua 110",2032,37.398373564519723,22.20444694167367,1,1]
["La jagua 34.5",2032,25.903005599975589,17.31306335288722,1,1]
["La Loma 1 13.8",2032,0,91.543419076251624,1,1]
["La Loma 110",2032,221.95422910153869,0.2,1,1]
["La loma 13.8",2032,23.07241895461194,6.25E-2,1,1]
["La Loma 2 13.8",2032,0,91.096410583682996,1,1]
["La loma 34.5",2032,49.27734375,7.4999999999999997E-2,1,1]
["La Loma 500",2032,637.46929168701172,20.73211760617804,1,1]
["La paz 13.8",2032,6.3818359375,2.4284708208783492,1,1]
["La paz 34.5",2032,7.0863984525203723,1.058547033703819,1,1]
["Libertad 110",2032,0,14.292938428174841,1,1]
["LLoma-Sog 500 shn",2032,0,19.26431858594206,1,1]
["Maicao 110",2032,0,5.631315592881573,1,1]
["MAICAO 2 13.8 kV",2032,0,11.187282646639069,1,1]
["Manaure 34.5",2032,18.466415405273441,23.724628888278222,1,1]
["MANZANARES (MAGDALENA) 1 13.8 kV",2032,0,17.592151970211411,1,1]
["Manzanares 110",2032,0,14.40755855605922,1,1]
["Mina Inter 110",2032,0,16.113978858550119,1,1]
["Monteria 220",2032,0,9.0424623738424383,1,1]
["Nv Baranoa 110",2032,0,13.447681933752371,1,1]
["Nv Barranquilla 220",2032,0,37.09519401335956,1,1]
["Ocaña 220",2032,0,0,1,1]
["Ocaña 500",2032,0,0,1,1]
["Ocaña Loma 500 shn",2032,0,0,1,1]
["Pto Bolivar 110",2032,0,3.890901556499236,1,1]
["Puerto Nuevo",2032,0,14.174179687567159,1,1]
["R Cordoba 220",2032,282.71313724962971,25.214379309968741,1,1]
["Rio Cordoba 1 13.8",2032,0,16.153325294011449,1,1]
["Rio Cordoba 110",2032,62.963129952549927,12.932716215982641,1,1]
["Rio Cordoba 2 13.8",2032,0,15.988640823768661,1,1]
["Rio Cordoba 34.5",2032,0,8.289302259254212,1,1]
["Riohacha 110",2032,78.18603515625,18.977992051397791,1,1]
["Riohacha 34.5",2032,19.072265625,2.2967723175147099,1,1]
["Sabana - Chinu 1 500 shn",2032,0,26.506337571540001,1,1]
["Sabanalarga 110",2032,0,19.815782019839681,1,1]
["Sabanalarga 220",2032,0,59.706063769032014,1,1]
["Sabanalarga 500",2032,0,26.523756682321469,1,1]
["Sahagun 500 kV",2032,0,25.89393468863523,1,1]
["SAN JUAN 1 13.8 kV",2032,2.5610160827636719,6.25E-2,1,1]
["SAN JUAN 1 34.5 kV",2032,6.4764690399169922,2.8585653082886062,1,1]
["San Juan 110",2032,8.1407608032226566,20.901541997755459,1,1]
["San Juan 220",2032,13.17696571350098,14.95736302300983,1,1]
["Santa Marta 110",2032,36.992328008636832,13.70823687384323,1,1]
["Santa Marta 220",2032,247.6769238710404,14.030331721997079,1,1]
["Santa Marta 34.5",2032,0,23.45954867889867,1,1]
["Sog-LLoma 500 shn",2032,0,24.739724105748341,1,1]
["T Puerto Nuevo",2032,59.577820064441767,14.57491428542061,1,1]
["Tebsa 220",2032,0,48.829112372155187,1,1]
["Termocol 220",2032,64.419569790334208,27.055648867294579,1,1]
["Termocol 44",2032,0,22.35456709824977,1,1]
["Termonorte 44",2032,0,24.207918168342921,1,1]
["Ternera 220",2032,0,36.298055978637819,1,1]
["Toluviejo 220",2032,0,15.506775621605,1,1]
["Uraba 220",2032,0,8.3420156551119025,1,1]
["Urra 220",2032,0,11.919403288272379,1,1]
["Valledupar 11 13.2",2032,11.7822265625,41.069376842825527,1,1]
["Valledupar 110",2032,9.034130334854126,11.54136248497892,1,1]
["Valledupar 13.8 T3",2032,49.1484375,0.81238037090039938,1,1]
["Valledupar 220",2032,15.413533896207809,17.112442059872389,1,1]
["Valledupar34.5_B3",2032,98.152399957179995,18.03436998873773,1,1]
["Zawady 13.8",2032,24.453125,18.566834587929431,1,1]
["Zawady 34.5",2032,5.516510009765625,22.183613609225208,1,1]
["Alpha 500",2033,0,14.609396724979259,1,1]
["Aracataca 34.5(1)",2033,47.22015380859375,2.0812511516073049,1,1]
["Ballenas 34.5",2033,17.001457214355469,10.451670755259221,1,1]
["Bolivar - Copey 500 shn",2033,0,21.54314301607468,1,1]
["Bolivar 220",2033,0,49.49798712655825,1,1]
["Bolivar 500",2033,0,21.553451697623249,1,1]
["Bonda 13.8",2033,24.07958984375,6.25E-2,1,1]
["Bonda 34.5",2033,29.9547004699707,12.80109040356338,1,1]
["Bosconia 34.5",2033,35.43731689453125,21.13746002666527,1,1]
["Bosque 220",2033,0,27.988976891993008,1,1]
["Camarones 34.5",2033,18.7646484375,10.01197260396949,1,1]
["Candelaria 220",2033,0,40.020654658599909,1,1]
["Caracoli 220",2033,0,38.26254034154411,1,1]
["Cartagena 220",2033,0,40.104604969505971,1,1]
["Cerro - Chinu 1 500 shn",2033,0,31.91247243869925,1,1]
["Cerromatoso 220",2033,0,13.26666693119528,1,1]
["Chinu - Cerro 1 500 shn",2033,0,32.570219177965249,1,1]
["Chinu - Sabana 1 500 shn",2033,0,32.563619163167587,1,1]
["Chinu 110",2033,0,40.962518826884057,1,1]
["Chinu 220",2033,0,20.473314216752922,1,1]
["Chinu 500",2033,0,32.594446608673017,1,1]
["Chiriguana 13.8",2033,16.232452392578121,6.1341954866070454,1,1]
["Chiriguana 34.5",2033,27.423496246337891,7.6516779007165967,1,1]
["Cienaga 110",2033,86.209836765192449,15.456896751829181,1,1]
["CODAZZI (CESAR) 1 13.8 kV",2033,23.90625,3.4603735961282891,1,1]
["CODAZZI (CESAR) 1 34.5 kV",2033,17.339392362046059,0.05,1,1]
["Codazzi GCM 110",2033,68.686548505531263,24.438161212460638,1,1]
["Colectora 1 Eolica 500",2033,214.0625,26.161106752677711,1,1]
["Copey - Bolivar 500 shn",2033,0,21.089835513810499,1,1]
["Copey - Chinu 500 shn",2033,0,21.089996816501031,1,1]
["Copey 110",2033,78.228566041127749,6.25E-2,1,1]
["Copey 220",2033,321.49191599355618,0.125,1,1]
["Copey Loma 500 shn",2033,0,21.090014343425299,1,1]
["Copey-Cuest 500 shn",2033,0,21.086870926484131,1,1]
["Cuest-Copey 500 shn",2033,0,18.373102514530139,1,1]
["Cuestec 6 13.2",2033,0,42.434371294840638,1,1]
["Cuestec 7 13.2",2033,0,29.79951465533215,1,1]
["Cuestecita 220",2033,98.121118545532241,0.125,1,1]
["Cuestecita 220 II",2033,98.43601742759347,0.125,1,1]
["Cuestecitas 110",2033,85.064697265625,5.6106345116759293,1,1]
["Cuestecitas 13.8",2033,0,79.685228329785303,1,1]
["Cuestecitas 34.5",2033,84.957809448242188,0.08,1,1]
["Cuestecitas 500",2033,251.25112067908049,21.618616117103951,1,1]
["El Banco 110",2033,0,5.6820791098298393,1,1]
["El Copey 500",2033,512.43482455611229,18.906072104857241,1,1]
["EL PASO 1 13.8 kV",2033,24.297971725463871,0.05,1,1]
["EL PASO 1 34.5 kV",2033,30.044596157968041,0.05,1,1]
["El Paso 110",2033,75.573201850056648,2.9238471262648389,1,1]
["El reten 34.5",2033,20.95489501953125,21.542582630518758,1,1]
["El Rio 220",2033,0,35.616776053104402,1,1]
["Flores 220",2033,0,40.053535794840037,1,1]
["Fonseca 13.8",2033,5.0439453125,5.7428348034028236,1,1]
["Fonseca 34.5",2033,6.303863525390625,4.9312875945576922,1,1]
["Fundacion 1 10",2033,0,44.320339998801281,1,1]
["Fundacion 110",2033,0,12.63807070572873,1,1]
["Fundacion 2 10",2033,0,81.79139627009117,1,1]
["FUNDACION 2 13.8 kV",2033,37.685546875,7.0557009240903312,1,1]
["FUNDACION 2 34.5 kV",2033,63.229751586913999,6.25E-2,1,1]
["Fundacion 220",2033,0,16.241752817365899,1,1]
["Gaira 110",2033,0,13.4874739915021,1,1]
["Guacamayal 13.8",2033,17.31781005859375,4.5115109321672886,1,1]
["Guacamayal 34.5",2033,38.191881626844413,6.9453998809884334,1,1]
["Guajira 13.8",2033,0,124.03356208618619,1,1]
["Guajira 220",2033,0,14.240512766425089,1,1]
["Guatapuri 110",2033,133.57333346357339,40,1,1]
["Guatapuri 34.5",2033,0,25,1,1]
["Guatapuri 34.5(1)",2033,44.701547068187992,25,1,1]
["Jepirachi 115",2033,0,4.4677221764001462,1,1]
["Jouktai 110",2033,0,4.5445561071134879,1,1]
["La Cuna 110",2033,0,28.901036252826589,1,1]
["LA JAGUA 1 13.8 kV",2033,0,14.508195329706471,1,1]
["La Jagua 110",2033,41.953453735186478,22.213778760232149,1,1]
["La jagua 34.5",2033,26.840505599975589,17.316087081308449,1,1]
["La Loma 1 13.8",2033,0,91.467664905594006,1,1]
["La Loma 110",2033,225.07922910153869,0.2,1,1]
["La loma 13.8",2033,23.156644552946091,6.25E-2,1,1]
["La Loma 2 13.8",2033,0,91.021008081717412,1,1]
["La loma 34.5",2033,47.8277587890625,7.4999999999999997E-2,1,1]
["La Loma 500",2033,481.23464584350592,20.732743395857479,1,1]
["La paz 13.8",2033,24.01458740234375,2.44759054712237,1,1]
["La paz 34.5",2033,14.18756023515016,1.076500436281931,1,1]
["Libertad 110",2033,0,14.26224398196457,1,1]
["LLoma-Sog 500 shn",2033,0,19.263686397733061,1,1]
["Maicao 110",2033,0,5.6234544105658024,1,1]
["MAICAO 2 13.8 kV",2033,0,11.17076703506766,1,1]
["Manaure 34.5",2033,18.466415405273441,23.726505846710712,1,1]
["MANZANARES (MAGDALENA) 1 13.8 kV",2033,0,17.54889845835876,1,1]
["Manzanares 110",2033,0,14.37666005832684,1,1]
["Mina Inter 110",2033,0,16.09248269980516,1,1]
["Monteria 220",2033,0,9.0312649811932086,1,1]
["Nv Baranoa 110",2033,0,13.42961586563429,1,1]
["Nv Barranquilla 220",2033,0,37.121371276784771,1,1]
["Ocaña 220",2033,0,0,1,1]
["Ocaña 500",2033,0,0,1,1]
["Ocaña Loma 500 shn",2033,0,0,1,1]
["Pto Bolivar 110",2033,0,3.8859789083952769,1,1]
["Puerto Nuevo",2033,0,14.143012671835971,1,1]
["R Cordoba 220",2033,137.52724675122181,25.240640041060139,1,1]
["Rio Cordoba 1 13.8",2033,0,16.112893841552498,1,1]
["Rio Cordoba 110",2033,62.963129952549927,12.971373510539109,1,1]
["Rio Cordoba 2 13.8",2033,0,15.94860577107421,1,1]
["Rio Cordoba 34.5",2033,0,8.2687761452418567,1,1]
["Riohacha 110",2033,89.175476320087924,18.990424717307111,1,1]
["Riohacha 34.5",2033,18.178253173828121,2.3114945969227301,1,1]
["Sabana - Chinu 1 500 shn",2033,0,26.609715150124561,1,1]
["Sabanalarga 110",2033,0,19.770884548431582,1,1]
["Sabanalarga 220",2033,0,60.59170175667871,1,1]
["Sabanalarga 500",2033,0,26.62736045680111,1,1]
["Sahagun 500 kV",2033,0,25.881184855040669,1,1]
["SAN JUAN 1 13.8 kV",2033,15.3515625,6.25E-2,1,1]
["SAN JUAN 1 34.5 kV",2033,13.97646903991699,2.8740395938254211,1,1]
["San Juan 110",2033,14.14285290241242,20.917682651188041,1,1]
["San Juan 220",2033,31.616611033678051,14.96937713889757,1,1]
["Santa Marta 110",2033,42.01591555338382,13.74485097470456,1,1]
["Santa Marta 220",2033,154.7980774194003,14.005297606660969,1,1]
["Santa Marta 34.5",2033,0,23.408261861774001,1,1]
["Sog-LLoma 500 shn",2033,0,24.730342612671301,1,1]
["T Puerto Nuevo",2033,64.753753691911697,14.543027867175971,1,1]
["Tebsa 220",2033,0,50.6371065045495,1,1]
["Termocol 220",2033,48.314677342750663,27.07930182181962,1,1]
["Termocol 44",2033,0,22.30717791864901,1,1]
["Termonorte 44",2033,0,24.15694799589583,1,1]
["Ternera 220",2033,0,36.271731025771423,1,1]
["Toluviejo 220",2033,0,15.485142524841001,1,1]
["Uraba 220",2033,0,8.3330904104576007,1,1]
["Urra 220",2033,0,11.908515389686309,1,1]
["Valledupar 11 13.2",2033,39.084177017211907,41.005496552982677,1,1]
["Valledupar 110",2033,270.57125276559208,11.569025653853,1,1]
["Valledupar 13.8 T3",2033,49.6435546875,0.85356575128743017,1,1]
["Valledupar 220",2033,127.9135338962078,17.131315918440809,1,1]
["Valledupar34.5_B3",2033,99.538099989295006,18.003846844701371,1,1]
["Zawady 13.8",2033,24.765625,18.58341840402143,1,1]
["Zawady 34.5",2033,4.4821643829345703,22.190826407855798,1,1]

{"sheet":"criterios","index":2,"n_rows":8,"n_cols":2,"rows_kept":8,"cut":false,"hidden":false,"merged":[]}
["nombre","ponderacion"]
["BT_Confi",1]
["BT_Flex",1]
["EC_RE",1]
["EC_RP",0.5]
["EC_Per",1]
["EC_Mar",1]
["B_Ambiental",0.3]

{"sheet":"obras","index":3,"n_rows":1,"n_cols":13,"rows_kept":1,"cut":false,"hidden":false,"merged":[]}
["nombre","barra","zona","area","capacidadbarra","cortocircuito","capacidadzona","capacidadarea","costo","periodoini","excluyente","dependiente","obligatorio"]

{"sheet":"proyectos","index":4,"n_rows":14,"n_cols":14,"rows_kept":14,"cut":false,"hidden":false,"merged":[]}
["nombre","capacidad","tipo","barra","area","obra","excluyente","fpo","periodoIni","fpomax","fila","obligatorio","activo","ordenLlegada"]
["SC_890_A2",100,"Solar FV","Fundacion 220","Guajira - Cesar - Madgalena",null,"SC_890_A1","2027-12-31",2027,"2027-12-31",2,0,1,125]
["SC_890_A1",100,"Solar FV","Fundacion 110","Guajira - Cesar - Madgalena",null,"SC_890_A2","2027-12-31",2027,"2027-12-31",2,0,1,124]
["SC_2275_A1",93,"Termica - Ciclo abierto","Termocol 220","Guajira - Cesar - Madgalena",null,null,"2025-01-01",2025,"2025-01-01",2,0,1,266]
["SC_1989_A2",19.899999999999999,"Solar FV","Valledupar 13.8 T3","Guajira - Cesar - Madgalena",null,"SC_1989_A1","2023-12-31",2023,"2023-12-31",2,0,1,209]
["SC_1989_A1",19.899999999999999,"Solar FV","Valledupar34.5_B3","Guajira - Cesar - Madgalena",null,"SC_1989_A2","2023-12-31",2023,"2023-12-31",2,0,1,210]
["SC_1982_A2",19.899999999999999,"Solar FV","Valledupar 13.8 T3","Guajira - Cesar - Madgalena",null,"SC_1982_A1","2025-12-31",2025,"2025-12-31",2,0,1,207]
["SC_1982_A1",19.899999999999999,"Solar FV","Valledupar34.5_B3","Guajira - Cesar - Madgalena",null,"SC_1982_A2","2025-12-31",2025,"2025-12-31",2,0,1,208]
["SC_1981_A2",19.899999999999999,"Solar FV","Valledupar 13.8 T3","Guajira - Cesar - Madgalena",null,"SC_1981_A1","2023-12-31",2023,"2023-12-31",2,0,1,205]
["SC_1981_A1",19.899999999999999,"Solar FV","Valledupar34.5_B3","Guajira - Cesar - Madgalena",null,"SC_1981_A2","2023-12-31",2023,"2023-12-31",2,0,1,206]
["SC_1967_A2",19.899999999999999,"Solar FV","Valledupar 13.8 T3","Guajira - Cesar - Madgalena",null,"SC_1967_A1","2025-12-31",2025,"2025-12-31",2,0,1,215]
["SC_1967_A1",19.899999999999999,"Solar FV","Valledupar34.5_B3","Guajira - Cesar - Madgalena",null,"SC_1967_A2","2025-12-31",2025,"2025-12-31",2,0,1,216]
["SC_1904_A2",168,"Solar FV","Valledupar 220","Guajira - Cesar - Madgalena",null,"SC_1904_A1","2024-12-31",2024,"2024-12-31",2,0,1,247]
["SC_1904_A1",168,"Solar FV","San Juan 220","Guajira - Cesar - Madgalena",null,"SC_1904_A2","2024-12-31",2024,"2024-12-31",2,0,1,246]

{"sheet":"cortocircuito","index":5,"n_rows":4599,"n_cols":3,"rows_kept":4599,"cut":false,"hidden":false,"merged":[]}
["nombre","barra","aportecortocircuito"]
["SC_482_A1","Copey 34.5",8.0000000000000002E-3]
["SC_497_A1","Copey 34.5",2.4E-2]
["SC_482_A2","Copey 34.5",8.0000000000000002E-3]
["SC_407_A1","Copey 34.5",9.9000000000000005E-2]
["SC_1944_A1","Copey 34.5",0.18]
["SC_1944_A2","Copey 34.5",0.02]
["SC_1856_A1","Copey 34.5",0.05]
["SC_1856_A2","Copey 34.5",0.06]
["SC_1857_A1","Copey 34.5",0.06]
["SC_1857_A2","Copey 34.5",0.06]
["SC_482_A1","Copey-Cuest 500 shn",2E-3]
["SC_482_A2","Copey-Cuest 500 shn",2E-3]
["SC_497_A1","Copey-Cuest 500 shn",7.0000000000000001E-3]
["SC_878_A1","Copey-Cuest 500 shn",0.03]
["SC_921_A1","Copey-Cuest 500 shn",1.47E-2]
["SC_407_A1","Copey-Cuest 500 shn",2.9000000000000001E-2]
["SC_1421_A1","Cuestecita 220",0.12]
["SC_1421_A2","Cuestecita 220",0.08]
["SC_1948_A1","Cuestecitas 110",0.25]
["SC_1824_A1","Cuestecitas 110",0.1]
["SC_1824_A2","Cuestecitas 110",0.08]
["SC_1877_A1","FUNDACION 2 13.8 kV",0.01]
["SC_1877_A2","FUNDACION 2 13.8 kV",0.01]
["SC_2010_A1","FUNDACION 2 13.8 kV",0.11]
["SC_393_A1","Guatapuri 34.5",0.13]
["SC_393_A2","Guatapuri 34.5",0.12]
["SC_394_A1","Guatapuri 34.5",0.03]
["SC_394_A2","Guatapuri 34.5",0.03]
["SC_1380_A1","Guatapuri 34.5",-0.27]
["SC_1534_A1","Guatapuri 34.5",8.0500000000000007]
["SC_1827_A1","Guatapuri 34.5",0.22]
["SC_1827_A2","Guatapuri 34.5",0.43]
["SC_1830_A1","Guatapuri 34.5",0.22]
["SC_1830_A2","Guatapuri 34.5",0.43]
["SC_1535_A1","Guatapuri 34.5",4.28]
["SC_1593_A1","RIOHACHA 2 13.8 kV",0.02]
["SC_1593_A2","RIOHACHA 2 13.8 kV",0.02]
["SC_482_A1","San Juan 110",1E-3]
["SC_1550_A1","San Juan 110",0.02]
["SC_1550_A2","San Juan 110",0.02]
["SC_963_A1","San Juan 110",0]
["SC_1512_A1","San Juan 110",0.01]
["SC_1512_A2","San Juan 110",0]
["SC_1421_A1","San Juan 110",0.01]
["SC_1421_A2","San Juan 110",0.65]
["SC_1315_A1","San Juan 110",0.01]
["SC_1315_A2","San Juan 110",0.01]
["SC_1377_A1","San Juan 110",0.01]
["SC_1377_A2","San Juan 110",0.01]
["SC_1317_A1","San Juan 110",0.01]
["SC_482_A2","San Juan 110",1E-3]
["SC_497_A1","San Juan 110",4.0000000000000001E-3]
["SC_2069_A1","San Juan 110",0]
["SC_393_A1","San Juan 110",0.08]
["SC_393_A2","San Juan 110",7.0000000000000007E-2]
["SC_394_A1","San Juan 110",0.02]
["SC_394_A2","San Juan 110",0.02]
["SC_407_A1","San Juan 110",1.6E-2]
["SC_1788_A1","San Juan 110",0]
["SC_628_A1","San Juan 110",0.01]
["SC_628_A2","San Juan 110",0.01]
["SC_984_A1","San Juan 110",0.32]
["SC_1827_A1","San Juan 110",0.08]
["SC_1827_A2","San Juan 110",0.05]
["SC_1830_A1","San Juan 110",0.08]
["SC_1830_A2","San Juan 110",0.05]
["SC_1244_A1","San Juan 110",0.08]
["SC_1293_A1","San Juan 110",0.2]
["SC_1306_A1","San Juan 110",0.2]
["SC_1306_A2","San Juan 110",0.5]
["SC_2086_A1","San Juan 110",0.17]
["SC_1535_A1","San Juan 110",2.81]
["SC_1479_A1","San Juan 110",2E-3]
["SC_1479_A2","San Juan 110",2E-3]
["SC_1534_A1","San Juan 110",5.28]
["SC_1293_A2","San Juan 110",0.59]
["SC_1856_A1","San Juan 110",0]
["SC_1856_A2","San Juan 110",0]
["SC_1857_A1","San Juan 110",0]
["SC_2020_A1","San Juan 110",0.06]
["SC_2020_A2","San Juan 110",0.06]
["SC_2021_A1","San Juan 110",0.06]
["SC_2021_A2","San Juan 110",0.06]
["SC_1944_A1","San Juan 110",0.04]
["SC_1944_A2","San Juan 110",0.03]
["SC_599_A1","Santa Marta 34.5",0]
["SC_599_A2","Santa Marta 34.5",0.01]
["SC_482_A1","Valledupar 13.8 T3",7.0000000000000001E-3]
["SC_497_A1","Valledupar 13.8 T3",2.1000000000000001E-2]
["SC_482_A2","Valledupar 13.8 T3",7.0000000000000001E-3]
["SC_407_A1","Valledupar 13.8 T3",8.6999999999999994E-2]
["SC_1765_A1","Valledupar34.5_B3",0.01]
["SC_1765_A2","Valledupar34.5_B3",0]
["SC_482_A1","Valledupar34.5_B3",4.0000000000000001E-3]
["SC_768_A1","Valledupar34.5_B3",0.18]
["SC_768_A2","Valledupar34.5_B3",0.17]
["SC_1232_A1","Valledupar34.5_B3",0.01]
["SC_1232_A2","Valledupar34.5_B3",0.01]
["SC_1992_A1","Valledupar34.5_B3",0.05]
["SC_1981_A1","Valledupar34.5_B3",0.19]
["SC_1981_A2","Valledupar34.5_B3",0.51]
["SC_1989_A1","Valledupar34.5_B3",0.19]
["SC_1989_A2","Valledupar34.5_B3",0.51]
["SC_1982_A1","Valledupar34.5_B3",0.19]
["SC_1982_A2","Valledupar34.5_B3",0.51]
["SC_1967_A1","Valledupar34.5_B3",0.19]
["SC_1967_A2","Valledupar34.5_B3",0.51]
["SC_1968_A1","Valledupar34.5_B3",0.19]
["SC_1968_A2","Valledupar34.5_B3",0.51]
["SC_497_A1","Valledupar34.5_B3",1.0999999999999999E-2]
["SC_393_A1","Valledupar34.5_B3",0.17]
["SC_393_A2","Valledupar34.5_B3",0.15]
["SC_394_A1","Valledupar34.5_B3",0.03]
["SC_394_A2","Valledupar34.5_B3",0.03]
["SC_1948_A1","Valledupar34.5_B3",0.44]
["SC_1824_A1","Valledupar34.5_B3",0.21]
["SC_1824_A2","Valledupar34.5_B3",0.12]
["SC_1380_A1","Valledupar34.5_B3",-0.34]
["SC_1534_A1","Valledupar34.5_B3",10.67]
["SC_482_A2","Valledupar34.5_B3",4.0000000000000001E-3]
["SC_407_A1","Valledupar34.5_B3",4.3999999999999997E-2]
["SC_735_A1","Valledupar34.5_B3",1.9E-2]
["SC_735_A2","Valledupar34.5_B3",3.4000000000000002E-2]
["SC_628_A1","Valledupar34.5_B3",0.02]
["SC_628_A2","Valledupar34.5_B3",0.02]
["SC_1827_A1","Valledupar34.5_B3",0.28000000000000003]
["SC_1827_A2","Valledupar34.5_B3",0.51]
["SC_1830_A1","Valledupar34.5_B3",0.28000000000000003]
["SC_1830_A2","Valledupar34.5_B3",0.51]
["SC_1535_A1","Valledupar34.5_B3",5.67]
["SC_1479_A1","Valledupar34.5_B3",4.0000000000000001E-3]
["SC_1479_A2","Valledupar34.5_B3",6.0000000000000001E-3]
["SC_1948_A1","Alpha 500",0.1]
["SC_1824_A1","Alpha 500",0.05]
["SC_1824_A2","Alpha 500",0.05]
["SC_758_A1","Aracataca 34.5(1)",0.13400000000000001]
["SC_758_A2","Aracataca 34.5(1)",1.6E-2]
["SC_2005_A1","Aracataca 34.5(1)",0.25]
["SC_2010_A1","Aracataca 34.5(1)",0.15]
["SC_2077_A1","Aracataca 34.5(1)",0.25]
["SC_1877_A1","Aracataca 34.5(1)",0.09]
["SC_1877_A2","Aracataca 34.5(1)",0.08]
["SC_2103_A1","Aracataca 34.5(1)",0.27]
["SC_599_A1","Aracataca 34.5(1)",0.11]
["SC_599_A2","Aracataca 34.5(1)",0]
["SC_2069_A1","Aracataca 34.5(1)",0]
["SC_1272_A1","Aracataca 34.5(1)",0.18]
["SC_1272_A2","Aracataca 34.5(1)",0.18]
["SC_2011_A1","Ballenas 34.5",0.31]
["SC_2011_A2","Ballenas 34.5",0.23]
["SC_1312_A1","Bolivar - Copey 500 shn",0.01]
["SC_2056_A1","Bolivar - Copey 500 shn",0.06]
["SC_878_A1","Bolivar - Copey 500 shn",0.02]
["SC_921_A1","Bolivar - Copey 500 shn",9.4000000000000004E-3]
["SC_507_A1","Bolivar 220",8.0000000000000002E-3]
["SC_507_A2","Bolivar 220",0.02]
["SC_1854_A1","Bolivar 220",0.3]
["SC_1854_A2","Bolivar 220",0.3]
["SC_2056_A1","Bolivar 220",0.09]
["SC_1710_A2","Bolivar 220",0.11]
["SC_1135_A2","Bolivar 220",0.23]
["SC_1421_A1","Bolivar 220",-0.02]
["SC_1421_A2","Bolivar 220",-0.02]
["SC_951_A1","Bolivar 220",-0.01]
["SC_951_A2","Bolivar 220",-4.0000000000000001E-3]
["SC_502_A1","Bolivar 220",0.01]
["SC_623_A1","Bolivar 220",0.01]
["SC_657_A1","Bolivar 220",0.03]
["SC_657_A2","Bolivar 220",0.02]
["SC_658_A1","Bolivar 220",0.02]
["SC_658_A2","Bolivar 220",0.04]
["SC_1729_A1","Bolivar 220",0.02]
["SC_1729_A2","Bolivar 220",0.04]
["SC_1596_A1","Bolivar 220",0.01]
["SC_1592_A1","Bolivar 220",0.01]
["SC_1376_A1","Bolivar 220",0.01]
["SC_1376_A2","Bolivar 220",0.02]
["SC_2057_A1","Bolivar 220",0.04]
["SC_543_A1","Bolivar 220",0.04]
["SC_890_A1","Bolivar 220",0.02]
["SC_890_A2","Bolivar 220",0.03]
["SC_1012_A1","Bolivar 220",0.01]
["SC_1012_A2","Bolivar 220",0.01]
["SC_1336_A1","Bolivar 220",0.05]
["SC_1336_A2","Bolivar 220",0.06]
["SC_1347_A1","Bolivar 220",0.01]
["SC_1347_A2","Bolivar 220",0.01]
["SC_1556_A1","Bolivar 220",0.02]
["SC_1556_A2","Bolivar 220",0.02]
["SC_1557_A1","Bolivar 220",0.02]
["SC_1557_A2","Bolivar 220",0.02]
["SC_1366_A1","Bolivar 220",0.02]
["SC_2125_A1","Bolivar 220",0.02]
["SC_2125_A2","Bolivar 220",0.01]
["SC_507_A1","Bolivar 500",1.4E-2]
["SC_507_A2","Bolivar 500",4.5999999999999999E-2]
["SC_1854_A1","Bolivar 500",0.1]
["SC_1854_A2","Bolivar 500",0.1]
["SC_2056_A1","Bolivar 500",0.06]
["SC_878_A1","Bolivar 500",0.02]
["SC_921_A1","Bolivar 500",9.4000000000000004E-3]
["SC_1512_A1","Bolivar 500",0.02]
["SC_1512_A2","Bolivar 500",0.02]
["SC_1518_A1","Bolivar 500",0.03]
["SC_1518_A2","Bolivar 500",7.0000000000000007E-2]
["SC_1710_A2","Bolivar 500",7.0000000000000007E-2]
["SC_821_A1","Bolivar 500",0]
["SC_821_A2","Bolivar 500",0]
["SC_1135_A2","Bolivar 500",0.14000000000000001]
["SC_2275_A1","Bolivar 500",0.17]
["SC_951_A1","Bolivar 500",-3.0000000000000001E-3]
["SC_951_A2","Bolivar 500",3.0000000000000001E-3]
["SC_502_A1","Bolivar 500",0]
["SC_623_A1","Bolivar 500",0.01]
["SC_657_A1","Bolivar 500",0.02]
["SC_657_A2","Bolivar 500",0.01]
["SC_658_A1","Bolivar 500",0.02]
["SC_658_A2","Bolivar 500",0.05]
["SC_1729_A1","Bolivar 500",0.02]
["SC_1729_A2","Bolivar 500",0.05]
["SC_1596_A1","Bolivar 500",0.01]
["SC_1592_A1","Bolivar 500",0.01]
["SC_1376_A1","Bolivar 500",0.02]
["SC_1376_A2","Bolivar 500",0.03]
["SC_2057_A1","Bolivar 500",0.05]
["SC_543_A1","Bolivar 500",0.05]
["SC_890_A1","Bolivar 500",0.01]
["SC_890_A2","Bolivar 500",0.02]
["SC_1012_A1","Bolivar 500",0.01]
["SC_1012_A2","Bolivar 500",0.01]
["SC_2260_A1","Bolivar 500",0.03]
["SC_2261_A1","Bolivar 500",0.03]
["SC_1336_A1","Bolivar 500",15.76]
["SC_1336_A2","Bolivar 500",7.0000000000000007E-2]
["SC_1347_A1","Bolivar 500",0.01]
["SC_1347_A2","Bolivar 500",0.01]
["SC_1556_A1","Bolivar 500",0.02]
["SC_1556_A2","Bolivar 500",0.02]
["SC_1557_A1","Bolivar 500",0.02]
["SC_1557_A2","Bolivar 500",0.03]
["SC_1366_A1","Bolivar 500",0.02]
["SC_230_A1","Bolivar 500",0.14000000000000001]
["SC_1718_A1","Bolivar 500",0.03]
["SC_1728_A1","Bolivar 500",7.0000000000000007E-2]
["SC_1549_A1","Bonda 13.8",0.22]
["SC_1549_A2","Bonda 13.8",0.02]
["SC_1549_A1","Bonda 34.5",0.08]
["SC_1549_A2","Bonda 34.5",0.08]
["SC_497_A1","Bosconia 34.5",0.125]
["SC_407_A1","Bosconia 34.5",0.5]
["SC_507_A1","Bosque 220",3.0000000000000001E-3]
["SC_507_A2","Bosque 220",3.0000000000000001E-3]
["SC_1854_A1","Bosque 220",0.1]
["SC_1854_A2","Bosque 220",0.1]
["SC_1596_A1","Bosque 220",0]
["SC_1592_A1","Bosque 220",0]
["SC_1376_A1","Bosque 220",0]
["SC_1376_A2","Bosque 220",0.01]
["SC_2057_A1","Bosque 220",0.01]
["SC_502_A1","Bosque 220",0.01]
["SC_543_A1","Bosque 220",0.01]
["SC_657_A1","Bosque 220",0.01]
["SC_657_A2","Bosque 220",0.01]
["SC_890_A1","Bosque 220",0.01]
["SC_890_A2","Bosque 220",0.01]
["SC_1012_A1","Bosque 220",1E-3]
["SC_1012_A2","Bosque 220",1E-3]
["SC_1336_A2","Bosque 220",0.02]
["SC_1556_A1","Bosque 220",0.01]
["SC_1556_A2","Bosque 220",0.01]
["SC_1557_A1","Bosque 220",0.01]
["SC_1557_A2","Bosque 220",0.01]
["SC_1729_A2","Bosque 220",0.01]
["SC_1366_A1","Bosque 220",0.01]
["SC_1710_A2","Bosque 220",0.06]
["SC_1135_A2","Bosque 220",0.12]
["SC_1596_A1","Candelaria 220",0]
["SC_1592_A1","Candelaria 220",0]
["SC_1376_A1","Candelaria 220",0.01]
["SC_1376_A2","Candelaria 220",0.01]
["SC_2057_A1","Candelaria 220",0.02]
["SC_502_A1","Candelaria 220",0.01]
["SC_543_A1","Candelaria 220",0.02]
["SC_657_A1","Candelaria 220",0.02]
["SC_657_A2","Candelaria 220",0.01]
["SC_658_A1","Candelaria 220",0.01]
["SC_658_A2","Candelaria 220",0.02]
["SC_890_A1","Candelaria 220",0.01]
["SC_890_A2","Candelaria 220",0.02]
["SC_1012_A1","Candelaria 220",2E-3]
["SC_1012_A2","Candelaria 220",0.01]
["SC_1336_A2","Candelaria 220",0.03]
["SC_1556_A1","Candelaria 220",0.01]
["SC_1556_A2","Candelaria 220",0.01]
["SC_1557_A1","Candelaria 220",0.01]
["SC_1557_A2","Candelaria 220",0.01]
["SC_1729_A1","Candelaria 220",0.01]
["SC_1729_A2","Candelaria 220",0.02]
["SC_1366_A1","Candelaria 220",0.01]
["SC_2125_A1","Candelaria 220",0.01]
["SC_2125_A2","Candelaria 220",0.01]
["SC_951_A1","Caracoli 220",-6.0000000000000001E-3]
["SC_951_A2","Caracoli 220",1E-3]
["SC_502_A1","Caracoli 220",0.01]
["SC_623_A1","Caracoli 220",0.01]
["SC_657_A1","Caracoli 220",0.04]
["SC_657_A2","Caracoli 220",0.02]
["SC_658_A1","Caracoli 220",0.01]
["SC_658_A2","Caracoli 220",0.02]
["SC_1729_A1","Caracoli 220",0.01]
["SC_1729_A2","Caracoli 220",0.02]
["SC_1596_A1","Caracoli 220",0]
["SC_1592_A1","Caracoli 220",0]
["SC_1376_A1","Caracoli 220",0.01]
["SC_1376_A2","Caracoli 220",0.01]
["SC_2057_A1","Caracoli 220",0.02]
["SC_543_A1","Caracoli 220",0.02]
["SC_890_A1","Caracoli 220",0.02]
["SC_890_A2","Caracoli 220",0.04]
["SC_1012_A1","Caracoli 220",0.01]
["SC_1012_A2","Caracoli 220",0.01]
["SC_1336_A2","Caracoli 220",0.02]
["SC_1556_A1","Caracoli 220",0.01]
["SC_1556_A2","Caracoli 220",0.01]
["SC_1557_A1","Caracoli 220",0.01]
["SC_1557_A2","Caracoli 220",0.01]
["SC_1366_A1","Caracoli 220",0.01]
["SC_2125_A1","Caracoli 220",0.01]
["SC_2125_A2","Caracoli 220",0.01]
["SC_1710_A2","Caracoli 220",7.0000000000000007E-2]
["SC_1135_A2","Caracoli 220",0.13]
["SC_1596_A1","Cartagena 220",0]
["SC_1592_A1","Cartagena 220",0]
["SC_1376_A1","Cartagena 220",0.01]
["SC_1376_A2","Cartagena 220",0.01]
["SC_2057_A1","Cartagena 220",0.02]
["SC_502_A1","Cartagena 220",0]
["SC_543_A1","Cartagena 220",0.02]
["SC_657_A1","Cartagena 220",0.02]
["SC_657_A2","Cartagena 220",0.01]
["SC_658_A1","Cartagena 220",0.01]
["SC_658_A2","Cartagena 220",0.02]
["SC_890_A1","Cartagena 220",0.01]
["SC_890_A2","Cartagena 220",0.01]
["SC_1012_A1","Cartagena 220",0.01]
["SC_1012_A2","Cartagena 220",0.01]
["SC_1336_A1","Cartagena 220",0.02]
["SC_1336_A2","Cartagena 220",0.03]
["SC_1556_A1","Cartagena 220",0.01]
["SC_1556_A2","Cartagena 220",0.01]
["SC_1557_A1","Cartagena 220",0.01]
["SC_1557_A2","Cartagena 220",0.01]
["SC_1729_A1","Cartagena 220",0.01]
["SC_1729_A2","Cartagena 220",0.02]
["SC_1366_A1","Cartagena 220",0.01]
["SC_2125_A1","Cartagena 220",0.01]
["SC_2125_A2","Cartagena 220",0.01]
["SC_2056_A1","Cerro - Chinu 1 500 shn",0.05]
["SC_2056_A1","Cerromatoso 220",0.01]
["SC_502_A1","Cerromatoso 220",0]
["SC_543_A1","Cerromatoso 220",0]
["SC_890_A1","Cerromatoso 220",0]
["SC_890_A2","Cerromatoso 220",0]
["SC_1313_A1","Chinu - Cerro 1 500 shn",-0.02]
["SC_1312_A1","Chinu - Cerro 1 500 shn",-0.02]
["SC_2056_A1","Chinu - Cerro 1 500 shn",7.0000000000000007E-2]
["SC_1313_A1","Chinu - Sabana 1 500 shn",-0.02]
["SC_1312_A1","Chinu - Sabana 1 500 shn",-0.02]
["SC_2056_A1","Chinu - Sabana 1 500 shn",7.0000000000000007E-2]
["SC_1313_A1","Chinu 110",0]
["SC_1312_A1","Chinu 110",0]
["SC_2056_A1","Chinu 110",0.03]
["SC_984_A1","Chinu 110",0.02]
["SC_507_A1","Chinu 220",3.0000000000000001E-3]
["SC_507_A2","Chinu 220",3.0000000000000001E-3]
["SC_1854_A1","Chinu 220",0.1]
["SC_1854_A2","Chinu 220",0.1]
["SC_1313_A1","Chinu 220",0]
["SC_1312_A1","Chinu 220",0]
["SC_2056_A1","Chinu 220",0.01]
["SC_1710_A2","Chinu 220",0.04]
["SC_1135_A2","Chinu 220",0.08]
["SC_502_A1","Chinu 220",0]
["SC_1729_A2","Chinu 220",0.01]
["SC_2057_A1","Chinu 220",0.01]
["SC_543_A1","Chinu 220",0.01]
["SC_890_A1","Chinu 220",0.01]
["SC_890_A2","Chinu 220",0.01]
["SC_1336_A2","Chinu 220",0.01]
["SC_507_A1","Chinu 500",6.0000000000000001E-3]
["SC_507_A2","Chinu 500",1.7000000000000001E-2]
["SC_1854_A1","Chinu 500",0.2]
["SC_1854_A2","Chinu 500",0.2]
["SC_1313_A1","Chinu 500",-0.02]
["SC_1312_A1","Chinu 500",-0.02]
["SC_1311_A1","Chinu 500",0.02]
["SC_2056_A1","Chinu 500",7.0000000000000007E-2]
["SC_878_A1","Chinu 500",0.02]
["SC_921_A1","Chinu 500",9.4000000000000004E-3]
["SC_1710_A2","Chinu 500",7.0000000000000007E-2]
["SC_1135_A2","Chinu 500",0.14000000000000001]
["SC_1512_A1","Chinu 500",0.02]
["SC_1512_A2","Chinu 500",0.02]
["SC_1518_A1","Chinu 500",0.04]
["SC_1518_A2","Chinu 500",7.0000000000000007E-2]
["SC_2275_A1","Chinu 500",0.2]
["SC_502_A1","Chinu 500",0]
["SC_623_A1","Chinu 500",0.01]
["SC_657_A1","Chinu 500",0.02]
["SC_657_A2","Chinu 500",0.01]
["SC_658_A1","Chinu 500",0.02]
["SC_658_A2","Chinu 500",0.05]
["SC_1729_A1","Chinu 500",0.02]
["SC_1729_A2","Chinu 500",0.05]
["SC_1596_A1","Chinu 500",0.01]
["SC_1592_A1","Chinu 500",0.01]
["SC_833_A1","Chinu 500",0.09]
["SC_1376_A1","Chinu 500",0.02]
["SC_1376_A2","Chinu 500",0.03]
["SC_2057_A1","Chinu 500",0.06]
["SC_543_A1","Chinu 500",0.06]
["SC_890_A1","Chinu 500",0.01]
["SC_890_A2","Chinu 500",0.02]
["SC_1012_A1","Chinu 500",0.01]
["SC_1012_A2","Chinu 500",0.01]
["SC_2260_A1","Chinu 500",0.03]
["SC_2261_A1","Chinu 500",0.03]
["SC_1336_A1","Chinu 500",0.02]
["SC_1336_A2","Chinu 500",7.0000000000000007E-2]
["SC_1347_A1","Chinu 500",0.01]
["SC_1347_A2","Chinu 500",0.01]
["SC_1556_A1","Chinu 500",0.02]
["SC_1556_A2","Chinu 500",0.03]
["SC_1557_A1","Chinu 500",0.02]
["SC_1557_A2","Chinu 500",0.03]
["SC_1366_A1","Chinu 500",0.02]
["SC_230_A1","Chinu 500",0.14000000000000001]
["SC_1718_A1","Chinu 500",0.03]
["SC_1728_A1","Chinu 500",0.08]
["SC_825_A1","Cienaga 110",0]
["SC_825_A2","Cienaga 110",0]
["SC_1321_A2","Cienaga 110",0]
["SC_482_A1","Cienaga 110",4.0000000000000001E-3]
["SC_1549_A1","Cienaga 110",0.01]
["SC_1549_A2","Cienaga 110",0.01]
["SC_482_A2","Cienaga 110",7.0000000000000001E-3]
["SC_497_A1","Cienaga 110",4.0000000000000001E-3]
["SC_1752_A1","Cienaga 110",0]
["SC_1752_A2","Cienaga 110",0]
["SC_393_A1","Cienaga 110",0.08]
["SC_393_A2","Cienaga 110",7.0000000000000007E-2]
["SC_394_A1","Cienaga 110",0.02]
["SC_394_A2","Cienaga 110",0.02]
["SC_407_A1","Cienaga 110",1.7000000000000001E-2]
["SC_944_A1","Cienaga 110",5.0999999999999997E-2]
["SC_1827_A1","Cienaga 110",0.02]
["SC_1827_A2","Cienaga 110",0.02]
["SC_1830_A1","Cienaga 110",0.02]
["SC_1830_A2","Cienaga 110",0.02]
["SC_1211_A2","Cienaga 110",0.01]
["SC_1948_A1","Cienaga 110",0.08]
["SC_1824_A1","Cienaga 110",0.03]
["SC_1824_A2","Cienaga 110",0.02]
["SC_1512_A1","Cienaga 110",0.01]
["SC_1512_A2","Cienaga 110",0]
["SC_2010_A1","Cienaga 110",0.02]
["SC_1380_A1","Cienaga 110",-0.16]
["SC_2077_A1","Cienaga 110",0.03]
["SC_1535_A1","Cienaga 110",2.83]
["SC_1479_A1","Cienaga 110",4.0000000000000001E-3]
["SC_1479_A2","Cienaga 110",2E-3]
["SC_1534_A1","Cienaga 110",5.32]
["SC_1315_A1","Cienaga 110",0.17]
["SC_1315_A2","Cienaga 110",0.28999999999999998]
["SC_1377_A1","Cienaga 110",0.17]
["SC_1377_A2","Cienaga 110",0.28999999999999998]
["SC_1317_A1","Cienaga 110",7.0000000000000007E-2]
["SC_951_A1","Cienaga 110",-3.0000000000000001E-3]
["SC_951_A2","Cienaga 110",-1.6E-2]
["SC_833_A1","Cienaga 110",0.02]
["SC_502_A1","Cienaga 110",0]
["SC_657_A1","Cienaga 110",0.02]
["SC_657_A2","Cienaga 110",0.06]
["SC_1012_A1","Cienaga 110",1E-3]
["SC_1012_A2","Cienaga 110",1E-3]
["SC_1356_A1","Cienaga 110",0.05]
["SC_1356_A2","Cienaga 110",0.05]
["SC_599_A1","Cienaga 110",0.01]
["SC_599_A2","Cienaga 110",0.01]
["SC_543_A1","Cienaga 110",0]
["SC_890_A1","Cienaga 110",0.06]
["SC_890_A2","Cienaga 110",0.02]
["SC_758_A1","Cienaga 110",0]
["SC_758_A2","Cienaga 110",0]
["SC_1982_A1","Cienaga 110",0.01]
["SC_1982_A2","Cienaga 110",0.01]
["SC_1967_A1","Cienaga 110",0.01]
["SC_1967_A2","Cienaga 110",0.01]
["SC_1968_A1","Cienaga 110",0.01]
["SC_1968_A2","Cienaga 110",0.01]
["SC_1765_A1","CODAZZI (CESAR) 1 13.8 kV",0.42]
["SC_1765_A2","CODAZZI (CESAR) 1 13.8 kV",0.31]
["SC_1765_A1","CODAZZI (CESAR) 1 34.5 kV",0.31]
["SC_1765_A2","CODAZZI (CESAR) 1 34.5 kV",0.13]
["SC_825_A1","Codazzi GCM 110",0]
["SC_825_A2","Codazzi GCM 110",0]
["SC_1321_A2","Codazzi GCM 110",0]
["SC_1765_A1","Codazzi GCM 110",0.09]
["SC_1765_A2","Codazzi GCM 110",0.04]
["SC_482_A1","Codazzi GCM 110",0]
["SC_1779_A1","Codazzi GCM 110",1E-3]
["SC_1779_A2","Codazzi GCM 110",1E-3]
["SC_963_A1","Codazzi GCM 110",0]
["SC_984_A1","Codazzi GCM 110",0.09]
["SC_1512_A1","Codazzi GCM 110",0]
["SC_1512_A2","Codazzi GCM 110",0]
["SC_1315_A1","Codazzi GCM 110",0]
["SC_1315_A2","Codazzi GCM 110",0]
["SC_1377_A1","Codazzi GCM 110",0]
["SC_1377_A2","Codazzi GCM 110",0]
["SC_1317_A1","Codazzi GCM 110",0]
["SC_833_A1","Codazzi GCM 110",0]
["SC_735_A1","Codazzi GCM 110",0.31]
["SC_735_A2","Codazzi GCM 110",4.2999999999999997E-2]
["SC_1944_A1","Codazzi GCM 110",0.01]
["SC_1944_A2","Codazzi GCM 110",0.01]
["SC_1856_A1","Codazzi GCM 110",0.02]
["SC_1856_A2","Codazzi GCM 110",0.02]
["SC_1857_A1","Codazzi GCM 110",0.02]
["SC_1857_A2","Codazzi GCM 110",0.02]
["SC_2020_A1","Codazzi GCM 110",0.01]
["SC_2020_A2","Codazzi GCM 110",0.01]
["SC_2021_A1","Codazzi GCM 110",0.01]
["SC_2021_A2","Codazzi GCM 110",0.01]
["SC_482_A2","Codazzi GCM 110",0]
["SC_497_A1","Codazzi GCM 110",3.0000000000000001E-3]
["SC_821_A1","Codazzi GCM 110",0]
["SC_821_A2","Codazzi GCM 110",0]
["SC_2070_A1","Codazzi GCM 110",0.1]
["SC_2070_A2","Codazzi GCM 110",0.1]
["SC_2066_A1","Codazzi GCM 110",0.05]
["SC_2066_A2","Codazzi GCM 110",0.04]
["SC_1752_A1","Codazzi GCM 110",0]
["SC_1752_A2","Codazzi GCM 110",1E-3]
["SC_393_A1","Codazzi GCM 110",0.04]
["SC_393_A2","Codazzi GCM 110",0.05]
["SC_394_A1","Codazzi GCM 110",0.01]
["SC_394_A2","Codazzi GCM 110",0.01]
["SC_407_A1","Codazzi GCM 110",1.2E-2]
["SC_1783_A1","Codazzi GCM 110",0]
["SC_1783_A2","Codazzi GCM 110",0]
["SC_768_A1","Codazzi GCM 110",0]
["SC_768_A2","Codazzi GCM 110",0]
["SC_1788_A1","Codazzi GCM 110",0]
["SC_628_A1","Codazzi GCM 110",0.01]
["SC_628_A2","Codazzi GCM 110",0.01]
["SC_1827_A1","Codazzi GCM 110",0.03]
["SC_1827_A2","Codazzi GCM 110",0.02]
["SC_1830_A1","Codazzi GCM 110",0.03]
["SC_1830_A2","Codazzi GCM 110",0.02]
["SC_1948_A1","Codazzi GCM 110",0.31]
["SC_1824_A1","Codazzi GCM 110",5.59]
["SC_1824_A2","Codazzi GCM 110",0.46]
["SC_1380_A1","Codazzi GCM 110",-0.08]
["SC_1535_A1","Codazzi GCM 110",1.74]
["SC_1479_A1","Codazzi GCM 110",1E-3]
["SC_1479_A2","Codazzi GCM 110",1E-3]
["SC_1534_A1","Codazzi GCM 110",3.28]
["SC_502_A1","Codazzi GCM 110",0.31]
["SC_543_A1","Codazzi GCM 110",0]
["SC_2159_A1","Codazzi GCM 110",0.03]
["SC_2159_A2","Codazzi GCM 110",0.04]
["SC_890_A1","Codazzi GCM 110",0.01]
["SC_890_A2","Codazzi GCM 110",0.01]
["SC_1012_A1","Codazzi GCM 110",0.01]
["SC_1012_A2","Codazzi GCM 110",0.01]
["SC_1992_A1","Codazzi GCM 110",0.01]
["SC_2125_A1","Codazzi GCM 110",0.02]
["SC_2125_A2","Codazzi GCM 110",0.06]
["SC_807_A2","Codazzi GCM 110",0.04]
["SC_1989_A1","Codazzi GCM 110",0.04]
["SC_1989_A2","Codazzi GCM 110",0.02]
["SC_1981_A1","Codazzi GCM 110",0.04]
["SC_1981_A2","Codazzi GCM 110",0.02]
["SC_1982_A1","Codazzi GCM 110",0.04]
["SC_1982_A2","Codazzi GCM 110",0.02]
["SC_1967_A1","Codazzi GCM 110",0.04]
["SC_1967_A2","Codazzi GCM 110",0.02]
["SC_1968_A1","Codazzi GCM 110",0.04]
["SC_1968_A2","Codazzi GCM 110",0.02]
["SC_2129_A2","Codazzi GCM 110",0.02]
["SC_825_A1","Colectora 1 Eolica 500",0.01]
["SC_825_A2","Colectora 1 Eolica 500",0.01]
["SC_1321_A2","Colectora 1 Eolica 500",0]
["SC_1550_A1","Colectora 1 Eolica 500",0]
["SC_1550_A2","Colectora 1 Eolica 500",0]
["SC_1549_A1","Colectora 1 Eolica 500",0]
["SC_1549_A2","Colectora 1 Eolica 500",0]
["SC_1077_A1","Colectora 1 Eolica 500",0.08]
["SC_1077_A2","Colectora 1 Eolica 500",0.1]
["SC_1699_A1","Colectora 1 Eolica 500",0.41099999999999998]
["SC_1699_A2","Colectora 1 Eolica 500",0.32300000000000001]
["SC_1876_A1","Colectora 1 Eolica 500",0.27]
["SC_1876_A2","Colectora 1 Eolica 500",0.41]
["SC_482_A1","Colectora 1 Eolica 500",1E-3]
["SC_482_A2","Colectora 1 Eolica 500",1E-3]
["SC_497_A1","Colectora 1 Eolica 500",3.0000000000000001E-3]
["SC_2069_A1","Colectora 1 Eolica 500",0]
["SC_1752_A1","Colectora 1 Eolica 500",1.2E-2]
["SC_1752_A2","Colectora 1 Eolica 500",1.0999999999999999E-2]
["SC_1827_A1","Colectora 1 Eolica 500",0.02]
["SC_1827_A2","Colectora 1 Eolica 500",0.02]
["SC_1830_A1","Colectora 1 Eolica 500",0.02]
["SC_1830_A2","Colectora 1 Eolica 500",0.02]
["SC_1948_A1","Colectora 1 Eolica 500",0.09]
["SC_1824_A1","Colectora 1 Eolica 500",0.04]
["SC_1824_A2","Colectora 1 Eolica 500",0.04]
["SC_1380_A1","Colectora 1 Eolica 500",0.5]
["SC_1535_A1","Colectora 1 Eolica 500",6.41]
["SC_1479_A1","Colectora 1 Eolica 500",1E-3]
["SC_1479_A2","Colectora 1 Eolica 500",2E-3]
["SC_1534_A1","Colectora 1 Eolica 500",12.07]
["SC_1710_A2","Colectora 1 Eolica 500",0.28999999999999998]
["SC_1135_A2","Colectora 1 Eolica 500",0.6]
["SC_1421_A1","Colectora 1 Eolica 500",0.01]
["SC_1421_A2","Colectora 1 Eolica 500",0.01]
["SC_393_A1","Colectora 1 Eolica 500",0.05]
["SC_393_A2","Colectora 1 Eolica 500",0.05]
["SC_394_A1","Colectora 1 Eolica 500",0.01]
["SC_394_A2","Colectora 1 Eolica 500",0.01]
["SC_407_A1","Colectora 1 Eolica 500",1.2E-2]
["SC_1345_A1","Colectora 1 Eolica 500",0.06]
["SC_1345_A2","Colectora 1 Eolica 500",0.34]
["SC_1512_A1","Colectora 1 Eolica 500",0.06]
["SC_1512_A2","Colectora 1 Eolica 500",0.12]
["SC_1518_A1","Colectora 1 Eolica 500",0.06]
["SC_1518_A2","Colectora 1 Eolica 500",0.05]
["SC_833_A1","Colectora 1 Eolica 500",0.05]
["SC_1944_A1","Colectora 1 Eolica 500",0.01]
["SC_1944_A2","Colectora 1 Eolica 500",0.01]
["SC_1856_A1","Colectora 1 Eolica 500",0.02]
["SC_1856_A2","Colectora 1 Eolica 500",0.02]
["SC_1857_A1","Colectora 1 Eolica 500",0.02]
["SC_1857_A2","Colectora 1 Eolica 500",0.02]
["SC_2021_A1","Colectora 1 Eolica 500",0]
["SC_2021_A2","Colectora 1 Eolica 500",0]
["SC_963_A1","Colectora 1 Eolica 500",0]
["SC_1978_A1","Colectora 1 Eolica 500",0.11]
["SC_1978_A2","Colectora 1 Eolica 500",0.13]
["SC_230_A1","Colectora 1 Eolica 500",0.13]
["SC_1223_A1","Colectora 1 Eolica 500",0.06]
["SC_1718_A1","Colectora 1 Eolica 500",0.02]
["SC_1728_A1","Colectora 1 Eolica 500",7.0000000000000007E-2]
["SC_1313_A1","Copey - Bolivar 500 shn",0]
["SC_1312_A1","Copey - Bolivar 500 shn",0.01]
["SC_1311_A1","Copey - Bolivar 500 shn",-0.01]
["SC_2056_A1","Copey - Bolivar 500 shn",0.16]
["SC_878_A1","Copey - Bolivar 500 shn",0.03]
["SC_921_A1","Copey - Bolivar 500 shn",1.47E-2]
["SC_1313_A1","Copey - Chinu 500 shn",0]
["SC_1312_A1","Copey - Chinu 500 shn",0.01]
["SC_1311_A1","Copey - Chinu 500 shn",-0.01]
["SC_2056_A1","Copey - Chinu 500 shn",0.15]
["SC_878_A1","Copey - Chinu 500 shn",0.03]
["SC_921_A1","Copey - Chinu 500 shn",1.47E-2]
["SC_42_A1","Copey 110",7.0000000000000007E-2]
["SC_72_A1","Copey 110",7.0000000000000007E-2]
["SC_1707_A1","Copey 110",7.0000000000000007E-2]
["SC_825_A1","Copey 110",0.01]
["SC_825_A2","Copey 110",0.01]
["SC_1321_A2","Copey 110",0]
["SC_822_A1","Copey 110",7.0000000000000007E-2]
["SC_1765_A1","Copey 110",0]
["SC_1765_A2","Copey 110",0]
["SC_482_A1","Copey 110",3.0000000000000001E-3]
["SC_482_A2","Copey 110",3.0000000000000001E-3]
["SC_497_A1","Copey 110",0.04]
["SC_821_A1","Copey 110",0.01]
["SC_821_A2","Copey 110",0.03]
["SC_1699_A1","Copey 110",0.218]
["SC_1699_A2","Copey 110",0.23400000000000001]
["SC_1752_A1","Copey 110",0.01]
["SC_1752_A2","Copey 110",1.2E-2]
["SC_393_A1","Copey 110",0.15]
["SC_393_A2","Copey 110",0.6]
["SC_394_A1","Copey 110",0.01]
["SC_394_A2","Copey 110",0.01]
["SC_407_A1","Copey 110",0.161]
["SC_1779_A1","Copey 110",4.0000000000000001E-3]
["SC_1779_A2","Copey 110",4.0000000000000001E-3]
["SC_1788_A1","Copey 110",0.12]
["SC_878_A1","Copey 110",0.16]
["SC_921_A1","Copey 110",8.0500000000000002E-2]
["SC_1827_A1","Copey 110",0.03]
["SC_1827_A2","Copey 110",0.03]
["SC_1830_A1","Copey 110",0.03]
["SC_1830_A2","Copey 110",0.03]
["SC_1211_A1","Copey 110",0.31]
["SC_1211_A2","Copey 110",0.03]
["SC_1264_A1","Copey 110",0]
["SC_1264_A2","Copey 110",0.8]
["SC_1293_A1","Copey 110",0.1]
["SC_1293_A2","Copey 110",0.1]
["SC_1306_A1","Copey 110",0.1]
["SC_1306_A2","Copey 110",0.1]
["SC_1948_A1","Copey 110",0.15]
["SC_1824_A1","Copey 110",7.0000000000000007E-2]
["SC_1824_A2","Copey 110",0.08]
["SC_1512_A1","Copey 110",0.01]
["SC_1512_A2","Copey 110",0.01]
["SC_1518_A1","Copey 110",0.01]
["SC_1518_A2","Copey 110",0.03]
["SC_1380_A1","Copey 110",-0.18]
["SC_1535_A1","Copey 110",4.01]
["SC_1479_A1","Copey 110",3.0000000000000001E-3]
["SC_1479_A2","Copey 110",5.0000000000000001E-3]
["SC_1534_A1","Copey 110",7.54]
["SC_1596_A1","Copey 110",0]
["SC_1592_A1","Copey 110",0]
["SC_1376_A1","Copey 110",0.01]
["SC_1376_A2","Copey 110",0.01]
["SC_2057_A1","Copey 110",0.02]
["SC_502_A1","Copey 110",0.01]
["SC_543_A1","Copey 110",0.02]
["SC_735_A1","Copey 110",8.9999999999999993E-3]
["SC_735_A2","Copey 110",8.0000000000000002E-3]
["SC_657_A1","Copey 110",0.01]
["SC_657_A2","Copey 110",0.01]
["SC_658_A1","Copey 110",0.01]
["SC_658_A2","Copey 110",0.01]
["SC_890_A1","Copey 110",0.01]
["SC_890_A2","Copey 110",0.01]
["SC_1012_A1","Copey 110",0.01]
["SC_1012_A2","Copey 110",0.01]
["SC_1992_A1","Copey 110",0.14000000000000001]
["SC_1336_A2","Copey 110",0.02]
["SC_1556_A1","Copey 110",0.02]
["SC_1556_A2","Copey 110",0.01]
["SC_1557_A1","Copey 110",0.03]
["SC_1557_A2","Copey 110",0.01]
["SC_1729_A1","Copey 110",0.01]
["SC_1729_A2","Copey 110",0.01]
["SC_1366_A1","Copey 110",0.02]
["SC_2125_A1","Copey 110",0.01]
["SC_2125_A2","Copey 110",0.01]
["SC_807_A2","Copey 110",0.08]
["SC_1272_A1","Copey 110",0.01]
["SC_1272_A2","Copey 110",0.01]
["SC_1989_A1","Copey 110",0.03]
["SC_1989_A2","Copey 110",0.03]
["SC_1981_A1","Copey 110",0.03]
["SC_1981_A2","Copey 110",0.03]
["SC_1315_A1","Copey 110",0.01]
["SC_1315_A2","Copey 110",0.01]
["SC_1377_A1","Copey 110",0.01]
["SC_1377_A2","Copey 110",0.01]
["SC_1317_A1","Copey 110",0.01]
["SC_833_A1","Copey 110",0.04]
["SC_1944_A1","Copey 110",0.28999999999999998]
["SC_1944_A2","Copey 110",0.02]
["SC_1856_A1","Copey 110",0.01]
["SC_1856_A2","Copey 110",0.01]
["SC_1857_A1","Copey 110",0.01]
["SC_1857_A2","Copey 110",0.01]
["SC_2020_A1","Copey 110",0.01]
["SC_2020_A2","Copey 110",0.01]
["SC_2021_A1","Copey 110",0.01]
["SC_2021_A2","Copey 110",0.01]
["SC_42_A1","Copey 220",1.04]
["SC_72_A1","Copey 220",1.04]
["SC_1707_A1","Copey 220",1.04]
["SC_825_A1","Copey 220",0.09]
["SC_825_A2","Copey 220",0.12]
["SC_1321_A2","Copey 220",0]
["SC_822_A1","Copey 220",1.04]
["SC_1765_A1","Copey 220",0.02]
["SC_1765_A2","Copey 220",0.01]
["SC_1549_A1","Copey 220",0.01]
["SC_1549_A2","Copey 220",0.01]
["SC_1550_A1","Copey 220",0.01]
["SC_1550_A2","Copey 220",0.01]
["SC_2275_A1","Copey 220",0.54]
["SC_482_A1","Copey 220",7.0000000000000001E-3]
["SC_482_A2","Copey 220",6.0000000000000001E-3]
["SC_507_A1","Copey 220",1.724]
["SC_507_A2","Copey 220",0.70299999999999996]
["SC_1854_A1","Copey 220",3.2]
["SC_1854_A2","Copey 220",1.5]
["SC_1710_A2","Copey 220",0.18]
["SC_821_A1","Copey 220",0.02]
["SC_821_A2","Copey 220",0.03]
["SC_1699_A1","Copey 220",0.55300000000000005]
["SC_1699_A2","Copey 220",0.59399999999999997]
["SC_1313_A1","Copey 220",0]
["SC_1312_A1","Copey 220",0]
["SC_1311_A1","Copey 220",0]
["SC_2069_A1","Copey 220",10.71]
["SC_1752_A1","Copey 220",0.109]
["SC_1752_A2","Copey 220",0.13500000000000001]
["SC_393_A1","Copey 220",0.32]
["SC_393_A2","Copey 220",0.28000000000000003]
["SC_394_A1","Copey 220",0.03]
["SC_394_A2","Copey 220",0.03]
["SC_1779_A1","Copey 220",4.0000000000000001E-3]
["SC_1779_A2","Copey 220",4.0000000000000001E-3]
["SC_768_A1","Copey 220",0.02]
["SC_768_A2","Copey 220",0.02]
["SC_1788_A1","Copey 220",0.04]
["SC_628_A1","Copey 220",0.01]
["SC_628_A2","Copey 220",0.01]
["SC_878_A1","Copey 220",0.08]
["SC_921_A1","Copey 220",3.8800000000000001E-2]
["SC_963_A1","Copey 220",0]
["SC_1827_A1","Copey 220",0.06]
["SC_1827_A2","Copey 220",0.06]
["SC_1830_A1","Copey 220",0.06]
["SC_1830_A2","Copey 220",0.06]
["SC_1077_A1","Copey 220",0.15]
["SC_1077_A2","Copey 220",0.14000000000000001]
["SC_1876_A1","Copey 220",0.4]
["SC_1876_A2","Copey 220",0.4]
["SC_1135_A2","Copey 220",0.35]
["SC_1211_A1","Copey 220",0.12]
["SC_1211_A2","Copey 220",0.31]
["SC_1264_A1","Copey 220",0.4]
["SC_1264_A2","Copey 220",0.09]
["SC_1266_A1","Copey 220",0.13]
["SC_1266_A2","Copey 220",0.09]
["SC_1293_A1","Copey 220",0.21]
["SC_1293_A2","Copey 220",0.21]
["SC_1306_A1","Copey 220",0.21]
["SC_1306_A2","Copey 220",0.2]
["SC_1948_A1","Copey 220",0.44]
["SC_1824_A1","Copey 220",0.16]
["SC_1824_A2","Copey 220",0.13]
["SC_1512_A1","Copey 220",0.08]
["SC_1512_A2","Copey 220",7.0000000000000007E-2]
["SC_1518_A1","Copey 220",0.11]
["SC_1518_A2","Copey 220",0.38]
["SC_2010_A1","Copey 220",0.02]
["SC_1380_A1","Copey 220",-0.01]
["SC_1421_A1","Copey 220",0.11]
["SC_1421_A2","Copey 220",0.11]
["SC_1535_A1","Copey 220",7.69]
["SC_1479_A1","Copey 220",6.0000000000000001E-3]
["SC_1479_A2","Copey 220",0.01]
["SC_1534_A1","Copey 220",14.47]
["SC_951_A1","Copey 220",5.1999999999999998E-2]
["SC_951_A2","Copey 220",8.5999999999999993E-2]
["SC_1596_A1","Copey 220",0.03]
["SC_1592_A1","Copey 220",0.03]
["SC_599_A1","Copey 220",0.01]
["SC_599_A2","Copey 220",0.02]
["SC_1376_A1","Copey 220",0.05]
["SC_1376_A2","Copey 220",0.09]
["SC_2057_A1","Copey 220",0.15]
["SC_502_A1","Copey 220",0.05]
["SC_543_A1","Copey 220",0.15]
["SC_623_A1","Copey 220",0.05]
["SC_657_A1","Copey 220",0.13]
["SC_657_A2","Copey 220",0.08]
["SC_658_A1","Copey 220",0.06]
["SC_658_A2","Copey 220",0.15]
["SC_1889_A1","Copey 220",0.01]
["SC_1889_A2","Copey 220",0.01]
["SC_2159_A1","Copey 220",0.01]
["SC_2159_A2","Copey 220",0.01]
["SC_944_A1","Copey 220",7.1999999999999995E-2]
["SC_1811_A1","Copey 220",0.01]
["SC_1811_A2","Copey 220",0.01]
["SC_890_A1","Copey 220",0.09]
["SC_890_A2","Copey 220",0.13]
["SC_1012_A1","Copey 220",0.11]
["SC_1012_A2","Copey 220",0.19]
["SC_2260_A1","Copey 220",0.11]
["SC_2261_A1","Copey 220",0.11]
["SC_1992_A1","Copey 220",0.06]
["SC_1336_A1","Copey 220",0.01]
["SC_1336_A2","Copey 220",0.22]
["SC_1347_A1","Copey 220",0.04]
["SC_1347_A2","Copey 220",0.03]
["SC_1356_A1","Copey 220",0.01]
["SC_1356_A2","Copey 220",0.01]
["SC_1556_A1","Copey 220",0.39]
["SC_1556_A2","Copey 220",0.08]
["SC_1557_A1","Copey 220",0.39]
["SC_1557_A2","Copey 220",0.09]
["SC_1729_A1","Copey 220",0.06]
["SC_1729_A2","Copey 220",0.15]
["SC_1366_A1","Copey 220",0.39]
["SC_2125_A1","Copey 220",0.2]
["SC_2125_A2","Copey 220",0.17]
["SC_1978_A1","Copey 220",0.9]
["SC_1978_A2","Copey 220",0.38]
["SC_807_A2","Copey 220",0.16]
["SC_758_A1","Copey 220",1.2E-2]
["SC_758_A2","Copey 220",4.4999999999999998E-2]
["SC_230_A1","Copey 220",0.41]
["SC_1223_A1","Copey 220",0.2]
["SC_1272_A1","Copey 220",0.02]
["SC_1272_A2","Copey 220",0.02]
["SC_1718_A1","Copey 220",7.0000000000000007E-2]
["SC_1728_A1","Copey 220",0.19]
["SC_1989_A1","Copey 220",0.05]
["SC_1989_A2","Copey 220",0.05]
["SC_1981_A1","Copey 220",0.05]
["SC_1981_A2","Copey 220",0.05]
["SC_1982_A1","Copey 220",0.05]
["SC_1982_A2","Copey 220",0.05]
["SC_1967_A1","Copey 220",0.05]
["SC_1967_A2","Copey 220",0.05]
["SC_1968_A1","Copey 220",0.05]
["SC_1968_A2","Copey 220",0.05]
["SC_497_A1","Copey 220",1.7999999999999999E-2]
["SC_407_A1","Copey 220",7.1999999999999995E-2]
["SC_1345_A1","Copey 220",0.11]
["SC_1345_A2","Copey 220",0.11]
["SC_1944_A1","Copey 220",0.12]
["SC_1944_A2","Copey 220",0.14000000000000001]
["SC_1856_A1","Copey 220",0.01]
["SC_1856_A2","Copey 220",0.01]
["SC_1857_A1","Copey 220",0.01]
["SC_1857_A2","Copey 220",0.01]
["SC_2020_A1","Copey 220",0.02]
["SC_2020_A2","Copey 220",0.02]
["SC_2021_A1","Copey 220",0.02]
["SC_2021_A2","Copey 220",0.02]
["SC_1593_A1","Copey 220",0.01]
["SC_1593_A2","Copey 220",0.01]
["SC_735_A1","Copey 220",0.06]
["SC_735_A2","Copey 220",7.6999999999999999E-2]
["SC_1315_A1","Copey 220",0.06]
["SC_1315_A2","Copey 220",0.06]
["SC_1377_A1","Copey 220",0.06]
["SC_1377_A2","Copey 220",0.06]
["SC_1317_A1","Copey 220",0.08]
["SC_833_A1","Copey 220",0.15]
["SC_1992_A1","Copey 34.5",1.76]
["SC_1272_A1","Copey 34.5",0.01]
["SC_1272_A2","Copey 34.5",0.01]
["SC_768_A1","Copey Loma 500 shn",0]
["SC_768_A2","Copey Loma 500 shn",0]
["SC_482_A1","Copey Loma 500 shn",3.0000000000000001E-3]
["SC_482_A2","Copey Loma 500 shn",3.0000000000000001E-3]
["SC_497_A1","Copey Loma 500 shn",7.0000000000000001E-3]
["SC_1313_A1","Copey Loma 500 shn",0]
["SC_1312_A1","Copey Loma 500 shn",0.01]
["SC_1311_A1","Copey Loma 500 shn",0]
["SC_2056_A1","Copey Loma 500 shn",0.16]
["SC_407_A1","Copey Loma 500 shn",0.03]
["SC_878_A1","Copey Loma 500 shn",0.03]
["SC_921_A1","Copey Loma 500 shn",1.47E-2]
["SC_1211_A1","Copey Loma 500 shn",0.04]
["SC_1211_A2","Copey Loma 500 shn",0.1]
["SC_1313_A1","Copey-Cuest 500 shn",0]
["SC_1312_A1","Copey-Cuest 500 shn",0.01]
["SC_1311_A1","Copey-Cuest 500 shn",-0.01]
["SC_2056_A1","Copey-Cuest 500 shn",0.15]
["SC_482_A1","Cuest-Copey 500 shn",2E-3]
["SC_482_A2","Cuest-Copey 500 shn",2E-3]
["SC_497_A1","Cuest-Copey 500 shn",4.0000000000000001E-3]
["SC_1313_A1","Cuest-Copey 500 shn",0.02]
["SC_1312_A1","Cuest-Copey 500 shn",0.16]
["SC_1311_A1","Cuest-Copey 500 shn",-0.1]
["SC_2056_A1","Cuest-Copey 500 shn",0.15]
["SC_407_A1","Cuest-Copey 500 shn",1.9E-2]
["SC_878_A1","Cuest-Copey 500 shn",0.02]
["SC_921_A1","Cuest-Copey 500 shn",1.18E-2]
["SC_482_A1","Cuestec 6 13.2",7.0000000000000001E-3]
["SC_497_A1","Cuestec 6 13.2",1.4999999999999999E-2]
["SC_482_A2","Cuestec 6 13.2",7.0000000000000001E-3]
["SC_407_A1","Cuestec 6 13.2",5.8000000000000003E-2]
["SC_482_A1","Cuestec 7 13.2",4.0000000000000001E-3]
["SC_497_A1","Cuestec 7 13.2",0.01]
["SC_482_A2","Cuestec 7 13.2",5.0000000000000001E-3]
["SC_407_A1","Cuestec 7 13.2",4.1000000000000002E-2]
["SC_42_A1","Cuestecita 220",0.05]
["SC_72_A1","Cuestecita 220",0.05]
["SC_1707_A1","Cuestecita 220",0.05]
["SC_825_A1","Cuestecita 220",0.15]
["SC_825_A2","Cuestecita 220",0.14000000000000001]
["SC_1321_A2","Cuestecita 220",0]
["SC_822_A1","Cuestecita 220",0.05]
["SC_1765_A1","Cuestecita 220",0.01]
["SC_1765_A2","Cuestecita 220",0]
["SC_1549_A1","Cuestecita 220",0]
["SC_1549_A2","Cuestecita 220",0]
["SC_1550_A1","Cuestecita 220",0]
["SC_1550_A2","Cuestecita 220",0]
["SC_507_A1","Cuestecita 220",5.0000000000000001E-3]
["SC_507_A2","Cuestecita 220",5.0000000000000001E-3]
["SC_1854_A1","Cuestecita 220",0.2]
["SC_1854_A2","Cuestecita 220",0.2]
["SC_821_A1","Cuestecita 220",0.01]
["SC_821_A2","Cuestecita 220",0.01]
["SC_1699_A1","Cuestecita 220",0.65800000000000003]
["SC_1699_A2","Cuestecita 220",1.5920000000000001]
["SC_1313_A1","Cuestecita 220",0]
["SC_1312_A1","Cuestecita 220",0]
["SC_1311_A1","Cuestecita 220",0]
["SC_2069_A1","Cuestecita 220",0]
["SC_2056_A1","Cuestecita 220",0.1]
["SC_1752_A1","Cuestecita 220",0.04]
["SC_1752_A2","Cuestecita 220",2.1999999999999999E-2]
["SC_393_A1","Cuestecita 220",0.11]
["SC_393_A2","Cuestecita 220",0.1]
["SC_394_A1","Cuestecita 220",0.06]
["SC_394_A2","Cuestecita 220",0.06]
["SC_1788_A1","Cuestecita 220",0]
["SC_628_A1","Cuestecita 220",0.01]
["SC_628_A2","Cuestecita 220",0.01]
["SC_878_A1","Cuestecita 220",0.04]
["SC_921_A1","Cuestecita 220",1.78E-2]
["SC_1827_A1","Cuestecita 220",0.05]
["SC_1827_A2","Cuestecita 220",0.05]
["SC_1830_A1","Cuestecita 220",0.05]
["SC_1830_A2","Cuestecita 220",0.05]
["SC_1077_A1","Cuestecita 220",0.35]
["SC_1077_A2","Cuestecita 220",0.16]
["SC_1876_A1","Cuestecita 220",0.46]
["SC_1876_A2","Cuestecita 220",0.46]
["SC_1244_A1","Cuestecita 220",0.19]
["SC_1512_A1","Cuestecita 220",0.66]
["SC_1512_A2","Cuestecita 220",7.0000000000000007E-2]
["SC_1518_A1","Cuestecita 220",0.04]
["SC_1518_A2","Cuestecita 220",0.04]
["SC_1380_A1","Cuestecita 220",-0.04]
["SC_2086_A1","Cuestecita 220",7.0000000000000007E-2]
["SC_1535_A1","Cuestecita 220",6.88]
["SC_1479_A1","Cuestecita 220",3.0000000000000001E-3]
["SC_1479_A2","Cuestecita 220",3.0000000000000001E-3]
["SC_1534_A1","Cuestecita 220",12.94]
["SC_1596_A1","Cuestecita 220",0.01]
["SC_1592_A1","Cuestecita 220",0.01]
["SC_1376_A1","Cuestecita 220",0.02]
["SC_1376_A2","Cuestecita 220",0.02]
["SC_2057_A1","Cuestecita 220",0.05]
["SC_502_A1","Cuestecita 220",0.01]
["SC_543_A1","Cuestecita 220",0.05]
["SC_623_A1","Cuestecita 220",0.46]
["SC_657_A1","Cuestecita 220",0.02]
["SC_657_A2","Cuestecita 220",0.02]
["SC_658_A1","Cuestecita 220",0.02]
["SC_658_A2","Cuestecita 220",0.03]
["SC_1811_A1","Cuestecita 220",0.03]
["SC_1811_A2","Cuestecita 220",0.03]
["SC_890_A1","Cuestecita 220",0.01]
["SC_890_A2","Cuestecita 220",0.02]
["SC_1012_A1","Cuestecita 220",0.14000000000000001]
["SC_1012_A2","Cuestecita 220",0.06]
["SC_1336_A1","Cuestecita 220",0.09]
["SC_1336_A2","Cuestecita 220",0.04]
["SC_1347_A1","Cuestecita 220",0.39]
["SC_1347_A2","Cuestecita 220",0.3]
["SC_1556_A1","Cuestecita 220",0.02]
["SC_1556_A2","Cuestecita 220",0.01]
["SC_1557_A1","Cuestecita 220",0.02]
["SC_1557_A2","Cuestecita 220",0.02]
["SC_1729_A1","Cuestecita 220",0.02]
["SC_1729_A2","Cuestecita 220",0.03]
["SC_1366_A1","Cuestecita 220",0.02]
["SC_2125_A1","Cuestecita 220",0.06]
["SC_2125_A2","Cuestecita 220",0.06]
["SC_1345_A1","Cuestecita 220",0.1]
["SC_1345_A2","Cuestecita 220",0.1]
["SC_1710_A2","Cuestecita 220",0.2]
["SC_768_A1","Cuestecita 220",0.03]
["SC_768_A2","Cuestecita 220",0.01]
["SC_963_A1","Cuestecita 220",0]
["SC_984_A1","Cuestecita 220",0.34]
["SC_1135_A2","Cuestecita 220",0.41]
["SC_1211_A1","Cuestecita 220",0.01]
["SC_1211_A2","Cuestecita 220",0.03]
["SC_1293_A1","Cuestecita 220",0.27]
["SC_1306_A1","Cuestecita 220",0.27]
["SC_1306_A2","Cuestecita 220",0.25]
["SC_1315_A1","Cuestecita 220",0.03]
["SC_1315_A2","Cuestecita 220",0.03]
["SC_1377_A1","Cuestecita 220",0.03]
["SC_1377_A2","Cuestecita 220",0.03]
["SC_1317_A1","Cuestecita 220",0.04]
["SC_833_A1","Cuestecita 220",0.08]
["SC_944_A1","Cuestecita 220",1.3299999999999999E-2]
["SC_2260_A1","Cuestecita 220",0.04]
["SC_2261_A1","Cuestecita 220",0.04]
["SC_1992_A1","Cuestecita 220",0.02]
["SC_1944_A1","Cuestecita 220",0.02]
["SC_1944_A2","Cuestecita 220",0.02]
["SC_1856_A1","Cuestecita 220",0.01]
["SC_1856_A2","Cuestecita 220",0.01]
["SC_1857_A1","Cuestecita 220",0.01]
["SC_1857_A2","Cuestecita 220",0.01]
["SC_2020_A1","Cuestecita 220",0.01]
["SC_2020_A2","Cuestecita 220",0.01]
["SC_2021_A1","Cuestecita 220",0.01]
["SC_2021_A2","Cuestecita 220",0.01]
["SC_1593_A1","Cuestecita 220",0.01]
["SC_1593_A2","Cuestecita 220",0.01]
["SC_1978_A1","Cuestecita 220",0.23]
["SC_1978_A2","Cuestecita 220",0.24]
["SC_846_A1","Cuestecita 220",0.03]
["SC_807_A2","Cuestecita 220",0.35]
["SC_735_A1","Cuestecita 220",0.02]
["SC_735_A2","Cuestecita 220",3.1E-2]
["SC_230_A1","Cuestecita 220",0.26]
["SC_1223_A1","Cuestecita 220",0.2]
["SC_1272_A1","Cuestecita 220",0.01]
["SC_1272_A2","Cuestecita 220",0.01]
["SC_1718_A1","Cuestecita 220",0.05]
["SC_1728_A1","Cuestecita 220",0.13]
["SC_1989_A1","Cuestecita 220",0.03]
["SC_1989_A2","Cuestecita 220",0.03]
["SC_1981_A1","Cuestecita 220",0.03]
["SC_1981_A2","Cuestecita 220",0.03]
["SC_1982_A1","Cuestecita 220",0.03]
["SC_1982_A2","Cuestecita 220",0.03]
["SC_1967_A1","Cuestecita 220",0.03]
["SC_1967_A2","Cuestecita 220",0.03]
["SC_1968_A1","Cuestecita 220",0.03]
["SC_1968_A2","Cuestecita 220",0.03]
["SC_1293_A2","Cuestecita 220",0.24]
["SC_825_A1","Cuestecita 220 II",0.03]
["SC_825_A2","Cuestecita 220 II",0.02]
["SC_482_A1","Cuestecita 220 II",3.0000000000000001E-3]
["SC_482_A2","Cuestecita 220 II",4.0000000000000001E-3]
["SC_497_A1","Cuestecita 220 II",7.0000000000000001E-3]
["SC_1699_A1","Cuestecita 220 II",0.65600000000000003]
["SC_1699_A2","Cuestecita 220 II",1.595]
["SC_1313_A1","Cuestecita 220 II",0]
["SC_1312_A1","Cuestecita 220 II",0.01]
["SC_2056_A1","Cuestecita 220 II",0.09]
["SC_1752_A1","Cuestecita 220 II",0.04]
["SC_1752_A2","Cuestecita 220 II",2.1000000000000001E-2]
["SC_393_A1","Cuestecita 220 II",0.11]
["SC_393_A2","Cuestecita 220 II",0.11]
["SC_394_A1","Cuestecita 220 II",0.06]
["SC_394_A2","Cuestecita 220 II",0.06]
["SC_407_A1","Cuestecita 220 II",2.5999999999999999E-2]
["SC_1788_A1","Cuestecita 220 II",0]
["SC_628_A1","Cuestecita 220 II",0.01]
["SC_628_A2","Cuestecita 220 II",0.01]
["SC_878_A1","Cuestecita 220 II",0.04]
["SC_921_A1","Cuestecita 220 II",1.7500000000000002E-2]
["SC_1827_A1","Cuestecita 220 II",0.05]
["SC_1827_A2","Cuestecita 220 II",0.05]
["SC_1830_A1","Cuestecita 220 II",0.05]
["SC_1830_A2","Cuestecita 220 II",0.05]
["SC_1244_A1","Cuestecita 220 II",0.18]
["SC_2011_A1","Cuestecita 220 II",0.03]
["SC_2011_A2","Cuestecita 220 II",0.02]
["SC_1211_A1","Cuestecita 220 II",0.01]
["SC_1211_A2","Cuestecita 220 II",0.03]
["SC_1293_A1","Cuestecita 220 II",0.27]
["SC_1306_A1","Cuestecita 220 II",0.27]
["SC_1306_A2","Cuestecita 220 II",0.17]
["SC_1948_A1","Cuestecita 220 II",0.27]
["SC_1824_A1","Cuestecita 220 II",0.11]
["SC_1824_A2","Cuestecita 220 II",0.08]
["SC_1380_A1","Cuestecita 220 II",-0.04]
["SC_1535_A1","Cuestecita 220 II",6.93]
["SC_1479_A1","Cuestecita 220 II",3.0000000000000001E-3]
["SC_1479_A2","Cuestecita 220 II",3.0000000000000001E-3]
["SC_1534_A1","Cuestecita 220 II",13.04]
["SC_1596_A1","Cuestecita 220 II",0.01]
["SC_1376_A1","Cuestecita 220 II",0.02]
["SC_1376_A2","Cuestecita 220 II",0.02]
["SC_2057_A1","Cuestecita 220 II",0.06]
["SC_543_A1","Cuestecita 220 II",0.06]
["SC_657_A1","Cuestecita 220 II",0.02]
["SC_657_A2","Cuestecita 220 II",0.02]
["SC_658_A1","Cuestecita 220 II",0.02]
["SC_658_A2","Cuestecita 220 II",0.03]
["SC_1811_A1","Cuestecita 220 II",0.03]
["SC_1811_A2","Cuestecita 220 II",0.03]
["SC_1012_A1","Cuestecita 220 II",0.13]
["SC_1012_A2","Cuestecita 220 II",0.06]
["SC_1556_A1","Cuestecita 220 II",0.02]
["SC_1556_A2","Cuestecita 220 II",0.01]
["SC_1557_A1","Cuestecita 220 II",0.02]
["SC_1557_A2","Cuestecita 220 II",0.02]
["SC_1729_A1","Cuestecita 220 II",0.02]
["SC_1729_A2","Cuestecita 220 II",0.03]
["SC_1366_A1","Cuestecita 220 II",0.02]
["SC_2125_A1","Cuestecita 220 II",0.06]
["SC_2125_A2","Cuestecita 220 II",0.06]
["SC_1710_A2","Cuestecita 220 II",0.21]
["SC_1077_A1","Cuestecita 220 II",0.35]
["SC_1077_A2","Cuestecita 220 II",0.16]
["SC_1876_A1","Cuestecita 220 II",0.45]
["SC_1876_A2","Cuestecita 220 II",0.45]
["SC_1135_A2","Cuestecita 220 II",0.41]
["SC_1512_A1","Cuestecita 220 II",0.64]
["SC_1512_A2","Cuestecita 220 II",7.0000000000000007E-2]
["SC_1518_A1","Cuestecita 220 II",0.04]
["SC_1518_A2","Cuestecita 220 II",0.04]
["SC_1592_A1","Cuestecita 220 II",0.01]
["SC_502_A1","Cuestecita 220 II",0.01]
["SC_623_A1","Cuestecita 220 II",0.47]
["SC_890_A1","Cuestecita 220 II",0.02]
["SC_890_A2","Cuestecita 220 II",0.02]
["SC_1336_A1","Cuestecita 220 II",0.03]
["SC_1336_A2","Cuestecita 220 II",0.04]
["SC_1347_A1","Cuestecita 220 II",0.38]
["SC_1347_A2","Cuestecita 220 II",0.28999999999999998]
["SC_1293_A2","Cuestecita 220 II",0.24]
["SC_768_A1","Cuestecita 220 II",0.01]
["SC_768_A2","Cuestecita 220 II",0.01]
["SC_825_A1","Cuestecitas 110",0.01]
["SC_825_A2","Cuestecitas 110",0.01]
["SC_1321_A2","Cuestecitas 110",0]
["SC_482_A1","Cuestecitas 110",2E-3]
["SC_1549_A1","Cuestecitas 110",0]
["SC_1549_A2","Cuestecitas 110",0]
["SC_1593_A1","Cuestecitas 110",0.03]
["SC_1593_A2","Cuestecitas 110",0.03]
["SC_507_A1","Cuestecitas 110",4.0000000000000001E-3]
["SC_507_A2","Cuestecitas 110",5.0000000000000001E-3]
["SC_1854_A1","Cuestecitas 110",0.2]
["SC_1854_A2","Cuestecitas 110",0.2]
["SC_1699_A1","Cuestecitas 110",0.60599999999999998]
["SC_1699_A2","Cuestecitas 110",1.4790000000000001]
["SC_2069_A1","Cuestecitas 110",0]
["SC_1752_A1","Cuestecitas 110",1.4E-2]
["SC_1752_A2","Cuestecitas 110",7.0000000000000001E-3]
["SC_393_A1","Cuestecitas 110",0.1]
["SC_393_A2","Cuestecitas 110",0.09]
["SC_394_A1","Cuestecitas 110",0.12]
["SC_394_A2","Cuestecitas 110",0.12]
["SC_628_A1","Cuestecitas 110",0.01]
["SC_963_A1","Cuestecitas 110",0]
["SC_1827_A1","Cuestecitas 110",0.05]
["SC_1827_A2","Cuestecitas 110",0.05]
["SC_1830_A1","Cuestecitas 110",0.05]
["SC_1830_A2","Cuestecitas 110",0.05]
["SC_1211_A2","Cuestecitas 110",0.01]
["SC_1306_A1","Cuestecitas 110",0.27]
["SC_1306_A2","Cuestecitas 110",0.24]
["SC_1345_A1","Cuestecitas 110",0.09]
["SC_1345_A2","Cuestecitas 110",0.09]
["SC_1512_A1","Cuestecitas 110",0.22]
["SC_1512_A2","Cuestecitas 110",0.02]
["SC_1518_A1","Cuestecitas 110",0.01]
["SC_1518_A2","Cuestecitas 110",0.01]
["SC_1380_A1","Cuestecitas 110",-0.25]
["SC_1535_A1","Cuestecitas 110",6.23]
["SC_1479_A1","Cuestecitas 110",2E-3]
["SC_1479_A2","Cuestecitas 110",3.0000000000000001E-3]
["SC_1534_A1","Cuestecitas 110",11.72]
["SC_1315_A1","Cuestecitas 110",0.02]
["SC_1315_A2","Cuestecitas 110",0.02]
["SC_1377_A1","Cuestecitas 110",0.02]
["SC_1377_A2","Cuestecitas 110",0.02]
["SC_1317_A1","Cuestecitas 110",0.02]
["SC_1376_A1","Cuestecitas 110",0.01]
["SC_1376_A2","Cuestecitas 110",0]
["SC_2057_A1","Cuestecitas 110",0.01]
["SC_502_A1","Cuestecitas 110",0.01]
["SC_543_A1","Cuestecitas 110",0.01]
["SC_623_A1","Cuestecitas 110",0.12]
["SC_658_A1","Cuestecitas 110",0.01]
["SC_658_A2","Cuestecitas 110",0.01]
["SC_1811_A1","Cuestecitas 110",0.08]
["SC_1811_A2","Cuestecitas 110",0.09]
["SC_890_A1","Cuestecitas 110",0]
["SC_890_A2","Cuestecitas 110",0]
["SC_1012_A1","Cuestecitas 110",0.04]
["SC_1012_A2","Cuestecitas 110",0.01]
["SC_1992_A1","Cuestecitas 110",0.02]
["SC_1336_A1","Cuestecitas 110",0.01]
["SC_1336_A2","Cuestecitas 110",0.01]
["SC_1347_A1","Cuestecitas 110",0.1]
["SC_1347_A2","Cuestecitas 110",0.78]
["SC_1557_A1","Cuestecitas 110",0.01]
["SC_1557_A2","Cuestecitas 110",0]
["SC_1729_A1","Cuestecitas 110",0.01]
["SC_1729_A2","Cuestecitas 110",0.01]
["SC_2125_A1","Cuestecitas 110",0.02]
["SC_2125_A2","Cuestecitas 110",0.02]
["SC_846_A1","Cuestecitas 110",0.08]
["SC_807_A2","Cuestecitas 110",0.35]
["SC_1272_A1","Cuestecitas 110",0.01]
["SC_1272_A2","Cuestecitas 110",0.01]
["SC_1989_A1","Cuestecitas 110",0.04]
["SC_1989_A2","Cuestecitas 110",0.04]
["SC_1981_A1","Cuestecitas 110",0.04]
["SC_1981_A2","Cuestecitas 110",0.04]
["SC_1982_A1","Cuestecitas 110",0.03]
["SC_1982_A2","Cuestecitas 110",0.04]
["SC_1967_A1","Cuestecitas 110",0.03]
["SC_1967_A2","Cuestecitas 110",0.04]
["SC_1968_A1","Cuestecitas 110",0.03]
["SC_1968_A2","Cuestecitas 110",0.04]
["SC_1293_A2","Cuestecitas 110",0.23]
["SC_482_A2","Cuestecitas 110",3.0000000000000001E-3]
["SC_497_A1","Cuestecitas 110",5.0000000000000001E-3]
["SC_407_A1","Cuestecitas 110",2.1999999999999999E-2]
["SC_1293_A1","Cuestecitas 110",0.27]
["SC_482_A1","Cuestecitas 13.8",1.2E-2]
["SC_497_A1","Cuestecitas 13.8",2.5999999999999999E-2]
["SC_482_A2","Cuestecitas 13.8",1.2999999999999999E-2]
["SC_407_A1","Cuestecitas 13.8",0.105]
["SC_482_A1","Cuestecitas 34.5",5.0000000000000001E-3]
["SC_497_A1","Cuestecitas 34.5",1.2E-2]
["SC_393_A1","Cuestecitas 34.5",0.22]
["SC_393_A2","Cuestecitas 34.5",0.21]
["SC_394_A1","Cuestecitas 34.5",0.13]
["SC_394_A2","Cuestecitas 34.5",0.13]
["SC_1380_A1","Cuestecitas 34.5",0]
["SC_1534_A1","Cuestecitas 34.5",26.38]
["SC_482_A2","Cuestecitas 34.5",6.0000000000000001E-3]
["SC_407_A1","Cuestecitas 34.5",5.0999999999999997E-2]
["SC_878_A1","Cuestecitas 34.5",0.05]
["SC_921_A1","Cuestecitas 34.5",2.4400000000000002E-2]
["SC_1827_A1","Cuestecitas 34.5",7.0000000000000007E-2]
["SC_1827_A2","Cuestecitas 34.5",7.0000000000000007E-2]
["SC_1830_A1","Cuestecitas 34.5",7.0000000000000007E-2]
["SC_1830_A2","Cuestecitas 34.5",7.0000000000000007E-2]
["SC_1535_A1","Cuestecitas 34.5",14.02]
["SC_42_A1","Cuestecitas 500",0.05]
["SC_72_A1","Cuestecitas 500",0.05]
["SC_1707_A1","Cuestecitas 500",0.05]
["SC_825_A1","Cuestecitas 500",0.03]
["SC_825_A2","Cuestecitas 500",0.02]
["SC_1321_A2","Cuestecitas 500",0]
["SC_822_A1","Cuestecitas 500",0.05]
["SC_1549_A1","Cuestecitas 500",0.01]
["SC_1549_A2","Cuestecitas 500",0.01]
["SC_1550_A1","Cuestecitas 500",0.01]
["SC_1550_A2","Cuestecitas 500",0.01]
["SC_768_A1","Cuestecitas 500",0]
["SC_768_A2","Cuestecitas 500",0]
["SC_482_A1","Cuestecitas 500",1E-3]
["SC_482_A2","Cuestecitas 500",1E-3]
["SC_497_A1","Cuestecitas 500",4.0000000000000001E-3]
["SC_507_A1","Cuestecitas 500",1.4E-2]
["SC_507_A2","Cuestecitas 500",4.8000000000000001E-2]
["SC_1854_A1","Cuestecitas 500",0.1]
["SC_1854_A2","Cuestecitas 500",0.2]
["SC_1710_A2","Cuestecitas 500",0.18]
["SC_1699_A1","Cuestecitas 500",1.0449999999999999]
["SC_1699_A2","Cuestecitas 500",0.46600000000000003]
["SC_1313_A1","Cuestecitas 500",0.01]
["SC_1312_A1","Cuestecitas 500",0.16]
["SC_1311_A1","Cuestecitas 500",-0.11]
["SC_2069_A1","Cuestecitas 500",0]
["SC_2056_A1","Cuestecitas 500",0.15]
["SC_1752_A1","Cuestecitas 500",2.9000000000000001E-2]
["SC_1752_A2","Cuestecitas 500",2.5000000000000001E-2]
["SC_393_A1","Cuestecitas 500",7.0000000000000007E-2]
["SC_393_A2","Cuestecitas 500",7.0000000000000007E-2]
["SC_394_A1","Cuestecitas 500",0.02]
["SC_394_A2","Cuestecitas 500",0.02]
["SC_407_A1","Cuestecitas 500",1.9E-2]
["SC_1788_A1","Cuestecitas 500",0.01]
["SC_878_A1","Cuestecitas 500",0.02]
["SC_921_A1","Cuestecitas 500",1.18E-2]
["SC_963_A1","Cuestecitas 500",0]
["SC_1827_A1","Cuestecitas 500",0.02]
["SC_1827_A2","Cuestecitas 500",0.02]
["SC_1830_A1","Cuestecitas 500",0.02]
["SC_1830_A2","Cuestecitas 500",0.02]
["SC_1077_A1","Cuestecitas 500",0.11]
["SC_1077_A2","Cuestecitas 500",0.14000000000000001]
["SC_1876_A1","Cuestecitas 500",0.38]
["SC_1876_A2","Cuestecitas 500",0.38]
["SC_1135_A2","Cuestecitas 500",0.37]
["SC_2011_A1","Cuestecitas 500",0.01]
["SC_2011_A2","Cuestecitas 500",0.01]
["SC_1211_A1","Cuestecitas 500",0.02]
["SC_1211_A2","Cuestecitas 500",0.04]
["SC_1293_A1","Cuestecitas 500",0.12]
["SC_1306_A1","Cuestecitas 500",0.12]
["SC_1306_A2","Cuestecitas 500",0.25]
["SC_1948_A1","Cuestecitas 500",0.13]
["SC_1824_A1","Cuestecitas 500",0.06]
["SC_1824_A2","Cuestecitas 500",0.06]
["SC_1512_A1","Cuestecitas 500",0.14000000000000001]
["SC_1512_A2","Cuestecitas 500",0.36]
["SC_1518_A1","Cuestecitas 500",0.15]
["SC_1518_A2","Cuestecitas 500",0.14000000000000001]
["SC_1380_A1","Cuestecitas 500",0.44]
["SC_2130_A1","Cuestecitas 500",0.03]
["SC_2130_A2","Cuestecitas 500",-0.02]
["SC_1421_A1","Cuestecitas 500",0.05]
["SC_1421_A2","Cuestecitas 500",0.04]
["SC_1535_A1","Cuestecitas 500",6.41]
["SC_1479_A1","Cuestecitas 500",2E-3]
["SC_1479_A2","Cuestecitas 500",2E-3]
["SC_1534_A1","Cuestecitas 500",12.06]
["SC_1596_A1","Cuestecitas 500",0.04]
["SC_1592_A1","Cuestecitas 500",0.04]
["SC_833_A1","Cuestecitas 500",0.11]
["SC_1376_A1","Cuestecitas 500",0.06]
["SC_1376_A2","Cuestecitas 500",0.05]
["SC_2057_A1","Cuestecitas 500",0.17]
["SC_502_A1","Cuestecitas 500",0.01]
["SC_543_A1","Cuestecitas 500",0.17]
["SC_623_A1","Cuestecitas 500",0.09]
["SC_657_A1","Cuestecitas 500",0.02]
["SC_657_A2","Cuestecitas 500",0.01]
["SC_658_A1","Cuestecitas 500",0.08]
["SC_658_A2","Cuestecitas 500",0.08]
["SC_1889_A1","Cuestecitas 500",0.01]
["SC_1889_A2","Cuestecitas 500",0.01]
["SC_1811_A1","Cuestecitas 500",0]
["SC_1811_A2","Cuestecitas 500",0]
["SC_890_A1","Cuestecitas 500",0.01]
["SC_890_A2","Cuestecitas 500",0.02]
["SC_1012_A1","Cuestecitas 500",0.04]
["SC_1012_A2","Cuestecitas 500",0.03]
["SC_2260_A1","Cuestecitas 500",0.02]
["SC_2261_A1","Cuestecitas 500",0.02]
["SC_1992_A1","Cuestecitas 500",0.01]
["SC_1944_A1","Cuestecitas 500",0.02]
["SC_1944_A2","Cuestecitas 500",0.02]
["SC_1856_A1","Cuestecitas 500",0.04]
["SC_1856_A2","Cuestecitas 500",0.06]
["SC_1857_A1","Cuestecitas 500",0.06]
["SC_1857_A2","Cuestecitas 500",0.06]
["SC_1336_A1","Cuestecitas 500",0.19]
["SC_1336_A2","Cuestecitas 500",0.12]
["SC_1347_A1","Cuestecitas 500",0.08]
["SC_1347_A2","Cuestecitas 500",0.08]
["SC_2020_A1","Cuestecitas 500",0.01]
["SC_2020_A2","Cuestecitas 500",0.01]
["SC_2021_A1","Cuestecitas 500",0.01]
["SC_2021_A2","Cuestecitas 500",0.01]
["SC_1556_A1","Cuestecitas 500",0.03]
["SC_1556_A2","Cuestecitas 500",0.04]
["SC_1557_A1","Cuestecitas 500",0.04]
["SC_1557_A2","Cuestecitas 500",0.05]
["SC_1593_A1","Cuestecitas 500",0.01]
["SC_1593_A2","Cuestecitas 500",0.01]
["SC_1729_A1","Cuestecitas 500",0.08]
["SC_1729_A2","Cuestecitas 500",0.08]
["SC_1366_A1","Cuestecitas 500",0.03]
["SC_1978_A1","Cuestecitas 500",0.24]
["SC_1978_A2","Cuestecitas 500",0.23]
["SC_846_A1","Cuestecitas 500",0.01]
["SC_807_A2","Cuestecitas 500",0.1]
["SC_230_A1","Cuestecitas 500",0.26]
["SC_1223_A1","Cuestecitas 500",0.09]
["SC_1272_A1","Cuestecitas 500",0]
["SC_1272_A2","Cuestecitas 500",0]
["SC_1718_A1","Cuestecitas 500",0.04]
["SC_1728_A1","Cuestecitas 500",0.11]
["SC_1989_A1","Cuestecitas 500",0.02]
["SC_1989_A2","Cuestecitas 500",0.02]
["SC_1981_A1","Cuestecitas 500",0.02]
["SC_1981_A2","Cuestecitas 500",0.02]
["SC_1982_A1","Cuestecitas 500",0.02]
["SC_1982_A2","Cuestecitas 500",0.02]
["SC_1967_A1","Cuestecitas 500",0.02]
["SC_1967_A2","Cuestecitas 500",0.02]
["SC_1968_A1","Cuestecitas 500",0.02]
["SC_1968_A2","Cuestecitas 500",0.02]
["SC_1262_A1","Cuestecitas 500",0.06]
["SC_1262_A2","Cuestecitas 500",-7.0000000000000007E-2]
["SC_1293_A2","Cuestecitas 500",0.11]
["SC_825_A1","El Banco 110",0]
["SC_825_A2","El Banco 110",0]
["SC_1321_A2","El Banco 110",0]
["SC_1765_A1","El Banco 110",0]
["SC_1765_A2","El Banco 110",0]
["SC_482_A1","El Banco 110",0]
["SC_482_A2","El Banco 110",0]
["SC_497_A1","El Banco 110",2E-3]
["SC_821_A1","El Banco 110",0]
["SC_821_A2","El Banco 110",0.01]
["SC_1752_A1","El Banco 110",0]
["SC_1752_A2","El Banco 110",0]
["SC_393_A1","El Banco 110",0.01]
["SC_393_A2","El Banco 110",0.04]
["SC_394_A1","El Banco 110",0]
["SC_394_A2","El Banco 110",0]
["SC_407_A1","El Banco 110",0.01]
["SC_1779_A1","El Banco 110",1E-3]
["SC_1779_A2","El Banco 110",1E-3]
["SC_1788_A1","El Banco 110",0]
["SC_878_A1","El Banco 110",0.01]
["SC_921_A1","El Banco 110",5.0000000000000001E-3]
["SC_963_A1","El Banco 110",0]
["SC_1293_A1","El Banco 110",0.01]
["SC_1948_A1","El Banco 110",0.03]
["SC_1824_A1","El Banco 110",0.02]
["SC_1824_A2","El Banco 110",0.03]
["SC_1512_A1","El Banco 110",0]
["SC_1512_A2","El Banco 110",0]
["SC_1380_A1","El Banco 110",-0.03]
["SC_1535_A1","El Banco 110",0.66]
["SC_1479_A1","El Banco 110",0]
["SC_1479_A2","El Banco 110",0]
["SC_1534_A1","El Banco 110",1.24]
["SC_833_A1","El Banco 110",0]
["SC_502_A1","El Banco 110",0]
["SC_543_A1","El Banco 110",0]
["SC_890_A1","El Banco 110",0]
["SC_890_A2","El Banco 110",0]
["SC_1944_A1","El Banco 110",0]
["SC_1944_A2","El Banco 110",0]
["SC_1856_A1","El Banco 110",0.04]
["SC_1856_A2","El Banco 110",0.05]
["SC_1857_A1","El Banco 110",0.05]
["SC_1857_A2","El Banco 110",0.05]
["SC_2021_A1","El Banco 110",0]
["SC_2021_A2","El Banco 110",0]
["SC_735_A1","El Banco 110",0]
["SC_735_A2","El Banco 110",0]
["SC_1989_A1","El Banco 110",0]
["SC_1989_A2","El Banco 110",0]
["SC_1981_A1","El Banco 110",0]
["SC_1981_A2","El Banco 110",0]
["SC_1982_A1","El Banco 110",0]
["SC_1982_A2","El Banco 110",0]
["SC_1967_A1","El Banco 110",0]
["SC_1967_A2","El Banco 110",0]
["SC_1968_A1","El Banco 110",0]
["SC_1968_A2","El Banco 110",0]
["SC_1293_A2","El Banco 110",0.01]
["SC_1306_A1","El Banco 110",0.01]
["SC_1306_A2","El Banco 110",0.11]
["SC_1315_A1","El Banco 110",0]
["SC_1315_A2","El Banco 110",0]
["SC_1377_A1","El Banco 110",0]
["SC_1377_A2","El Banco 110",0]
["SC_42_A1","El Copey 500",0.34]
["SC_72_A1","El Copey 500",0.34]
["SC_1707_A1","El Copey 500",0.34]
["SC_825_A1","El Copey 500",0.04]
["SC_825_A2","El Copey 500",0.05]
["SC_1321_A2","El Copey 500",0]
["SC_822_A1","El Copey 500",0.34]
["SC_1765_A1","El Copey 500",0.01]
["SC_1765_A2","El Copey 500",0]
["SC_1752_A1","El Copey 500",5.0999999999999997E-2]
["SC_1752_A2","El Copey 500",5.6000000000000001E-2]
["SC_1779_A1","El Copey 500",3.0000000000000001E-3]
["SC_1779_A2","El Copey 500",3.0000000000000001E-3]
["SC_1293_A1","El Copey 500",0.1]
["SC_1293_A2","El Copey 500",0.09]
["SC_1306_A1","El Copey 500",0.1]
["SC_1306_A2","El Copey 500",0.22]
["SC_1512_A1","El Copey 500",0.08]
["SC_1512_A2","El Copey 500",0.13]
["SC_1518_A1","El Copey 500",0.21]
["SC_1518_A2","El Copey 500",0.88]
["SC_1421_A1","El Copey 500",7.0000000000000007E-2]
["SC_1421_A2","El Copey 500",7.0000000000000007E-2]
["SC_2275_A1","El Copey 500",0.3]
["SC_951_A1","El Copey 500",8.9999999999999993E-3]
["SC_951_A2","El Copey 500",2.1000000000000001E-2]
["SC_1596_A1","El Copey 500",0.06]
["SC_1592_A1","El Copey 500",0.06]
["SC_833_A1","El Copey 500",0.16]
["SC_1376_A1","El Copey 500",0.09]
["SC_1376_A2","El Copey 500",0.17]
["SC_2057_A1","El Copey 500",0.27]
["SC_502_A1","El Copey 500",0.02]
["SC_543_A1","El Copey 500",0.27]
["SC_623_A1","El Copey 500",0.05]
["SC_657_A1","El Copey 500",0.05]
["SC_657_A2","El Copey 500",0.03]
["SC_658_A1","El Copey 500",0.13]
["SC_658_A2","El Copey 500",0.34]
["SC_1889_A1","El Copey 500",0.01]
["SC_1889_A2","El Copey 500",0.01]
["SC_2159_A1","El Copey 500",0.01]
["SC_2159_A2","El Copey 500",0.01]
["SC_890_A1","El Copey 500",0.03]
["SC_890_A2","El Copey 500",0.05]
["SC_1012_A1","El Copey 500",0.05]
["SC_1012_A2","El Copey 500",7.0000000000000007E-2]
["SC_2260_A1","El Copey 500",0.04]
["SC_2261_A1","El Copey 500",0.04]
["SC_1840_A1","El Copey 500",0.01]
["SC_1840_A2","El Copey 500",0.01]
["SC_1992_A1","El Copey 500",0.02]
["SC_1944_A1","El Copey 500",0.05]
["SC_1944_A2","El Copey 500",0.06]
["SC_1856_A1","El Copey 500",0]
["SC_1856_A2","El Copey 500",0]
["SC_1857_A1","El Copey 500",0]
["SC_1857_A2","El Copey 500",0]
["SC_1336_A1","El Copey 500",0.03]
["SC_1336_A2","El Copey 500",0.51]
["SC_1347_A1","El Copey 500",0.04]
["SC_1347_A2","El Copey 500",0.04]
["SC_2020_A1","El Copey 500",0.01]
["SC_2020_A2","El Copey 500",0.01]
["SC_2021_A1","El Copey 500",0.01]
["SC_2021_A2","El Copey 500",0.01]
["SC_1556_A1","El Copey 500",0.11]
["SC_1556_A2","El Copey 500",0.17]
["SC_1557_A1","El Copey 500",0.11]
["SC_1557_A2","El Copey 500",0.17]
["SC_1729_A1","El Copey 500",0.13]
["SC_1729_A2","El Copey 500",0.34]
["SC_1366_A1","El Copey 500",0.11]
["SC_1978_A1","El Copey 500",1.54]
["SC_1978_A2","El Copey 500",0.33]
["SC_821_A1","El Copey 500",0.02]
["SC_821_A2","El Copey 500",0.02]
["SC_807_A2","El Copey 500",0.1]
["SC_230_A1","El Copey 500",0.39]
["SC_1223_A1","El Copey 500",0.1]
["SC_1272_A1","El Copey 500",0.01]
["SC_1272_A2","El Copey 500",0.01]
["SC_1718_A1","El Copey 500",0.05]
["SC_1728_A1","El Copey 500",0.14000000000000001]
["SC_1989_A1","El Copey 500",0.02]
["SC_1989_A2","El Copey 500",0.02]
["SC_1981_A1","El Copey 500",0.02]
["SC_1981_A2","El Copey 500",0.02]
["SC_1982_A1","El Copey 500",0.02]
["SC_1982_A2","El Copey 500",0.02]
["SC_1967_A1","El Copey 500",0.02]
["SC_1967_A2","El Copey 500",0.02]
["SC_1968_A1","El Copey 500",0.02]
["SC_1968_A2","El Copey 500",0.02]
["SC_1710_A2","El Copey 500",0.12]
["SC_1135_A2","El Copey 500",0.24]
["SC_482_A1","El Copey 500",3.0000000000000001E-3]
["SC_482_A2","El Copey 500",3.0000000000000001E-3]
["SC_497_A1","El Copey 500",7.0000000000000001E-3]
["SC_393_A1","El Copey 500",0.12]
["SC_393_A2","El Copey 500",0.12]
["SC_394_A1","El Copey 500",0.02]
["SC_394_A2","El Copey 500",0.02]
["SC_407_A1","El Copey 500",2.9000000000000001E-2]
["SC_1788_A1","El Copey 500",0.01]
["SC_944_A1","El Copey 500",2.8400000000000002E-2]
["SC_1827_A1","El Copey 500",0.02]
["SC_1827_A2","El Copey 500",0.02]
["SC_1830_A1","El Copey 500",0.02]
["SC_1830_A2","El Copey 500",0.02]
["SC_1211_A1","El Copey 500",0.04]
["SC_1211_A2","El Copey 500",0.1]
["SC_1948_A1","El Copey 500",0.16]
["SC_1824_A1","El Copey 500",7.0000000000000007E-2]
["SC_1824_A2","El Copey 500",7.0000000000000007E-2]
["SC_1380_A1","El Copey 500",0.2]
["SC_1535_A1","El Copey 500",5.53]
["SC_1534_A1","El Copey 500",10.4]
["SC_507_A1","El Copey 500",0.48499999999999999]
["SC_507_A2","El Copey 500",1.9930000000000001]
["SC_1854_A1","El Copey 500",0.9]
["SC_1854_A2","El Copey 500",3.1]
["SC_1699_A1","El Copey 500",0.40300000000000002]
["SC_1699_A2","El Copey 500",0.35399999999999998]
["SC_1313_A1","El Copey 500",0]
["SC_1312_A1","El Copey 500",0.01]
["SC_1311_A1","El Copey 500",-0.01]
["SC_2069_A1","El Copey 500",0]
["SC_2056_A1","El Copey 500",0.16]
["SC_878_A1","El Copey 500",0.03]
["SC_921_A1","El Copey 500",1.47E-2]
["SC_963_A1","El Copey 500",0]
["SC_1077_A1","El Copey 500",0.08]
["SC_1077_A2","El Copey 500",0.09]
["SC_1876_A1","El Copey 500",0.27]
["SC_1876_A2","El Copey 500",0.27]
["SC_1264_A1","El Copey 500",0.09]
["SC_1264_A2","El Copey 500",0.01]
["SC_1345_A1","El Copey 500",0.08]
["SC_1345_A2","El Copey 500",0.08]
["SC_2130_A1","El Copey 500",0.06]
["SC_2130_A2","El Copey 500",-0.02]
["SC_1479_A1","El Copey 500",3.0000000000000001E-3]
["SC_1479_A2","El Copey 500",4.0000000000000001E-3]
["SC_735_A1","El Copey 500",3.5000000000000003E-2]
["SC_735_A2","El Copey 500",3.4000000000000002E-2]
["SC_1262_A1","El Copey 500",0.12]
["SC_1262_A2","El Copey 500",-0.06]
["SC_1779_A1","EL PASO 1 13.8 kV",0.222]
["SC_1779_A2","EL PASO 1 13.8 kV",8.5999999999999993E-2]
["SC_1779_A1","EL PASO 1 34.5 kV",0.11600000000000001]
["SC_1779_A2","EL PASO 1 34.5 kV",0.09]
["SC_825_A1","El Paso 110",0]
["SC_825_A2","El Paso 110",0]
["SC_1321_A2","El Paso 110",0]
["SC_1765_A1","El Paso 110",0]
["SC_1765_A2","El Paso 110",0]
["SC_482_A1","El Paso 110",1E-3]
["SC_1550_A1","El Paso 110",0]
["SC_1550_A2","El Paso 110",0]
["SC_507_A1","El Paso 110",8.9999999999999993E-3]
["SC_507_A2","El Paso 110",8.0000000000000002E-3]
["SC_1854_A1","El Paso 110",0.2]
["SC_1854_A2","El Paso 110",0.1]
["SC_821_A1","El Paso 110",0.03]
["SC_821_A2","El Paso 110",0.18]
["SC_2070_A1","El Paso 110",0.1]
["SC_2070_A2","El Paso 110",0.1]
["SC_2069_A1","El Paso 110",0.52]
["SC_2066_A1","El Paso 110",0.16]
["SC_2066_A2","El Paso 110",0.38]
["SC_1752_A1","El Paso 110",3.0000000000000001E-3]
["SC_1752_A2","El Paso 110",3.0000000000000001E-3]
["SC_393_A1","El Paso 110",0.08]
["SC_393_A2","El Paso 110",0.19]
["SC_394_A1","El Paso 110",0.01]
["SC_394_A2","El Paso 110",0.01]
["SC_1783_A1","El Paso 110",0]
["SC_1783_A2","El Paso 110",0]
["SC_1788_A1","El Paso 110",0.01]
["SC_878_A1","El Paso 110",0.05]
["SC_921_A1","El Paso 110",2.58E-2]
["SC_963_A1","El Paso 110",0]
["SC_1827_A1","El Paso 110",0.02]
["SC_1827_A2","El Paso 110",0.02]
["SC_1830_A1","El Paso 110",0.02]
["SC_1830_A2","El Paso 110",0.02]
["SC_1211_A1","El Paso 110",0.03]
["SC_1211_A2","El Paso 110",0.01]
["SC_1262_A1","El Paso 110",0]
["SC_1262_A2","El Paso 110",0.15]
["SC_1264_A1","El Paso 110",0]
["SC_1264_A2","El Paso 110",0.04]
["SC_1293_A1","El Paso 110",7.0000000000000007E-2]
["SC_1293_A2","El Paso 110",7.0000000000000007E-2]
["SC_1306_A1","El Paso 110",7.0000000000000007E-2]
["SC_1306_A2","El Paso 110",0.08]
["SC_1948_A1","El Paso 110",0.12]
["SC_1824_A1","El Paso 110",0.1]
["SC_1824_A2","El Paso 110",0.14000000000000001]
["SC_1345_A1","El Paso 110",0.05]
["SC_1345_A2","El Paso 110",0.05]
["SC_1512_A1","El Paso 110",0]
["SC_1512_A2","El Paso 110",0]
["SC_1518_A1","El Paso 110",0.01]
["SC_1518_A2","El Paso 110",0.01]
["SC_1380_A1","El Paso 110",-0.11]
["SC_2130_A1","El Paso 110",0]
["SC_2130_A2","El Paso 110",0.04]
["SC_1535_A1","El Paso 110",3.39]
["SC_1479_A1","El Paso 110",2E-3]
["SC_1479_A2","El Paso 110",2E-3]
["SC_1534_A1","El Paso 110",6.37]
["SC_1315_A1","El Paso 110",0.01]
["SC_1315_A2","El Paso 110",0.01]
["SC_1377_A1","El Paso 110",0.01]
["SC_1377_A2","El Paso 110",0.01]
["SC_1317_A1","El Paso 110",0.01]
["SC_833_A1","El Paso 110",0.03]
["SC_1376_A1","El Paso 110",0.01]
["SC_1376_A2","El Paso 110",0]
["SC_2057_A1","El Paso 110",0.02]
["SC_502_A1","El Paso 110",0.01]
["SC_543_A1","El Paso 110",0.02]
["SC_658_A1","El Paso 110",0.01]
["SC_1889_A1","El Paso 110",0.02]
["SC_1889_A2","El Paso 110",0.02]
["SC_2159_A1","El Paso 110",0.01]
["SC_2159_A2","El Paso 110",0.01]
["SC_890_A1","El Paso 110",0]
["SC_890_A2","El Paso 110",0]
["SC_1012_A2","El Paso 110",1E-3]
["SC_1840_A1","El Paso 110",0.01]
["SC_1840_A2","El Paso 110",0.01]
["SC_1992_A1","El Paso 110",0.05]
["SC_1944_A1","El Paso 110",0.03]
["SC_1944_A2","El Paso 110",0]
["SC_1856_A1","El Paso 110",0.02]
["SC_1856_A2","El Paso 110",0.02]
["SC_1857_A1","El Paso 110",0.02]
["SC_1857_A2","El Paso 110",0.02]
["SC_1336_A2","El Paso 110",0.01]
["SC_1557_A1","El Paso 110",0.01]
["SC_1557_A2","El Paso 110",0]
["SC_1729_A1","El Paso 110",0.01]
["SC_2125_A1","El Paso 110",0.01]
["SC_2125_A2","El Paso 110",0.01]
["SC_735_A1","El Paso 110",1.4E-2]
["SC_735_A2","El Paso 110",5.0000000000000001E-3]
["SC_1989_A1","El Paso 110",0.04]
["SC_1989_A2","El Paso 110",0.03]
["SC_1981_A1","El Paso 110",0.04]
["SC_1981_A2","El Paso 110",0.03]
["SC_1982_A1","El Paso 110",0.04]
["SC_1982_A2","El Paso 110",0.03]
["SC_1967_A1","El Paso 110",0.04]
["SC_1967_A2","El Paso 110",0.03]
["SC_1968_A1","El Paso 110",0.04]
["SC_1968_A2","El Paso 110",0.03]
["SC_482_A2","El Paso 110",1E-3]
["SC_497_A1","El Paso 110",1.2999999999999999E-2]
["SC_407_A1","El Paso 110",5.0999999999999997E-2]
["SC_2129_A2","El Paso 110",0.01]
["SC_1877_A1","El reten 34.5",0.03]
["SC_1877_A2","El reten 34.5",0.03]
["SC_2103_A1","El reten 34.5",0.15]
["SC_599_A1","El reten 34.5",0.05]
["SC_599_A2","El reten 34.5",0]
["SC_758_A1","El reten 34.5",4.1000000000000002E-2]
["SC_758_A2","El reten 34.5",5.0000000000000001E-3]
["SC_1596_A1","El Rio 220",0]
["SC_1592_A1","El Rio 220",0]
["SC_1376_A1","El Rio 220",0]
["SC_1376_A2","El Rio 220",0.01]
["SC_2057_A1","El Rio 220",0.01]
["SC_502_A1","El Rio 220",0]
["SC_543_A1","El Rio 220",0.01]
["SC_657_A1","El Rio 220",0.03]
["SC_657_A2","El Rio 220",0.02]
["SC_658_A1","El Rio 220",0.01]
["SC_658_A2","El Rio 220",0.01]
["SC_890_A1","El Rio 220",0.02]
["SC_890_A2","El Rio 220",0.03]
["SC_1012_A1","El Rio 220",1E-3]
["SC_1012_A2","El Rio 220",0.01]
["SC_1336_A2","El Rio 220",0.02]
["SC_1556_A1","El Rio 220",0.01]
["SC_1556_A2","El Rio 220",0.01]
["SC_1557_A1","El Rio 220",0.01]
["SC_1557_A2","El Rio 220",0.01]
["SC_1729_A1","El Rio 220",0.01]
["SC_1729_A2","El Rio 220",0.01]
["SC_1366_A1","El Rio 220",0.01]
["SC_2125_A1","El Rio 220",0.01]
["SC_2125_A2","El Rio 220",0.01]
["SC_1596_A1","Flores 220",0]
["SC_1592_A1","Flores 220",0]
["SC_1376_A1","Flores 220",0.01]
["SC_1376_A2","Flores 220",0.01]
["SC_2057_A1","Flores 220",0.02]
["SC_502_A1","Flores 220",0]
["SC_543_A1","Flores 220",0.02]
["SC_657_A1","Flores 220",0.03]
["SC_657_A2","Flores 220",0.02]
["SC_658_A1","Flores 220",0.01]
["SC_658_A2","Flores 220",0.02]
["SC_890_A1","Flores 220",0.03]
["SC_890_A2","Flores 220",0.04]
["SC_1012_A1","Flores 220",0.01]
["SC_1012_A2","Flores 220",0.01]
["SC_1336_A2","Flores 220",0.02]
["SC_1556_A1","Flores 220",0.01]
["SC_1556_A2","Flores 220",0.01]
["SC_1557_A1","Flores 220",0.01]
["SC_1557_A2","Flores 220",0.01]
["SC_1729_A1","Flores 220",0.01]
["SC_1729_A2","Flores 220",0.02]
["SC_1366_A1","Flores 220",0.01]
["SC_2125_A1","Flores 220",0.01]
["SC_2125_A2","Flores 220",0.01]
["SC_1550_A1","Fonseca 13.8",0.23]
["SC_1550_A2","Fonseca 13.8",0.17]
["SC_1550_A1","Fonseca 34.5",0.09]
["SC_1550_A2","Fonseca 34.5",0.09]
["SC_497_A1","Fundacion 1 10",1.7999999999999999E-2]
["SC_407_A1","Fundacion 1 10",7.1999999999999995E-2]
["SC_2010_A1","Fundacion 1 10",0.16]
["SC_1321_A2","Fundacion 110",0]
["SC_1549_A1","Fundacion 110",0.01]
["SC_1549_A2","Fundacion 110",0.01]
["SC_507_A1","Fundacion 110",4.0000000000000001E-3]
["SC_507_A2","Fundacion 110",3.0000000000000001E-3]
["SC_1854_A1","Fundacion 110",0.2]
["SC_1854_A2","Fundacion 110",0.1]
["SC_2069_A1","Fundacion 110",0]
["SC_393_A1","Fundacion 110",7.0000000000000007E-2]
["SC_393_A2","Fundacion 110",7.0000000000000007E-2]
["SC_394_A1","Fundacion 110",0.02]
["SC_394_A2","Fundacion 110",0.02]
["SC_1827_A1","Fundacion 110",0.02]
["SC_1827_A2","Fundacion 110",0.02]
["SC_1830_A1","Fundacion 110",0.02]
["SC_1830_A2","Fundacion 110",0.02]
["SC_2005_A1","Fundacion 110",0.1]
["SC_1877_A1","Fundacion 110",0.02]
["SC_1877_A2","Fundacion 110",0.02]
["SC_1948_A1","Fundacion 110",0.16]
["SC_1824_A1","Fundacion 110",0.04]
["SC_1824_A2","Fundacion 110",0.03]
["SC_1345_A1","Fundacion 110",0.04]
["SC_1345_A2","Fundacion 110",0.04]
["SC_2010_A1","Fundacion 110",0.06]
["SC_1380_A1","Fundacion 110",-0.14000000000000001]
["SC_2077_A1","Fundacion 110",0.1]
["SC_1535_A1","Fundacion 110",2.41]
["SC_1479_A1","Fundacion 110",4.0000000000000001E-3]
["SC_1479_A2","Fundacion 110",2E-3]
["SC_1534_A1","Fundacion 110",4.54]
["SC_963_A1","Fundacion 110",0]
["SC_1211_A2","Fundacion 110",0.01]
["SC_1266_A1","Fundacion 110",0]
["SC_1266_A2","Fundacion 110",0.78]
["SC_1518_A1","Fundacion 110",0]
["SC_1518_A2","Fundacion 110",0]
["SC_2103_A1","Fundacion 110",0.21]
["SC_502_A1","Fundacion 110",0]
["SC_657_A1","Fundacion 110",0.03]
["SC_657_A2","Fundacion 110",0.78]
["SC_1012_A1","Fundacion 110",1E-3]
["SC_1012_A2","Fundacion 110",1E-3]
["SC_1315_A1","Fundacion 110",0.04]
["SC_1315_A2","Fundacion 110",0.04]
["SC_1377_A1","Fundacion 110",0.04]
["SC_1377_A2","Fundacion 110",0.04]
["SC_1317_A1","Fundacion 110",0.03]
["SC_951_A1","Fundacion 110",0.53100000000000003]
["SC_951_A2","Fundacion 110",-1.4E-2]
["SC_599_A1","Fundacion 110",0.14000000000000001]
["SC_599_A2","Fundacion 110",0.15]
["SC_543_A1","Fundacion 110",0]
["SC_890_A1","Fundacion 110",0.78]
["SC_890_A2","Fundacion 110",0.03]
["SC_1356_A1","Fundacion 110",0.01]
["SC_1356_A2","Fundacion 110",0.01]
["SC_1556_A1","Fundacion 110",0.01]
["SC_1556_A2","Fundacion 110",0]
["SC_1557_A1","Fundacion 110",0.01]
["SC_1557_A2","Fundacion 110",0]
["SC_1366_A1","Fundacion 110",0.01]
["SC_758_A1","Fundacion 110",0]
["SC_758_A2","Fundacion 110",0]
["SC_1272_A1","Fundacion 110",7.0000000000000007E-2]
["SC_1272_A2","Fundacion 110",7.0000000000000007E-2]
["SC_1982_A1","Fundacion 110",0.01]
["SC_1982_A2","Fundacion 110",0.01]
["SC_1967_A1","Fundacion 110",0.01]
["SC_1967_A2","Fundacion 110",0.01]
["SC_1968_A1","Fundacion 110",0.01]
["SC_1968_A2","Fundacion 110",0.01]
["SC_497_A1","Fundacion 2 10",3.3000000000000002E-2]
["SC_407_A1","Fundacion 2 10",0.13200000000000001]
["SC_2010_A1","Fundacion 2 10",0.28000000000000003]
["SC_758_A1","FUNDACION 2 13.8 kV",0.25]
["SC_758_A2","FUNDACION 2 13.8 kV",3.6999999999999998E-2]
["SC_599_A1","FUNDACION 2 13.8 kV",0.05]
["SC_599_A2","FUNDACION 2 13.8 kV",1.22]
["SC_1877_A1","FUNDACION 2 34.5 kV",0.08]
["SC_1877_A2","FUNDACION 2 34.5 kV",0.08]
["SC_2103_A1","FUNDACION 2 34.5 kV",0.56000000000000005]
["SC_599_A1","FUNDACION 2 34.5 kV",0.49]
["SC_599_A2","FUNDACION 2 34.5 kV",0.01]
["SC_758_A1","FUNDACION 2 34.5 kV",0.31]
["SC_758_A2","FUNDACION 2 34.5 kV",3.5000000000000003E-2]
["SC_2069_A1","FUNDACION 2 34.5 kV",0]
["SC_1315_A1","FUNDACION 2 34.5 kV",0.02]
["SC_1315_A2","FUNDACION 2 34.5 kV",0.02]
["SC_1377_A1","FUNDACION 2 34.5 kV",0.02]
["SC_1377_A2","FUNDACION 2 34.5 kV",0.02]
["SC_2005_A1","FUNDACION 2 34.5 kV",0.28000000000000003]
["SC_2010_A1","FUNDACION 2 34.5 kV",0.17]
["SC_2077_A1","FUNDACION 2 34.5 kV",0.28000000000000003]
["SC_1272_A1","FUNDACION 2 34.5 kV",0.24]
["SC_1272_A2","FUNDACION 2 34.5 kV",0.24]
["SC_42_A1","Fundacion 220",0.1]
["SC_72_A1","Fundacion 220",0.1]
["SC_1707_A1","Fundacion 220",0.1]
["SC_825_A1","Fundacion 220",0.22]
["SC_825_A2","Fundacion 220",0.32]
["SC_1321_A2","Fundacion 220",0]
["SC_822_A1","Fundacion 220",0.1]
["SC_1549_A1","Fundacion 220",0.01]
["SC_1549_A2","Fundacion 220",0.01]
["SC_1550_A1","Fundacion 220",0.01]
["SC_1550_A2","Fundacion 220",0.01]
["SC_507_A1","Fundacion 220",9.7000000000000003E-2]
["SC_507_A2","Fundacion 220",4.4999999999999998E-2]
["SC_1854_A1","Fundacion 220",0.4]
["SC_1854_A2","Fundacion 220",0.2]
["SC_2069_A1","Fundacion 220",0]
["SC_393_A1","Fundacion 220",0.17]
["SC_393_A2","Fundacion 220",0.15]
["SC_394_A1","Fundacion 220",0.03]
["SC_394_A2","Fundacion 220",0.03]
["SC_878_A1","Fundacion 220",0.04]
["SC_921_A1","Fundacion 220",1.95E-2]
["SC_1827_A1","Fundacion 220",0.03]
["SC_1827_A2","Fundacion 220",0.03]
["SC_1830_A1","Fundacion 220",0.03]
["SC_1830_A2","Fundacion 220",0.03]
["SC_1876_A1","Fundacion 220",0.23]
["SC_1876_A2","Fundacion 220",0.23]
["SC_2005_A1","Fundacion 220",0.04]
["SC_1877_A1","Fundacion 220",0.01]
["SC_1877_A2","Fundacion 220",0.01]
["SC_1948_A1","Fundacion 220",0.18]
["SC_1824_A1","Fundacion 220",0.08]
["SC_1824_A2","Fundacion 220",0.06]
["SC_1345_A1","Fundacion 220",0.08]
["SC_1345_A2","Fundacion 220",0.08]
["SC_2010_A1","Fundacion 220",0.02]
["SC_1380_A1","Fundacion 220",-0.15]
["SC_2077_A1","Fundacion 220",0.04]
["SC_1535_A1","Fundacion 220",5.14]
["SC_1479_A1","Fundacion 220",0.01]
["SC_1479_A2","Fundacion 220",5.0000000000000001E-3]
["SC_1534_A1","Fundacion 220",9.66]
["SC_1710_A2","Fundacion 220",0.09]
["SC_1699_A1","Fundacion 220",0.29699999999999999]
["SC_1699_A2","Fundacion 220",0.38800000000000001]
["SC_1779_A1","Fundacion 220",1E-3]
["SC_1779_A2","Fundacion 220",1E-3]
["SC_1077_A1","Fundacion 220",0.1]
["SC_1077_A2","Fundacion 220",0.08]
["SC_1135_A2","Fundacion 220",0.19]
["SC_1264_A1","Fundacion 220",0.05]
["SC_1264_A2","Fundacion 220",-0.06]
["SC_1266_A1","Fundacion 220",0.39]
["SC_1266_A2","Fundacion 220",0.25]
["SC_1512_A1","Fundacion 220",0.04]
["SC_1512_A2","Fundacion 220",0.03]
["SC_1518_A1","Fundacion 220",0.03]
["SC_1518_A2","Fundacion 220",0.06]
["SC_2103_A1","Fundacion 220",0.08]
["SC_2275_A1","Fundacion 220",0.86]
["SC_502_A1","Fundacion 220",0.01]
["SC_623_A1","Fundacion 220",0.02]
["SC_657_A1","Fundacion 220",0.39]
["SC_657_A2","Fundacion 220",0.25]
["SC_658_A1","Fundacion 220",0.02]
["SC_658_A2","Fundacion 220",0.04]
["SC_1729_A1","Fundacion 220",0.02]
["SC_1729_A2","Fundacion 220",0.04]
["SC_1315_A1","Fundacion 220",0.09]
["SC_1315_A2","Fundacion 220",0.09]
["SC_1377_A1","Fundacion 220",0.09]
["SC_1377_A2","Fundacion 220",0.09]
["SC_1317_A1","Fundacion 220",0.11]
["SC_951_A1","Fundacion 220",0.19600000000000001]
["SC_951_A2","Fundacion 220",1.012]
["SC_1596_A1","Fundacion 220",0.01]
["SC_1592_A1","Fundacion 220",0.01]
["SC_599_A1","Fundacion 220",0.05]
["SC_599_A2","Fundacion 220",0.05]
["SC_833_A1","Fundacion 220",0.08]
["SC_1376_A1","Fundacion 220",0.01]
["SC_1376_A2","Fundacion 220",0.02]
["SC_2057_A1","Fundacion 220",0.04]
["SC_543_A1","Fundacion 220",0.04]
["SC_1811_A1","Fundacion 220",0.01]
["SC_1811_A2","Fundacion 220",0.01]
["SC_890_A1","Fundacion 220",0.26]
["SC_890_A2","Fundacion 220",0.39]
["SC_1012_A1","Fundacion 220",0.03]
["SC_1012_A2","Fundacion 220",0.04]
["SC_2260_A1","Fundacion 220",1.07]
["SC_2261_A1","Fundacion 220",1.07]
["SC_1944_A1","Fundacion 220",0.05]
["SC_1944_A2","Fundacion 220",0.06]
["SC_1856_A1","Fundacion 220",0]
["SC_1856_A2","Fundacion 220",0]
["SC_1857_A1","Fundacion 220",0]
["SC_1857_A2","Fundacion 220",0]
["SC_1336_A1","Fundacion 220",0.03]
["SC_1336_A2","Fundacion 220",0.05]
["SC_1347_A1","Fundacion 220",0.02]
["SC_1347_A2","Fundacion 220",0.02]
["SC_1356_A1","Fundacion 220",0.02]
["SC_1356_A2","Fundacion 220",0.03]
["SC_2020_A1","Fundacion 220",0.01]
["SC_2020_A2","Fundacion 220",0.01]
["SC_2021_A1","Fundacion 220",0.01]
["SC_2021_A2","Fundacion 220",0.01]
["SC_1556_A1","Fundacion 220",7.0000000000000007E-2]
["SC_1556_A2","Fundacion 220",0.02]
["SC_1557_A1","Fundacion 220",0.08]
["SC_1557_A2","Fundacion 220",0.02]
["SC_1366_A1","Fundacion 220",7.0000000000000007E-2]
["SC_2125_A1","Fundacion 220",0.05]
["SC_2125_A2","Fundacion 220",0.04]
["SC_1978_A1","Fundacion 220",0.22]
["SC_1978_A2","Fundacion 220",0.17]
["SC_807_A2","Fundacion 220",0.1]
["SC_758_A1","Fundacion 220",0]
["SC_758_A2","Fundacion 220",0]
["SC_230_A1","Fundacion 220",0.18]
["SC_1223_A1","Fundacion 220",0.12]
["SC_1272_A1","Fundacion 220",0.03]
["SC_1272_A2","Fundacion 220",0.03]
["SC_1718_A1","Fundacion 220",0.04]
["SC_1728_A1","Fundacion 220",0.1]
["SC_1989_A1","Fundacion 220",0.03]
["SC_1989_A2","Fundacion 220",0.03]
["SC_1981_A1","Fundacion 220",0.03]
["SC_1981_A2","Fundacion 220",0.03]
["SC_1982_A1","Fundacion 220",0.03]
["SC_1982_A2","Fundacion 220",0.03]
["SC_1967_A1","Fundacion 220",0.03]
["SC_1967_A2","Fundacion 220",0.03]
["SC_1968_A1","Fundacion 220",0.03]
["SC_1968_A2","Fundacion 220",0.03]
["SC_825_A1","Gaira 110",0.1]
["SC_825_A2","Gaira 110",0.02]
["SC_1321_A2","Gaira 110",0]
["SC_482_A1","Gaira 110",4.0000000000000001E-3]
["SC_1549_A1","Gaira 110",0.02]
["SC_1549_A2","Gaira 110",0.02]
["SC_482_A2","Gaira 110",6.0000000000000001E-3]
["SC_497_A1","Gaira 110",4.0000000000000001E-3]
["SC_1752_A1","Gaira 110",0.12]
["SC_1752_A2","Gaira 110",2.5000000000000001E-2]
["SC_393_A1","Gaira 110",0.08]
["SC_393_A2","Gaira 110",0.08]
["SC_394_A1","Gaira 110",0.01]
["SC_394_A2","Gaira 110",0.01]
["SC_407_A1","Gaira 110",1.7000000000000001E-2]
["SC_944_A1","Gaira 110",3.49E-2]
["SC_963_A1","Gaira 110",0]
["SC_1827_A1","Gaira 110",0.02]
["SC_1827_A2","Gaira 110",0.02]
["SC_1830_A1","Gaira 110",0.02]
["SC_1830_A2","Gaira 110",0.02]
["SC_1211_A2","Gaira 110",0.01]
["SC_1948_A1","Gaira 110",0.08]
["SC_1824_A1","Gaira 110",0.03]
["SC_1824_A2","Gaira 110",0.03]
["SC_1345_A1","Gaira 110",0.05]
["SC_1345_A2","Gaira 110",0.05]
["SC_1512_A1","Gaira 110",0.01]
["SC_1512_A2","Gaira 110",0]
["SC_2010_A1","Gaira 110",0.01]
["SC_1380_A1","Gaira 110",-0.17]
["SC_2077_A1","Gaira 110",0.02]
["SC_1535_A1","Gaira 110",2.92]
["SC_1479_A1","Gaira 110",4.0000000000000001E-3]
["SC_1479_A2","Gaira 110",2E-3]
["SC_1534_A1","Gaira 110",5.49]
["SC_1315_A1","Gaira 110",0.1]
["SC_1315_A2","Gaira 110",0.1]
["SC_1377_A1","Gaira 110",0.1]
["SC_1377_A2","Gaira 110",0.1]
["SC_1317_A1","Gaira 110",0.08]
["SC_951_A1","Gaira 110",-1.2999999999999999E-2]
["SC_951_A2","Gaira 110",-1.6E-2]
["SC_599_A1","Gaira 110",0.01]
["SC_599_A2","Gaira 110",0.01]
["SC_502_A1","Gaira 110",0]
["SC_543_A1","Gaira 110",0]
["SC_623_A1","Gaira 110",0.01]
["SC_657_A1","Gaira 110",0.02]
["SC_657_A2","Gaira 110",0.04]
["SC_890_A1","Gaira 110",0.04]
["SC_890_A2","Gaira 110",0.02]
["SC_1012_A1","Gaira 110",1E-3]
["SC_1012_A2","Gaira 110",1E-3]
["SC_1347_A1","Gaira 110",0.01]
["SC_1356_A1","Gaira 110",0.02]
["SC_1356_A2","Gaira 110",0.03]
["SC_1557_A1","Gaira 110",0.01]
["SC_1557_A2","Gaira 110",0]
["SC_807_A2","Gaira 110",7.0000000000000007E-2]
["SC_758_A1","Gaira 110",5.0000000000000001E-3]
["SC_758_A2","Gaira 110",2.1000000000000001E-2]
["SC_1989_A1","Gaira 110",0.01]
["SC_1989_A2","Gaira 110",0.01]
["SC_1981_A1","Gaira 110",0.01]
["SC_1981_A2","Gaira 110",0.01]
["SC_1982_A1","Gaira 110",0.01]
["SC_1982_A2","Gaira 110",0.01]
["SC_1967_A1","Gaira 110",0.01]
["SC_1967_A2","Gaira 110",0.01]
["SC_1968_A1","Gaira 110",0.01]
["SC_1968_A2","Gaira 110",0.01]
["SC_1877_A1","Guacamayal 13.8",0.15]
["SC_1877_A2","Guacamayal 13.8",0.22]
["SC_758_A1","Guacamayal 13.8",0.04]
["SC_758_A2","Guacamayal 13.8",5.0000000000000001E-3]
["SC_1272_A1","Guacamayal 13.8",0.44]
["SC_1272_A2","Guacamayal 13.8",0.6]
["SC_1877_A1","Guacamayal 34.5",0.09]
["SC_1877_A2","Guacamayal 34.5",0.08]
["SC_2103_A1","Guacamayal 34.5",0.15]
["SC_599_A1","Guacamayal 34.5",0.03]
["SC_599_A2","Guacamayal 34.5",0]
["SC_1272_A1","Guacamayal 34.5",0.18]
["SC_1272_A2","Guacamayal 34.5",0.18]
["SC_1211_A2","Guajira 13.8",0.01]
["SC_42_A1","Guajira 220",0.03]
["SC_72_A1","Guajira 220",0.03]
["SC_1707_A1","Guajira 220",0.03]
["SC_825_A1","Guajira 220",0.06]
["SC_825_A2","Guajira 220",0.01]
["SC_1321_A2","Guajira 220",0]
["SC_822_A1","Guajira 220",0.03]
["SC_507_A1","Guajira 220",3.0000000000000001E-3]
["SC_507_A2","Guajira 220",3.0000000000000001E-3]
["SC_1854_A1","Guajira 220",0.1]
["SC_1854_A2","Guajira 220",0.1]
["SC_821_A1","Guajira 220",0]
["SC_821_A2","Guajira 220",0]
["SC_1699_A1","Guajira 220",0.23899999999999999]
["SC_1699_A2","Guajira 220",0.52100000000000002]
["SC_2069_A1","Guajira 220",0]
["SC_1752_A1","Guajira 220",6.7000000000000004E-2]
["SC_1752_A2","Guajira 220",1.7999999999999999E-2]
["SC_393_A1","Guajira 220",0.08]
["SC_393_A2","Guajira 220",0.08]
["SC_394_A1","Guajira 220",0.04]
["SC_394_A2","Guajira 220",0.04]
["SC_1788_A1","Guajira 220",0]
["SC_963_A1","Guajira 220",0]
["SC_984_A1","Guajira 220",0.09]
["SC_1827_A1","Guajira 220",0.02]
["SC_1827_A2","Guajira 220",0.02]
["SC_1830_A1","Guajira 220",0.02]
["SC_1830_A2","Guajira 220",0.02]
["SC_1077_A1","Guajira 220",0.12]
["SC_1077_A2","Guajira 220",0.06]
["SC_1876_A1","Guajira 220",0.18]
["SC_1876_A2","Guajira 220",0.18]
["SC_1211_A2","Guajira 220",0.01]
["SC_1948_A1","Guajira 220",0.1]
["SC_1824_A1","Guajira 220",0.04]
["SC_1824_A2","Guajira 220",0.03]
["SC_1345_A1","Guajira 220",0.06]
["SC_1345_A2","Guajira 220",0.06]
["SC_1512_A1","Guajira 220",0.09]
["SC_1512_A2","Guajira 220",0.01]
["SC_1518_A1","Guajira 220",0.01]
["SC_1518_A2","Guajira 220",0.01]
["SC_1380_A1","Guajira 220",-0.15]
["SC_1421_A2","Guajira 220",-0.01]
["SC_1535_A1","Guajira 220",3.89]
["SC_1479_A1","Guajira 220",3.0000000000000001E-3]
["SC_1479_A2","Guajira 220",2E-3]
["SC_1534_A1","Guajira 220",7.32]
["SC_1596_A1","Guajira 220",0]
["SC_599_A1","Guajira 220",0.01]
["SC_599_A2","Guajira 220",0.01]
["SC_1376_A1","Guajira 220",0]
["SC_1376_A2","Guajira 220",0]
["SC_2057_A1","Guajira 220",0.01]
["SC_502_A1","Guajira 220",0.01]
["SC_543_A1","Guajira 220",0.01]
["SC_623_A1","Guajira 220",0.06]
["SC_657_A1","Guajira 220",0.02]
["SC_657_A2","Guajira 220",0.02]
["SC_944_A1","Guajira 220",2.2100000000000002E-2]
["SC_1811_A1","Guajira 220",0]
["SC_1811_A2","Guajira 220",0.01]
["SC_890_A1","Guajira 220",0.02]
["SC_890_A2","Guajira 220",0.02]
["SC_1012_A1","Guajira 220",0.02]
["SC_1012_A2","Guajira 220",0.01]
["SC_2260_A1","Guajira 220",0.04]
["SC_2261_A1","Guajira 220",0.04]
["SC_1336_A2","Guajira 220",0.01]
["SC_1347_A1","Guajira 220",0.05]
["SC_1347_A2","Guajira 220",0.04]
["SC_1356_A1","Guajira 220",0.01]
["SC_1356_A2","Guajira 220",0.01]
["SC_1556_A1","Guajira 220",0.01]
["SC_1556_A2","Guajira 220",0]
["SC_1557_A1","Guajira 220",0.01]
["SC_1557_A2","Guajira 220",0]
["SC_1729_A2","Guajira 220",0.01]
["SC_1366_A1","Guajira 220",0.01]
["SC_2125_A1","Guajira 220",0.01]
["SC_2125_A2","Guajira 220",0.01]
["SC_1978_A1","Guajira 220",0.13]
["SC_1978_A2","Guajira 220",0.13]
["SC_846_A1","Guajira 220",0.02]
["SC_807_A2","Guajira 220",0.17]
["SC_758_A1","Guajira 220",3.0000000000000001E-3]
["SC_758_A2","Guajira 220",8.9999999999999993E-3]
["SC_230_A1","Guajira 220",0.14000000000000001]
["SC_1223_A1","Guajira 220",0.11]
["SC_1272_A1","Guajira 220",0.01]
["SC_1272_A2","Guajira 220",0.01]
["SC_1718_A1","Guajira 220",0.03]
["SC_1728_A1","Guajira 220",0.08]
["SC_1989_A1","Guajira 220",0.02]
["SC_1989_A2","Guajira 220",0.02]
["SC_1981_A1","Guajira 220",0.02]
["SC_1981_A2","Guajira 220",0.02]
["SC_1982_A1","Guajira 220",0.02]
["SC_1982_A2","Guajira 220",0.02]
["SC_1967_A1","Guajira 220",0.02]
["SC_1967_A2","Guajira 220",0.02]
["SC_1968_A1","Guajira 220",0.02]
["SC_1968_A2","Guajira 220",0.02]
["SC_482_A1","Guatapuri 110",2E-3]
["SC_1550_A1","Guatapuri 110",0.01]
["SC_1550_A2","Guatapuri 110",0.01]
["SC_984_A1","Guatapuri 110",1.21]
["SC_482_A2","Guatapuri 110",2E-3]
["SC_497_A1","Guatapuri 110",4.0000000000000001E-3]
["SC_393_A1","Guatapuri 110",7.0000000000000007E-2]
["SC_393_A2","Guatapuri 110",7.0000000000000007E-2]
["SC_394_A1","Guatapuri 110",0.01]
["SC_394_A2","Guatapuri 110",0.01]
["SC_407_A1","Guatapuri 110",1.6E-2]
["SC_768_A1","Guatapuri 110",0.08]
["SC_768_A2","Guatapuri 110",0.17]
["SC_1788_A1","Guatapuri 110",0]
["SC_628_A1","Guatapuri 110",0.02]
["SC_628_A2","Guatapuri 110",0.01]
["SC_963_A1","Guatapuri 110",0]
["SC_1827_A1","Guatapuri 110",0.12]
["SC_1827_A2","Guatapuri 110",7.0000000000000007E-2]
["SC_1830_A1","Guatapuri 110",0.12]
["SC_1830_A2","Guatapuri 110",7.0000000000000007E-2]
["SC_1244_A1","Guatapuri 110",0.06]
["SC_1293_A1","Guatapuri 110",0.26]
["SC_1306_A1","Guatapuri 110",0.26]
["SC_1306_A2","Guatapuri 110",0.33]
["SC_1948_A1","Guatapuri 110",0.41]
["SC_1824_A1","Guatapuri 110",0.14000000000000001]
["SC_1824_A2","Guatapuri 110",7.0000000000000007E-2]
["SC_1512_A1","Guatapuri 110",0.01]
["SC_1512_A2","Guatapuri 110",0]
["SC_1380_A1","Guatapuri 110",-0.15]
["SC_2086_A1","Guatapuri 110",0.11]
["SC_1421_A1","Guatapuri 110",-0.02]
["SC_1421_A2","Guatapuri 110",0.2]
["SC_1535_A1","Guatapuri 110",2.7]
["SC_1479_A1","Guatapuri 110",1E-3]
["SC_1479_A2","Guatapuri 110",2E-3]
["SC_1534_A1","Guatapuri 110",5.09]
["SC_1315_A1","Guatapuri 110",0.01]
["SC_1315_A2","Guatapuri 110",0.01]
["SC_1377_A1","Guatapuri 110",0.01]
["SC_1377_A2","Guatapuri 110",0.01]
["SC_1317_A1","Guatapuri 110",0.01]
["SC_833_A1","Guatapuri 110",0.02]
["SC_1992_A1","Guatapuri 110",0.02]
["SC_1944_A1","Guatapuri 110",0]
["SC_1944_A2","Guatapuri 110",0]
["SC_1856_A1","Guatapuri 110",0.28999999999999998]
["SC_1856_A2","Guatapuri 110",0.02]
["SC_1857_A1","Guatapuri 110",0.02]
["SC_1857_A2","Guatapuri 110",0.02]
["SC_2020_A1","Guatapuri 110",0.02]
["SC_2020_A2","Guatapuri 110",0.02]
["SC_2021_A1","Guatapuri 110",0.02]
["SC_2021_A2","Guatapuri 110",0.02]
["SC_2159_A1","Guatapuri 110",0.01]
["SC_2159_A2","Guatapuri 110",0.01]
["SC_1982_A1","Guatapuri 110",0.1]
["SC_1982_A2","Guatapuri 110",7.0000000000000007E-2]
["SC_1967_A1","Guatapuri 110",0.1]
["SC_1967_A2","Guatapuri 110",7.0000000000000007E-2]
["SC_1968_A1","Guatapuri 110",0.1]
["SC_1968_A2","Guatapuri 110",7.0000000000000007E-2]
["SC_846_A1","Guatapuri 110",0.01]
["SC_1293_A2","Guatapuri 110",0.43]
["SC_1232_A1","Guatapuri 110",0.01]
["SC_1232_A2","Guatapuri 110",0.02]
["SC_1321_A2","Guatapuri 34.5",0.1]
["SC_1765_A1","Guatapuri 34.5",0]
["SC_1765_A2","Guatapuri 34.5",0]
["SC_768_A1","Guatapuri 34.5",0.01]
["SC_768_A2","Guatapuri 34.5",0.01]
["SC_1211_A2","Guatapuri 34.5",0.01]
["SC_735_A1","Guatapuri 34.5",8.5000000000000006E-2]
["SC_735_A2","Guatapuri 34.5",0.16700000000000001]
["SC_1982_A1","Guatapuri 34.5",0.14000000000000001]
["SC_1982_A2","Guatapuri 34.5",0.25]
["SC_1967_A1","Guatapuri 34.5",0.14000000000000001]
["SC_1967_A2","Guatapuri 34.5",0.25]
["SC_1968_A1","Guatapuri 34.5",0.14000000000000001]
["SC_1968_A2","Guatapuri 34.5",0.25]
["SC_825_A1","Jepirachi 115",0]
["SC_825_A2","Jepirachi 115",0]
["SC_1321_A2","Jepirachi 115",0]
["SC_482_A1","Jepirachi 115",0]
["SC_1512_A1","Jepirachi 115",0]
["SC_1512_A2","Jepirachi 115",0]
["SC_1811_A1","Jepirachi 115",0]
["SC_1811_A2","Jepirachi 115",0]
["SC_846_A1","Jepirachi 115",0.01]
["SC_1982_A1","Jepirachi 115",0]
["SC_1982_A2","Jepirachi 115",0]
["SC_1967_A1","Jepirachi 115",0]
["SC_1967_A2","Jepirachi 115",0]
["SC_1968_A1","Jepirachi 115",0]
["SC_1968_A2","Jepirachi 115",0]
["SC_482_A2","Jepirachi 115",0]
["SC_497_A1","Jepirachi 115",1E-3]
["SC_1752_A1","Jepirachi 115",1E-3]
["SC_1752_A2","Jepirachi 115",1E-3]
["SC_393_A1","Jepirachi 115",0.02]
["SC_393_A2","Jepirachi 115",0.02]
["SC_394_A1","Jepirachi 115",0.02]
["SC_394_A2","Jepirachi 115",0.02]
["SC_407_A1","Jepirachi 115",4.0000000000000001E-3]
["SC_963_A1","Jepirachi 115",0]
["SC_1827_A1","Jepirachi 115",0.01]
["SC_1827_A2","Jepirachi 115",0.01]
["SC_1830_A1","Jepirachi 115",0.01]
["SC_1830_A2","Jepirachi 115",0.01]
["SC_1948_A1","Jepirachi 115",0.03]
["SC_1824_A1","Jepirachi 115",0.01]
["SC_1824_A2","Jepirachi 115",0.01]
["SC_1380_A1","Jepirachi 115",-7.0000000000000007E-2]
["SC_1535_A1","Jepirachi 115",1.23]
["SC_1534_A1","Jepirachi 115",2.31]
["SC_502_A1","Jepirachi 115",0]
["SC_543_A1","Jepirachi 115",0]
["SC_890_A1","Jepirachi 115",0]
["SC_890_A2","Jepirachi 115",0]
["SC_1347_A2","Jepirachi 115",0.02]
["SC_1948_A1","Jouktai 110",0.04]
["SC_1824_A1","Jouktai 110",0.01]
["SC_1824_A2","Jouktai 110",0.01]
["SC_482_A1","La Cuna 110",2E-3]
["SC_482_A2","La Cuna 110",2E-3]
["SC_497_A1","La Cuna 110",0.01]
["SC_393_A1","La Cuna 110",0.06]
["SC_393_A2","La Cuna 110",0.15]
["SC_394_A1","La Cuna 110",0.01]
["SC_394_A2","La Cuna 110",0.01]
["SC_407_A1","La Cuna 110",0.04]
["SC_878_A1","La Cuna 110",0.04]
["SC_921_A1","La Cuna 110",2.1999999999999999E-2]
["SC_1827_A1","La Cuna 110",0.02]
["SC_1827_A2","La Cuna 110",0.01]
["SC_1830_A1","La Cuna 110",0.02]
["SC_1830_A2","La Cuna 110",0.01]
["SC_1948_A1","La Cuna 110",0.1]
["SC_1824_A1","La Cuna 110",0.08]
["SC_1824_A2","La Cuna 110",0.12]
["SC_1380_A1","La Cuna 110",-0.09]
["SC_1535_A1","La Cuna 110",2.61]
["SC_1534_A1","La Cuna 110",4.92]
["SC_2159_A1","LA JAGUA 1 13.8 kV",0.26]
["SC_2159_A2","LA JAGUA 1 13.8 kV",0.35]
["SC_825_A1","La Jagua 110",0]
["SC_825_A2","La Jagua 110",0]
["SC_1321_A2","La Jagua 110",0]
["SC_1765_A1","La Jagua 110",0.21]
["SC_1765_A2","La Jagua 110",0.01]
["SC_482_A1","La Jagua 110",1E-3]
["SC_482_A2","La Jagua 110",1E-3]
["SC_497_A1","La Jagua 110",4.0000000000000001E-3]
["SC_821_A1","La Jagua 110",0.01]
["SC_821_A2","La Jagua 110",0.01]
["SC_2070_A1","La Jagua 110",0]
["SC_2070_A2","La Jagua 110",0]
["SC_2066_A1","La Jagua 110",0.09]
["SC_2066_A2","La Jagua 110",7.0000000000000007E-2]
["SC_1752_A1","La Jagua 110",1E-3]
["SC_1752_A2","La Jagua 110",1E-3]
["SC_407_A1","La Jagua 110",1.6E-2]
["SC_1779_A1","La Jagua 110",0]
["SC_1779_A2","La Jagua 110",0]
["SC_1783_A1","La Jagua 110",0]
["SC_1783_A2","La Jagua 110",0]
["SC_768_A1","La Jagua 110",0]
["SC_768_A2","La Jagua 110",0]
["SC_1788_A1","La Jagua 110",0]
["SC_963_A1","La Jagua 110",0]
["SC_984_A1","La Jagua 110",0.04]
["SC_1232_A1","La Jagua 110",0.01]
["SC_1232_A2","La Jagua 110",0.01]
["SC_1293_A1","La Jagua 110",7.0000000000000007E-2]
["SC_1306_A1","La Jagua 110",7.0000000000000007E-2]
["SC_1306_A2","La Jagua 110",0.43]
["SC_1948_A1","La Jagua 110",0.19]
["SC_1824_A1","La Jagua 110",1.1100000000000001]
["SC_1824_A2","La Jagua 110",2.5499999999999998]
["SC_1512_A1","La Jagua 110",0]
["SC_1512_A2","La Jagua 110",0]
["SC_1479_A1","La Jagua 110",1E-3]
["SC_1479_A2","La Jagua 110",1E-3]
["SC_1315_A1","La Jagua 110",0.01]
["SC_1315_A2","La Jagua 110",0.01]
["SC_1377_A1","La Jagua 110",0.01]
["SC_1377_A2","La Jagua 110",0.01]
["SC_833_A1","La Jagua 110",0.01]
["SC_2057_A1","La Jagua 110",0.01]
["SC_502_A1","La Jagua 110",0.1]
["SC_543_A1","La Jagua 110",0.01]
["SC_1889_A2","La Jagua 110",0.01]
["SC_2159_A1","La Jagua 110",0.15]
["SC_2159_A2","La Jagua 110",0.16]
["SC_890_A1","La Jagua 110",0]
["SC_890_A2","La Jagua 110",0]
["SC_1012_A1","La Jagua 110",1E-3]
["SC_1012_A2","La Jagua 110",0.01]
["SC_1992_A1","La Jagua 110",0.04]
["SC_1944_A1","La Jagua 110",0.01]
["SC_1944_A2","La Jagua 110",0.01]
["SC_1856_A1","La Jagua 110",0.12]
["SC_1856_A2","La Jagua 110",0.14000000000000001]
["SC_1857_A1","La Jagua 110",0.14000000000000001]
["SC_1857_A2","La Jagua 110",0.14000000000000001]
["SC_2021_A1","La Jagua 110",0]
["SC_2021_A2","La Jagua 110",0]
["SC_2125_A1","La Jagua 110",0.01]
["SC_2125_A2","La Jagua 110",0.02]
["SC_735_A1","La Jagua 110",9.9000000000000005E-2]
["SC_735_A2","La Jagua 110",1.2999999999999999E-2]
["SC_1989_A1","La Jagua 110",0.04]
["SC_1989_A2","La Jagua 110",0.03]
["SC_1981_A1","La Jagua 110",0.04]
["SC_1981_A2","La Jagua 110",0.03]
["SC_1982_A1","La Jagua 110",0.04]
["SC_1982_A2","La Jagua 110",0.03]
["SC_1967_A1","La Jagua 110",0.04]
["SC_1967_A2","La Jagua 110",0.03]
["SC_1968_A1","La Jagua 110",0.04]
["SC_1968_A2","La Jagua 110",0.03]
["SC_1262_A1","La Jagua 110",-0.01]
["SC_1262_A2","La Jagua 110",-0.17]
["SC_1293_A2","La Jagua 110",0.08]
["SC_2130_A1","La Jagua 110",0]
["SC_2130_A2","La Jagua 110",-0.05]
["SC_2129_A2","La Jagua 110",7.0000000000000007E-2]
["SC_2159_A1","La jagua 34.5",0.5]
["SC_2159_A2","La jagua 34.5",0.11]
["SC_2129_A2","La jagua 34.5",0.23]
["SC_482_A1","La Loma 1 13.8",7.0000000000000001E-3]
["SC_497_A1","La Loma 1 13.8",3.6999999999999998E-2]
["SC_482_A2","La Loma 1 13.8",7.0000000000000001E-3]
["SC_407_A1","La Loma 1 13.8",0.14699999999999999]
["SC_2070_A1","La Loma 1 13.8",0.8]
["SC_2070_A2","La Loma 1 13.8",1]
["SC_1783_A1","La Loma 1 13.8",0.3]
["SC_1783_A2","La Loma 1 13.8",0]
["SC_1889_A1","La Loma 1 13.8",0.08]
["SC_1889_A2","La Loma 1 13.8",1.22]
["SC_1840_A1","La Loma 1 13.8",0.61]
["SC_1840_A2","La Loma 1 13.8",0.4]
["SC_825_A1","La Loma 110",0.01]
["SC_825_A2","La Loma 110",0.01]
["SC_1321_A2","La Loma 110",0]
["SC_1765_A1","La Loma 110",0.03]
["SC_1765_A2","La Loma 110",0.01]
["SC_482_A1","La Loma 110",3.0000000000000001E-3]
["SC_482_A2","La Loma 110",3.0000000000000001E-3]
["SC_497_A1","La Loma 110",1.4E-2]
["SC_507_A1","La Loma 110",1.6E-2]
["SC_507_A2","La Loma 110",4.4999999999999998E-2]
["SC_1854_A1","La Loma 110",0.2]
["SC_1854_A2","La Loma 110",0.3]
["SC_821_A1","La Loma 110",0.18]
["SC_821_A2","La Loma 110",0.13]
["SC_1699_A1","La Loma 110",0.46700000000000003]
["SC_1699_A2","La Loma 110",0.433]
["SC_1313_A1","La Loma 110",0]
["SC_1312_A1","La Loma 110",0]
["SC_1311_A1","La Loma 110",0]
["SC_2070_A1","La Loma 110",0.2]
["SC_2070_A2","La Loma 110",0.1]
["SC_2069_A1","La Loma 110",0]
["SC_2066_A1","La Loma 110",0.48]
["SC_2066_A2","La Loma 110",0.41]
["SC_2056_A1","La Loma 110",0.13]
["SC_1752_A1","La Loma 110",1.0999999999999999E-2]
["SC_1752_A2","La Loma 110",1.0999999999999999E-2]
["SC_393_A1","La Loma 110",0.14000000000000001]
["SC_393_A2","La Loma 110",0.22]
["SC_394_A1","La Loma 110",0.02]
["SC_394_A2","La Loma 110",0.02]
["SC_407_A1","La Loma 110",5.6000000000000001E-2]
["SC_1779_A1","La Loma 110",1.7999999999999999E-2]
["SC_1779_A2","La Loma 110",1.9E-2]
["SC_1783_A1","La Loma 110",0.1]
["SC_1783_A2","La Loma 110",0]
["SC_768_A1","La Loma 110",0]
["SC_768_A2","La Loma 110",0]
["SC_1788_A1","La Loma 110",0.01]
["SC_628_A1","La Loma 110",0.01]
["SC_628_A2","La Loma 110",0.01]
["SC_878_A1","La Loma 110",7.0000000000000007E-2]
["SC_921_A1","La Loma 110",3.5400000000000001E-2]
["SC_963_A1","La Loma 110",0]
["SC_984_A1","La Loma 110",0.1]
["SC_1827_A1","La Loma 110",0.04]
["SC_1827_A2","La Loma 110",0.04]
["SC_1830_A1","La Loma 110",0.04]
["SC_1830_A2","La Loma 110",0.04]
["SC_1211_A1","La Loma 110",0.03]
["SC_1211_A2","La Loma 110",0.02]
["SC_1232_A1","La Loma 110",0.01]
["SC_1232_A2","La Loma 110",0.01]
["SC_1293_A1","La Loma 110",0.18]
["SC_1293_A2","La Loma 110",0.18]
["SC_1306_A1","La Loma 110",0.18]
["SC_1306_A2","La Loma 110",0.14000000000000001]
["SC_1948_A1","La Loma 110",0.24]
["SC_1824_A1","La Loma 110",0.32]
["SC_1824_A2","La Loma 110",0.5]
["SC_1512_A1","La Loma 110",0.02]
["SC_1512_A2","La Loma 110",0.02]
["SC_1518_A1","La Loma 110",0.15]
["SC_1518_A2","La Loma 110",0.04]
["SC_1380_A1","La Loma 110",-0.16]
["SC_1535_A1","La Loma 110",6.75]
["SC_1479_A1","La Loma 110",3.0000000000000001E-3]
["SC_1479_A2","La Loma 110",4.0000000000000001E-3]
["SC_1534_A1","La Loma 110",12.7]
["SC_1315_A1","La Loma 110",0.01]
["SC_1315_A2","La Loma 110",0.01]
["SC_1377_A1","La Loma 110",0.01]
["SC_1377_A2","La Loma 110",0.01]
["SC_1317_A1","La Loma 110",0.01]
["SC_1596_A1","La Loma 110",0.02]
["SC_1592_A1","La Loma 110",0.02]
["SC_833_A1","La Loma 110",0.12]
["SC_1376_A1","La Loma 110",0.04]
["SC_1376_A2","La Loma 110",0.02]
["SC_2057_A1","La Loma 110",0.11]
["SC_502_A1","La Loma 110",7.0000000000000007E-2]
["SC_543_A1","La Loma 110",0.11]
["SC_623_A1","La Loma 110",0.01]
["SC_658_A1","La Loma 110",0.05]
["SC_658_A2","La Loma 110",0.02]
["SC_1889_A1","La Loma 110",0.14000000000000001]
["SC_1889_A2","La Loma 110",0.15]
["SC_2159_A1","La Loma 110",0.09]
["SC_2159_A2","La Loma 110",0.09]
["SC_890_A1","La Loma 110",0.01]
["SC_890_A2","La Loma 110",0.01]
["SC_1012_A1","La Loma 110",0.01]
["SC_1012_A2","La Loma 110",0.02]
["SC_1840_A1","La Loma 110",7.0000000000000007E-2]
["SC_1840_A2","La Loma 110",7.0000000000000007E-2]
["SC_1992_A1","La Loma 110",0.05]
["SC_1944_A1","La Loma 110",0]
["SC_1944_A2","La Loma 110",0]
["SC_1856_A1","La Loma 110",0.18]
["SC_1856_A2","La Loma 110",0.02]
["SC_1857_A1","La Loma 110",0.02]
["SC_1857_A2","La Loma 110",0.02]
["SC_1336_A1","La Loma 110",0.01]
["SC_1336_A2","La Loma 110",0.03]
["SC_1347_A1","La Loma 110",0.01]
["SC_1347_A2","La Loma 110",0.01]
["SC_2020_A1","La Loma 110",0.01]
["SC_2020_A2","La Loma 110",0.01]
["SC_2021_A1","La Loma 110",0.01]
["SC_2021_A2","La Loma 110",0.01]
["SC_1556_A1","La Loma 110",0.01]
["SC_1556_A2","La Loma 110",0.01]
["SC_1557_A1","La Loma 110",0.02]
["SC_1557_A2","La Loma 110",0.02]
["SC_1593_A1","La Loma 110",0.01]
["SC_1593_A2","La Loma 110",0.01]
["SC_1729_A1","La Loma 110",0.05]
["SC_1729_A2","La Loma 110",0.02]
["SC_1366_A1","La Loma 110",0.01]
["SC_2125_A1","La Loma 110",0.02]
["SC_2125_A2","La Loma 110",0.03]
["SC_807_A2","La Loma 110",0.13]
["SC_735_A1","La Loma 110",7.5999999999999998E-2]
["SC_735_A2","La Loma 110",3.3000000000000002E-2]
["SC_1989_A1","La Loma 110",0.04]
["SC_1989_A2","La Loma 110",0.04]
["SC_1981_A1","La Loma 110",0.04]
["SC_1981_A2","La Loma 110",0.04]
["SC_1982_A1","La Loma 110",0.04]
["SC_1982_A2","La Loma 110",0.04]
["SC_1967_A1","La Loma 110",0.04]
["SC_1967_A2","La Loma 110",0.04]
["SC_1968_A1","La Loma 110",0.04]
["SC_1968_A2","La Loma 110",0.04]
["SC_1262_A1","La Loma 110",0.02]
["SC_1262_A2","La Loma 110",1.45]
["SC_2130_A1","La Loma 110",0.01]
["SC_2130_A2","La Loma 110",0.38]
["SC_2129_A2","La Loma 110",0.05]
["SC_482_A1","La Loma 2 13.8",7.0000000000000001E-3]
["SC_497_A1","La Loma 2 13.8",3.6999999999999998E-2]
["SC_482_A2","La Loma 2 13.8",7.0000000000000001E-3]
["SC_407_A1","La Loma 2 13.8",0.14599999999999999]
["SC_1315_A1","La loma 34.5",0]
["SC_1315_A2","La loma 34.5",0]
["SC_1377_A1","La loma 34.5",0]
["SC_1377_A2","La loma 34.5",0]
["SC_2070_A1","La loma 34.5",0.6]
["SC_2070_A2","La loma 34.5",0.6]
["SC_1783_A1","La loma 34.5",0.2]
["SC_1783_A2","La loma 34.5",-0.2]
["SC_1889_A1","La loma 34.5",0.49]
["SC_1889_A2","La loma 34.5",0.01]
["SC_1840_A2","La loma 34.5",0.25]
["SC_825_A1","La Loma 500",0.02]
["SC_825_A2","La Loma 500",0.02]
["SC_1321_A2","La Loma 500",0]
["SC_1765_A1","La Loma 500",0.01]
["SC_1765_A2","La Loma 500",0]
["SC_1550_A1","La Loma 500",0]
["SC_1550_A2","La Loma 500",0]
["SC_507_A1","La Loma 500",6.8000000000000005E-2]
["SC_507_A2","La Loma 500",0.25800000000000001]
["SC_1854_A1","La Loma 500",0.2]
["SC_1854_A2","La Loma 500",0.5]
["SC_1710_A2","La Loma 500",0.1]
["SC_821_A1","La Loma 500",0.03]
["SC_821_A2","La Loma 500",0.03]
["SC_1699_A1","La Loma 500",0.41299999999999998]
["SC_1699_A2","La Loma 500",0.33700000000000002]
["SC_1313_A1","La Loma 500",0]
["SC_1312_A1","La Loma 500",0.01]
["SC_2070_A1","La Loma 500",0.1]
["SC_2070_A2","La Loma 500",0.1]
["SC_2069_A1","La Loma 500",0]
["SC_2066_A1","La Loma 500",0.08]
["SC_2066_A2","La Loma 500",0.08]
["SC_2056_A1","La Loma 500",0.34]
["SC_1752_A1","La Loma 500",2.8000000000000001E-2]
["SC_1752_A2","La Loma 500",2.8000000000000001E-2]
["SC_393_A1","La Loma 500",0.1]
["SC_393_A2","La Loma 500",0.1]
["SC_394_A1","La Loma 500",0.02]
["SC_394_A2","La Loma 500",0.02]
["SC_1779_A1","La Loma 500",3.0000000000000001E-3]
["SC_1779_A2","La Loma 500",4.0000000000000001E-3]
["SC_1783_A1","La Loma 500",0]
["SC_1783_A2","La Loma 500",0]
["SC_768_A1","La Loma 500",0]
["SC_768_A2","La Loma 500",0]
["SC_1788_A1","La Loma 500",0.01]
["SC_878_A1","La Loma 500",0.03]
["SC_921_A1","La Loma 500",1.34E-2]
["SC_963_A1","La Loma 500",0]
["SC_1827_A1","La Loma 500",0.02]
["SC_1827_A2","La Loma 500",0.02]
["SC_1830_A1","La Loma 500",0.02]
["SC_1830_A2","La Loma 500",0.02]
["SC_1077_A1","La Loma 500",7.0000000000000007E-2]
["SC_1077_A2","La Loma 500",0.09]
["SC_1876_A1","La Loma 500",0.25]
["SC_1876_A2","La Loma 500",0.25]
["SC_1135_A2","La Loma 500",0.21]
["SC_1211_A1","La Loma 500",0.03]
["SC_1211_A2","La Loma 500",0.05]
["SC_1293_A1","La Loma 500",0.08]
["SC_1293_A2","La Loma 500",0.08]
["SC_1306_A1","La Loma 500",0.08]
["SC_1306_A2","La Loma 500",0.2]
["SC_1948_A1","La Loma 500",0.14000000000000001]
["SC_1824_A1","La Loma 500",0.08]
["SC_1824_A2","La Loma 500",0.09]
["SC_1345_A1","La Loma 500",0.08]
["SC_1345_A2","La Loma 500",0.08]
["SC_1512_A1","La Loma 500",0.06]
["SC_1512_A2","La Loma 500",0.11]
["SC_1518_A1","La Loma 500",1.37]
["SC_1518_A2","La Loma 500",0.16]
["SC_1380_A1","La Loma 500",0.17]
["SC_2130_A1","La Loma 500",0.16]
["SC_2130_A2","La Loma 500",0]
["SC_1535_A1","La Loma 500",5.18]
["SC_1479_A1","La Loma 500",2E-3]
["SC_1479_A2","La Loma 500",3.0000000000000001E-3]
["SC_1534_A1","La Loma 500",9.76]
["SC_951_A1","La Loma 500",-7.0000000000000001E-3]
["SC_951_A2","La Loma 500",-1E-3]
["SC_1596_A1","La Loma 500",0.17]
["SC_1592_A1","La Loma 500",0.17]
["SC_1376_A1","La Loma 500",0.17]
["SC_1376_A2","La Loma 500",0.06]
["SC_2057_A1","La Loma 500",0.53]
["SC_502_A1","La Loma 500",0.03]
["SC_543_A1","La Loma 500",0.53]
["SC_623_A1","La Loma 500",0.04]
["SC_657_A1","La Loma 500",0.02]
["SC_657_A2","La Loma 500",0.01]
["SC_658_A1","La Loma 500",0.35]
["SC_658_A2","La Loma 500",0.13]
["SC_1889_A1","La Loma 500",0.02]
["SC_1889_A2","La Loma 500",0.02]
["SC_2159_A1","La Loma 500",0.02]
["SC_2159_A2","La Loma 500",0.02]
["SC_890_A1","La Loma 500",0.01]
["SC_890_A2","La Loma 500",0.02]
["SC_1012_A1","La Loma 500",0.03]
["SC_1012_A2","La Loma 500",0.04]
["SC_2260_A1","La Loma 500",0.03]
["SC_2261_A1","La Loma 500",0.03]
["SC_1840_A1","La Loma 500",0.01]
["SC_1840_A2","La Loma 500",0.01]
["SC_1992_A1","La Loma 500",0.02]
["SC_1944_A1","La Loma 500",0.04]
["SC_1944_A2","La Loma 500",0.01]
["SC_1856_A1","La Loma 500",0.18]
["SC_1856_A2","La Loma 500",0.02]
["SC_1857_A1","La Loma 500",0.02]
["SC_1857_A2","La Loma 500",0.02]
["SC_1336_A1","La Loma 500",0.12]
["SC_1336_A2","La Loma 500",0.19]
["SC_1347_A1","La Loma 500",0.03]
["SC_1347_A2","La Loma 500",0.03]
["SC_2020_A1","La Loma 500",0]
["SC_2020_A2","La Loma 500",0]
["SC_2021_A1","La Loma 500",0]
["SC_2021_A2","La Loma 500",0]
["SC_1556_A1","La Loma 500",0.04]
["SC_1556_A2","La Loma 500",0.06]
["SC_1557_A1","La Loma 500",0.04]
["SC_1557_A2","La Loma 500",0.06]
["SC_1729_A1","La Loma 500",0.35]
["SC_1729_A2","La Loma 500",0.13]
["SC_1366_A1","La Loma 500",0.04]
["SC_1978_A1","La Loma 500",0.31]
["SC_1978_A2","La Loma 500",1.1299999999999999]
["SC_807_A2","La Loma 500",0.09]
["SC_735_A1","La Loma 500",3.1E-2]
["SC_735_A2","La Loma 500",2.1000000000000001E-2]
["SC_230_A1","La Loma 500",1.48]
["SC_1223_A1","La Loma 500",0.08]
["SC_1272_A1","La Loma 500",0.01]
["SC_1272_A2","La Loma 500",0.01]
["SC_1718_A1","La Loma 500",0.12]
["SC_1728_A1","La Loma 500",0.28000000000000003]
["SC_1989_A1","La Loma 500",0.02]
["SC_1989_A2","La Loma 500",0.02]
["SC_1981_A1","La Loma 500",0.02]
["SC_1981_A2","La Loma 500",0.02]
["SC_1982_A1","La Loma 500",0.02]
["SC_1982_A2","La Loma 500",0.02]
["SC_1967_A1","La Loma 500",0.02]
["SC_1967_A2","La Loma 500",0.02]
["SC_1968_A1","La Loma 500",0.02]
["SC_1968_A2","La Loma 500",0.02]
["SC_1262_A1","La Loma 500",0.32]
["SC_1262_A2","La Loma 500",0]
["SC_482_A1","La Loma 500",2E-3]
["SC_482_A2","La Loma 500",2E-3]
["SC_497_A1","La Loma 500",6.0000000000000001E-3]
["SC_407_A1","La Loma 500",2.4E-2]
["SC_1315_A1","La Loma 500",0.02]
["SC_1315_A2","La Loma 500",0.02]
["SC_1377_A1","La Loma 500",0.02]
["SC_1377_A2","La Loma 500",0.02]
["SC_1317_A1","La Loma 500",0.03]
["SC_833_A1","La Loma 500",0.25]
["SC_1232_A1","La paz 13.8",0.41]
["SC_1232_A2","La paz 13.8",0.17]
["SC_1232_A1","La paz 34.5",0.16]
["SC_1232_A2","La paz 34.5",0.17]
["SC_825_A1","Libertad 110",0.09]
["SC_825_A2","Libertad 110",0.01]
["SC_1321_A2","Libertad 110",0]
["SC_482_A1","Libertad 110",4.0000000000000001E-3]
["SC_1549_A1","Libertad 110",0.01]
["SC_1549_A2","Libertad 110",0.01]
["SC_482_A2","Libertad 110",6.0000000000000001E-3]
["SC_497_A1","Libertad 110",4.0000000000000001E-3]
["SC_1752_A1","Libertad 110",0.104]
["SC_1752_A2","Libertad 110",2.1000000000000001E-2]
["SC_407_A1","Libertad 110",1.7000000000000001E-2]
["SC_963_A1","Libertad 110",0]
["SC_1948_A1","Libertad 110",0.3]
["SC_1824_A1","Libertad 110",0.03]
["SC_1824_A2","Libertad 110",0.03]
["SC_1479_A1","Libertad 110",4.0000000000000001E-3]
["SC_1479_A2","Libertad 110",2E-3]
["SC_951_A1","Libertad 110",-1.7999999999999999E-2]
["SC_951_A2","Libertad 110",-1.7999999999999999E-2]
["SC_599_A1","Libertad 110",0.01]
["SC_599_A2","Libertad 110",0.01]
["SC_502_A1","Libertad 110",0]
["SC_543_A1","Libertad 110",0]
["SC_623_A1","Libertad 110",0.01]
["SC_657_A1","Libertad 110",0.02]
["SC_657_A2","Libertad 110",0.03]
["SC_890_A1","Libertad 110",0.03]
["SC_890_A2","Libertad 110",0.01]
["SC_1012_A1","Libertad 110",1E-3]
["SC_1012_A2","Libertad 110",1E-3]
["SC_1356_A1","Libertad 110",0.02]
["SC_1356_A2","Libertad 110",0.02]
["SC_758_A1","Libertad 110",4.0000000000000001E-3]
["SC_758_A2","Libertad 110",1.4999999999999999E-2]
["SC_1512_A1","Libertad 110",0.01]
["SC_1512_A2","Libertad 110",0]
["SC_1315_A1","Libertad 110",7.0000000000000007E-2]
["SC_1315_A2","Libertad 110",7.0000000000000007E-2]
["SC_1377_A1","Libertad 110",7.0000000000000007E-2]
["SC_1377_A2","Libertad 110",7.0000000000000007E-2]
["SC_1317_A1","Libertad 110",0.08]
["SC_833_A1","Libertad 110",0.01]
["SC_1982_A1","Libertad 110",0.01]
["SC_1982_A2","Libertad 110",0.01]
["SC_1967_A1","Libertad 110",0.01]
["SC_1967_A2","Libertad 110",0.01]
["SC_1968_A1","Libertad 110",0.01]
["SC_1968_A2","Libertad 110",0.01]
["SC_1312_A1","LLoma-Sog 500 shn",0.01]
["SC_1311_A1","LLoma-Sog 500 shn",-0.01]
["SC_2056_A1","LLoma-Sog 500 shn",0.33]
["SC_825_A1","Maicao 110",0]
["SC_825_A2","Maicao 110",0]
["SC_1321_A2","Maicao 110",0]
["SC_482_A1","Maicao 110",1E-3]
["SC_1593_A1","Maicao 110",0.01]
["SC_1593_A2","Maicao 110",0.01]
["SC_482_A2","Maicao 110",1E-3]
["SC_497_A1","Maicao 110",2E-3]
["SC_1752_A1","Maicao 110",1E-3]
["SC_1752_A2","Maicao 110",0]
["SC_393_A1","Maicao 110",0.04]
["SC_393_A2","Maicao 110",0.03]
["SC_394_A1","Maicao 110",7.0000000000000007E-2]
["SC_394_A2","Maicao 110",7.0000000000000007E-2]
["SC_407_A1","Maicao 110",7.0000000000000001E-3]
["SC_963_A1","Maicao 110",0]
["SC_1827_A1","Maicao 110",0.01]
["SC_1827_A2","Maicao 110",0.01]
["SC_1830_A1","Maicao 110",0.01]
["SC_1830_A2","Maicao 110",0.01]
["SC_1948_A1","Maicao 110",7.0000000000000007E-2]
["SC_1824_A1","Maicao 110",0.02]
["SC_1824_A2","Maicao 110",0.02]
["SC_1512_A1","Maicao 110",0.01]
["SC_1512_A2","Maicao 110",0]
["SC_1380_A1","Maicao 110",-0.11]
["SC_1535_A1","Maicao 110",2.04]
["SC_1479_A1","Maicao 110",1E-3]
["SC_1479_A2","Maicao 110",1E-3]
["SC_1534_A1","Maicao 110",3.84]
["SC_1315_A1","Maicao 110",0]
["SC_1315_A2","Maicao 110",0]
["SC_1377_A1","Maicao 110",0]
["SC_1377_A2","Maicao 110",0]
["SC_1317_A1","Maicao 110",0]
["SC_833_A1","Maicao 110",0.01]
["SC_502_A1","Maicao 110",0]
["SC_543_A1","Maicao 110",0]
["SC_623_A1","Maicao 110",0.01]
["SC_1811_A1","Maicao 110",0.01]
["SC_1811_A2","Maicao 110",0.01]
["SC_890_A1","Maicao 110",0]
["SC_890_A2","Maicao 110",0]
["SC_1992_A1","Maicao 110",0.01]
["SC_1347_A1","Maicao 110",0.01]
["SC_1347_A2","Maicao 110",0.05]
["SC_846_A1","Maicao 110",0.03]
["SC_807_A2","Maicao 110",0.08]
["SC_2011_A1","Maicao 110",0.01]
["SC_2011_A2","Maicao 110",0.01]
["SC_1272_A1","Maicao 110",0]
["SC_1272_A2","Maicao 110",0]
["SC_1982_A1","Maicao 110",0.01]
["SC_1982_A2","Maicao 110",0.01]
["SC_1967_A1","Maicao 110",0.01]
["SC_1967_A2","Maicao 110",0.01]
["SC_1968_A1","Maicao 110",0.01]
["SC_1968_A2","Maicao 110",0.01]
["SC_1315_A1","MAICAO 2 13.8 kV",0.01]
["SC_1315_A2","MAICAO 2 13.8 kV",0.01]
["SC_1377_A1","MAICAO 2 13.8 kV",0.01]
["SC_1377_A2","MAICAO 2 13.8 kV",0.01]
["SC_1232_A1","Manaure 34.5",0.03]
["SC_1232_A2","Manaure 34.5",0.04]
["SC_2011_A1","Manaure 34.5",0.11]
["SC_2011_A2","Manaure 34.5",0.27]
["SC_1549_A1","MANZANARES (MAGDALENA) 1 13.8 kV",0.02]
["SC_1549_A2","MANZANARES (MAGDALENA) 1 13.8 kV",0.02]
["SC_825_A1","Manzanares 110",0.1]
["SC_825_A2","Manzanares 110",0.02]
["SC_1321_A2","Manzanares 110",0]
["SC_482_A1","Manzanares 110",4.0000000000000001E-3]
["SC_1549_A1","Manzanares 110",0.02]
["SC_1549_A2","Manzanares 110",0.02]
["SC_482_A2","Manzanares 110",6.0000000000000001E-3]
["SC_497_A1","Manzanares 110",5.0000000000000001E-3]
["SC_1752_A1","Manzanares 110",0.11799999999999999]
["SC_1752_A2","Manzanares 110",2.4E-2]
["SC_393_A1","Manzanares 110",0.09]
["SC_393_A2","Manzanares 110",0.08]
["SC_394_A1","Manzanares 110",0.02]
["SC_394_A2","Manzanares 110",0.02]
["SC_407_A1","Manzanares 110",1.7999999999999999E-2]
["SC_963_A1","Manzanares 110",0]
["SC_1827_A1","Manzanares 110",0.02]
["SC_1827_A2","Manzanares 110",0.02]
["SC_1830_A1","Manzanares 110",0.02]
["SC_1830_A2","Manzanares 110",0.02]
["SC_1211_A2","Manzanares 110",0.01]
["SC_1948_A1","Manzanares 110",0.08]
["SC_1824_A1","Manzanares 110",0.04]
["SC_1824_A2","Manzanares 110",0.03]
["SC_1512_A1","Manzanares 110",0.01]
["SC_1512_A2","Manzanares 110",0]
["SC_1380_A1","Manzanares 110",-0.17]
["SC_1535_A1","Manzanares 110",2.95]
["SC_1534_A1","Manzanares 110",5.55]
["SC_1315_A1","Manzanares 110",0.08]
["SC_1315_A2","Manzanares 110",0.08]
["SC_1377_A1","Manzanares 110",0.08]
["SC_1377_A2","Manzanares 110",0.08]
["SC_1317_A1","Manzanares 110",0.09]
["SC_951_A1","Manzanares 110",-1.4999999999999999E-2]
["SC_951_A2","Manzanares 110",-1.6E-2]
["SC_599_A1","Manzanares 110",0.01]
["SC_599_A2","Manzanares 110",0.01]
["SC_833_A1","Manzanares 110",0.02]
["SC_502_A1","Manzanares 110",0]
["SC_543_A1","Manzanares 110",0]
["SC_623_A1","Manzanares 110",0.01]
["SC_657_A1","Manzanares 110",0.02]
["SC_657_A2","Manzanares 110",0.04]
["SC_890_A1","Manzanares 110",0.04]
["SC_890_A2","Manzanares 110",0.02]
["SC_1012_A1","Manzanares 110",1E-3]
["SC_1012_A2","Manzanares 110",1E-3]
["SC_1347_A1","Manzanares 110",0.01]
["SC_1356_A1","Manzanares 110",0.02]
["SC_1356_A2","Manzanares 110",0.02]
["SC_1557_A1","Manzanares 110",0.01]
["SC_1557_A2","Manzanares 110",0]
["SC_758_A1","Manzanares 110",0]
["SC_758_A2","Manzanares 110",1.7999999999999999E-2]
["SC_1982_A1","Manzanares 110",0.01]
["SC_1982_A2","Manzanares 110",0.01]
["SC_1967_A1","Manzanares 110",0.01]
["SC_1967_A2","Manzanares 110",0.01]
["SC_1968_A1","Manzanares 110",0.01]
["SC_1968_A2","Manzanares 110",0.01]
["SC_825_A1","Mina Inter 110",0.01]
["SC_825_A2","Mina Inter 110",0]
["SC_1321_A2","Mina Inter 110",0]
["SC_482_A1","Mina Inter 110",2E-3]
["SC_482_A2","Mina Inter 110",2E-3]
["SC_497_A1","Mina Inter 110",4.0000000000000001E-3]
["SC_1752_A1","Mina Inter 110",6.0000000000000001E-3]
["SC_1752_A2","Mina Inter 110",2E-3]
["SC_393_A1","Mina Inter 110",0.08]
["SC_393_A2","Mina Inter 110",0.08]
["SC_394_A1","Mina Inter 110",0.1]
["SC_394_A2","Mina Inter 110",0.1]
["SC_407_A1","Mina Inter 110",1.7999999999999999E-2]
["SC_963_A1","Mina Inter 110",0]
["SC_1827_A1","Mina Inter 110",0.03]
["SC_1827_A2","Mina Inter 110",0.03]
["SC_1830_A1","Mina Inter 110",0.03]
["SC_1830_A2","Mina Inter 110",0.03]
["SC_1948_A1","Mina Inter 110",0.14000000000000001]
["SC_1824_A1","Mina Inter 110",7.0000000000000007E-2]
["SC_1824_A2","Mina Inter 110",0.05]
["SC_1535_A1","Mina Inter 110",5.08]
["SC_1479_A1","Mina Inter 110",2E-3]
["SC_1479_A2","Mina Inter 110",2E-3]
["SC_1534_A1","Mina Inter 110",9.5500000000000007]
["SC_2057_A1","Mina Inter 110",0.01]
["SC_502_A1","Mina Inter 110",0.01]
["SC_543_A1","Mina Inter 110",0.01]
["SC_623_A1","Mina Inter 110",7.0000000000000007E-2]
["SC_1811_A1","Mina Inter 110",0.04]
["SC_1811_A2","Mina Inter 110",0.05]
["SC_890_A1","Mina Inter 110",0]
["SC_890_A2","Mina Inter 110",0]
["SC_1012_A1","Mina Inter 110",0.02]
["SC_1012_A2","Mina Inter 110",0.01]
["SC_1336_A2","Mina Inter 110",0.01]
["SC_1347_A1","Mina Inter 110",0.06]
["SC_1347_A2","Mina Inter 110",0.45]
["SC_2125_A1","Mina Inter 110",0.01]
["SC_2125_A2","Mina Inter 110",0.01]
["SC_846_A1","Mina Inter 110",0.05]
["SC_1982_A1","Mina Inter 110",0.02]
["SC_1982_A2","Mina Inter 110",0.02]
["SC_1967_A1","Mina Inter 110",0.02]
["SC_1967_A2","Mina Inter 110",0.02]
["SC_1968_A1","Mina Inter 110",0.02]
["SC_1968_A2","Mina Inter 110",0.02]
["SC_1512_A1","Mina Inter 110",0.11]
["SC_1512_A2","Mina Inter 110",0.01]
["SC_1518_A1","Mina Inter 110",0.01]
["SC_1518_A2","Mina Inter 110",0.01]
["SC_502_A1","Monteria 220",0]
["SC_1596_A1","Monteria 220",0]
["SC_543_A1","Monteria 220",0]
["SC_890_A1","Monteria 220",0.01]
["SC_890_A2","Monteria 220",0.01]
["SC_1556_A1","Monteria 220",0]
["SC_1556_A2","Monteria 220",0]
["SC_1479_A1","Nv Baranoa 110",2E-3]
["SC_1479_A2","Nv Baranoa 110",1E-3]
["SC_951_A1","Nv Barranquilla 220",-7.0000000000000001E-3]
["SC_951_A2","Nv Barranquilla 220",1E-3]
["SC_1596_A1","Nv Barranquilla 220",0]
["SC_1592_A1","Nv Barranquilla 220",0]
["SC_1376_A1","Nv Barranquilla 220",0.01]
["SC_1376_A2","Nv Barranquilla 220",0.01]
["SC_2057_A1","Nv Barranquilla 220",0.02]
["SC_502_A1","Nv Barranquilla 220",0.01]
["SC_543_A1","Nv Barranquilla 220",0.02]
["SC_623_A1","Nv Barranquilla 220",0.01]
["SC_657_A1","Nv Barranquilla 220",0.04]
["SC_657_A2","Nv Barranquilla 220",0.02]
["SC_658_A1","Nv Barranquilla 220",0.01]
["SC_658_A2","Nv Barranquilla 220",0.02]
["SC_890_A1","Nv Barranquilla 220",0.02]
["SC_890_A2","Nv Barranquilla 220",0.03]
["SC_1012_A1","Nv Barranquilla 220",0.01]
["SC_1012_A2","Nv Barranquilla 220",0.01]
["SC_1336_A2","Nv Barranquilla 220",0.02]
["SC_1556_A1","Nv Barranquilla 220",0.01]
["SC_1556_A2","Nv Barranquilla 220",0.01]
["SC_1557_A1","Nv Barranquilla 220",0.02]
["SC_1557_A2","Nv Barranquilla 220",0.01]
["SC_1729_A1","Nv Barranquilla 220",0.01]
["SC_1729_A2","Nv Barranquilla 220",0.02]
["SC_1366_A1","Nv Barranquilla 220",0.01]
["SC_2125_A1","Nv Barranquilla 220",0.01]
["SC_2125_A2","Nv Barranquilla 220",0.01]
["SC_2056_A1","Ocaña 220",7.0000000000000007E-2]
["SC_825_A1","Ocaña 500",0]
["SC_825_A2","Ocaña 500",0]
["SC_1321_A2","Ocaña 500",0]
["SC_507_A1","Ocaña 500",2E-3]
["SC_507_A2","Ocaña 500",7.0000000000000001E-3]
["SC_1854_A1","Ocaña 500",0.1]
["SC_1854_A2","Ocaña 500",0.1]
["SC_2056_A1","Ocaña 500",0.06]
["SC_1752_A1","Ocaña 500",6.0000000000000001E-3]
["SC_1752_A2","Ocaña 500",6.0000000000000001E-3]
["SC_963_A1","Ocaña 500",0]
["SC_1211_A1","Ocaña 500",0.01]
["SC_1211_A2","Ocaña 500",0.01]
["SC_1262_A1","Ocaña 500",0.01]
["SC_1262_A2","Ocaña 500",-7.0000000000000007E-2]
["SC_1948_A1","Ocaña 500",0.05]
["SC_1824_A1","Ocaña 500",0.03]
["SC_1824_A2","Ocaña 500",0.03]
["SC_1345_A1","Ocaña 500",0.04]
["SC_1345_A2","Ocaña 500",0.04]
["SC_1512_A1","Ocaña 500",0.01]
["SC_1512_A2","Ocaña 500",0.02]
["SC_1518_A1","Ocaña 500",0.06]
["SC_1518_A2","Ocaña 500",0.02]
["SC_2130_A1","Ocaña 500",0.01]
["SC_2130_A2","Ocaña 500",-0.02]
["SC_1479_A1","Ocaña 500",1E-3]
["SC_1479_A2","Ocaña 500",1E-3]
["SC_1596_A1","Ocaña 500",0.02]
["SC_1592_A1","Ocaña 500",0.02]
["SC_833_A1","Ocaña 500",0.08]
["SC_1376_A1","Ocaña 500",0.03]
["SC_1376_A2","Ocaña 500",0.01]
["SC_2057_A1","Ocaña 500",0.08]
["SC_502_A1","Ocaña 500",0]
["SC_543_A1","Ocaña 500",0.08]
["SC_658_A1","Ocaña 500",0.03]
["SC_658_A2","Ocaña 500",0.01]
["SC_890_A1","Ocaña 500",0]
["SC_890_A2","Ocaña 500",0]
["SC_1012_A1","Ocaña 500",1E-3]
["SC_1012_A2","Ocaña 500",1E-3]
["SC_2260_A1","Ocaña 500",0.01]
["SC_2261_A1","Ocaña 500",0.01]
["SC_1336_A1","Ocaña 500",0.52]
["SC_1336_A2","Ocaña 500",0.02]
["SC_1556_A1","Ocaña 500",0]
["SC_1556_A2","Ocaña 500",0.01]
["SC_1557_A1","Ocaña 500",0.01]
["SC_1557_A2","Ocaña 500",0.01]
["SC_1729_A1","Ocaña 500",0.03]
["SC_1729_A2","Ocaña 500",0.01]
["SC_1978_A1","Ocaña 500",0.09]
["SC_1978_A2","Ocaña 500",0.15]
["SC_1534_A1","Ocaña 500",4.91]
["SC_230_A1","Ocaña 500",0.16]
["SC_1223_A1","Ocaña 500",0.04]
["SC_1718_A1","Ocaña 500",0.03]
["SC_1728_A1","Ocaña 500",0.08]
["SC_482_A1","Ocaña 500",1E-3]
["SC_482_A2","Ocaña 500",1E-3]
["SC_497_A1","Ocaña 500",3.0000000000000001E-3]
["SC_407_A1","Ocaña 500",1.0999999999999999E-2]
["SC_482_A1","Ocaña Loma 500 shn",1E-3]
["SC_482_A2","Ocaña Loma 500 shn",1E-3]
["SC_497_A1","Ocaña Loma 500 shn",3.0000000000000001E-3]
["SC_2056_A1","Ocaña Loma 500 shn",0.05]
["SC_407_A1","Ocaña Loma 500 shn",1.2E-2]
["SC_1321_A2","Pto Bolivar 110",0]
["SC_482_A1","Pto Bolivar 110",1E-3]
["SC_482_A2","Pto Bolivar 110",1E-3]
["SC_497_A1","Pto Bolivar 110",1E-3]
["SC_393_A1","Pto Bolivar 110",0.02]
["SC_393_A2","Pto Bolivar 110",0.02]
["SC_394_A1","Pto Bolivar 110",0.02]
["SC_394_A2","Pto Bolivar 110",0.02]
["SC_407_A1","Pto Bolivar 110",5.0000000000000001E-3]
["SC_1827_A1","Pto Bolivar 110",0.01]
["SC_1827_A2","Pto Bolivar 110",0.01]
["SC_1830_A1","Pto Bolivar 110",0.01]
["SC_1830_A2","Pto Bolivar 110",0.01]
["SC_1948_A1","Pto Bolivar 110",1.34]
["SC_1824_A1","Pto Bolivar 110",0.01]
["SC_1824_A2","Pto Bolivar 110",0.01]
["SC_1380_A1","Pto Bolivar 110",-7.0000000000000007E-2]
["SC_1535_A1","Pto Bolivar 110",1.2]
["SC_1479_A1","Pto Bolivar 110",1E-3]
["SC_1479_A2","Pto Bolivar 110",1E-3]
["SC_1534_A1","Pto Bolivar 110",2.2599999999999998]
["SC_502_A1","Pto Bolivar 110",0]
["SC_543_A1","Pto Bolivar 110",0]
["SC_1811_A1","Pto Bolivar 110",0]
["SC_1811_A2","Pto Bolivar 110",0]
["SC_890_A1","Pto Bolivar 110",0]
["SC_890_A2","Pto Bolivar 110",0]
["SC_1347_A2","Pto Bolivar 110",0.02]
["SC_807_A2","Pto Bolivar 110",0.05]
["SC_1982_A1","Pto Bolivar 110",0]
["SC_1982_A2","Pto Bolivar 110",0]
["SC_1967_A1","Pto Bolivar 110",0]
["SC_1967_A2","Pto Bolivar 110",0]
["SC_1968_A1","Pto Bolivar 110",0]
["SC_1968_A2","Pto Bolivar 110",0]
["SC_846_A1","Pto Bolivar 110",0.01]
["SC_1321_A2","Puerto Nuevo",0]
["SC_482_A1","Puerto Nuevo",5.0000000000000001E-3]
["SC_497_A1","Puerto Nuevo",6.0000000000000001E-3]
["SC_393_A1","Puerto Nuevo",0.09]
["SC_393_A2","Puerto Nuevo",0.08]
["SC_394_A1","Puerto Nuevo",0.02]
["SC_394_A2","Puerto Nuevo",0.02]
["SC_407_A1","Puerto Nuevo",2.1000000000000001E-2]
["SC_758_A1","Puerto Nuevo",0.01]
["SC_758_A2","Puerto Nuevo",3.7999999999999999E-2]
["SC_944_A1","Puerto Nuevo",6.8699999999999997E-2]
["SC_1827_A1","Puerto Nuevo",0.02]
["SC_1827_A2","Puerto Nuevo",0.02]
["SC_1830_A1","Puerto Nuevo",0.02]
["SC_1830_A2","Puerto Nuevo",0.02]
["SC_1211_A2","Puerto Nuevo",0.01]
["SC_1948_A1","Puerto Nuevo",0.1]
["SC_1824_A1","Puerto Nuevo",0.04]
["SC_1824_A2","Puerto Nuevo",0.03]
["SC_2010_A1","Puerto Nuevo",0.02]
["SC_1380_A1","Puerto Nuevo",-0.19]
["SC_2077_A1","Puerto Nuevo",0.03]
["SC_1535_A1","Puerto Nuevo",3.33]
["SC_1479_A1","Puerto Nuevo",5.0000000000000001E-3]
["SC_1479_A2","Puerto Nuevo",3.0000000000000001E-3]
["SC_1534_A1","Puerto Nuevo",6.26]
["SC_482_A2","Puerto Nuevo",8.9999999999999993E-3]
["SC_1512_A1","Puerto Nuevo",0.01]
["SC_1512_A2","Puerto Nuevo",0]
["SC_1518_A1","Puerto Nuevo",0]
["SC_1518_A2","Puerto Nuevo",0.01]
["SC_951_A1","Puerto Nuevo",1.2E-2]
["SC_951_A2","Puerto Nuevo",-1.2E-2]
["SC_599_A1","Puerto Nuevo",0.02]
["SC_599_A2","Puerto Nuevo",0.02]
["SC_502_A1","Puerto Nuevo",0]
["SC_623_A1","Puerto Nuevo",0.01]
["SC_657_A1","Puerto Nuevo",0.03]
["SC_657_A2","Puerto Nuevo",0.08]
["SC_890_A1","Puerto Nuevo",0.08]
["SC_890_A2","Puerto Nuevo",0.03]
["SC_1336_A2","Puerto Nuevo",0.01]
["SC_1347_A1","Puerto Nuevo",0.01]
["SC_1556_A1","Puerto Nuevo",0.01]
["SC_1556_A2","Puerto Nuevo",0]
["SC_1557_A1","Puerto Nuevo",0.01]
["SC_1557_A2","Puerto Nuevo",0]
["SC_1982_A1","Puerto Nuevo",0.01]
["SC_1982_A2","Puerto Nuevo",0.01]
["SC_1967_A1","Puerto Nuevo",0.01]
["SC_1967_A2","Puerto Nuevo",0.01]
["SC_1968_A1","Puerto Nuevo",0.01]
["SC_1968_A2","Puerto Nuevo",0.01]
["SC_543_A1","Puerto Nuevo",0]
["SC_1012_A1","Puerto Nuevo",1E-3]
["SC_1012_A2","Puerto Nuevo",1E-3]
["SC_1356_A1","Puerto Nuevo",0.06]
["SC_1356_A2","Puerto Nuevo",7.0000000000000007E-2]
["SC_2125_A1","Puerto Nuevo",0.01]
["SC_2125_A2","Puerto Nuevo",0]
["SC_42_A1","R Cordoba 220",0.03]
["SC_72_A1","R Cordoba 220",0.03]
["SC_1707_A1","R Cordoba 220",0.03]
["SC_825_A1","R Cordoba 220",0.34]
["SC_825_A2","R Cordoba 220",0.06]
["SC_1321_A2","R Cordoba 220",0]
["SC_822_A1","R Cordoba 220",0.03]
["SC_1549_A1","R Cordoba 220",0.01]
["SC_1549_A2","R Cordoba 220",0.01]
["SC_1550_A1","R Cordoba 220",0.01]
["SC_1550_A2","R Cordoba 220",0.01]
["SC_507_A1","R Cordoba 220",8.0000000000000002E-3]
["SC_507_A2","R Cordoba 220",5.0000000000000001E-3]
["SC_1854_A1","R Cordoba 220",0.1]
["SC_1854_A2","R Cordoba 220",0.1]
["SC_2069_A1","R Cordoba 220",0]
["SC_393_A1","R Cordoba 220",0.09]
["SC_393_A2","R Cordoba 220",0.08]
["SC_394_A1","R Cordoba 220",0.02]
["SC_394_A2","R Cordoba 220",0.02]
["SC_963_A1","R Cordoba 220",0]
["SC_1827_A1","R Cordoba 220",0.02]
["SC_1827_A2","R Cordoba 220",0.02]
["SC_1830_A1","R Cordoba 220",0.02]
["SC_1830_A2","R Cordoba 220",0.02]
["SC_2005_A1","R Cordoba 220",0.03]
["SC_1345_A1","R Cordoba 220",0.05]
["SC_1345_A2","R Cordoba 220",0.05]
["SC_2010_A1","R Cordoba 220",0.01]
["SC_1380_A1","R Cordoba 220",-0.15]
["SC_2077_A1","R Cordoba 220",0.02]
["SC_1535_A1","R Cordoba 220",3.26]
["SC_1479_A1","R Cordoba 220",5.0000000000000001E-3]
["SC_1479_A2","R Cordoba 220",3.0000000000000001E-3]
["SC_1534_A1","R Cordoba 220",6.14]
["SC_502_A1","R Cordoba 220",0]
["SC_623_A1","R Cordoba 220",0.02]
["SC_657_A1","R Cordoba 220",7.0000000000000007E-2]
["SC_657_A2","R Cordoba 220",0.09]
["SC_1729_A2","R Cordoba 220",0.01]
["SC_1596_A1","R Cordoba 220",0]
["SC_599_A1","R Cordoba 220",0.02]
["SC_599_A2","R Cordoba 220",0.02]
["SC_1376_A1","R Cordoba 220",0]
["SC_1376_A2","R Cordoba 220",0.01]
["SC_2057_A1","R Cordoba 220",0.01]
["SC_543_A1","R Cordoba 220",0.01]
["SC_1811_A1","R Cordoba 220",0]
["SC_1811_A2","R Cordoba 220",0]
["SC_890_A1","R Cordoba 220",0.09]
["SC_890_A2","R Cordoba 220",7.0000000000000007E-2]
["SC_1012_A1","R Cordoba 220",0.01]
["SC_1012_A2","R Cordoba 220",0.01]
["SC_1336_A2","R Cordoba 220",0.01]
["SC_1347_A1","R Cordoba 220",0.02]
["SC_1347_A2","R Cordoba 220",0.01]
["SC_1356_A1","R Cordoba 220",0.03]
["SC_1356_A2","R Cordoba 220",0.04]
["SC_1556_A1","R Cordoba 220",0.02]
["SC_1556_A2","R Cordoba 220",0]
["SC_1557_A1","R Cordoba 220",0.02]
["SC_1557_A2","R Cordoba 220",0.01]
["SC_1366_A1","R Cordoba 220",0.02]
["SC_2125_A1","R Cordoba 220",0.01]
["SC_2125_A2","R Cordoba 220",0.01]
["SC_1752_A1","R Cordoba 220",0.40500000000000003]
["SC_1752_A2","R Cordoba 220",7.3999999999999996E-2]
["SC_1788_A1","R Cordoba 220",0]
["SC_1948_A1","R Cordoba 220",0.09]
["SC_1824_A1","R Cordoba 220",0.04]
["SC_1824_A2","R Cordoba 220",0.04]
["SC_1512_A1","R Cordoba 220",0.03]
["SC_1512_A2","R Cordoba 220",0.01]
["SC_1518_A1","R Cordoba 220",0.01]
["SC_1518_A2","R Cordoba 220",0.01]
["SC_1421_A1","R Cordoba 220",-0.02]
["SC_1421_A2","R Cordoba 220",-0.02]
["SC_1077_A1","R Cordoba 220",0.08]
["SC_1077_A2","R Cordoba 220",0.05]
["SC_1876_A1","R Cordoba 220",0.14000000000000001]
["SC_1876_A2","R Cordoba 220",0.14000000000000001]
["SC_1266_A1","R Cordoba 220",0.04]
["SC_1266_A2","R Cordoba 220",0.06]
["SC_2103_A1","R Cordoba 220",0.05]
["SC_2275_A1","R Cordoba 220",1.1100000000000001]
["SC_482_A1","R Cordoba 220",5.0000000000000001E-3]
["SC_482_A2","R Cordoba 220",6.0000000000000001E-3]
["SC_497_A1","R Cordoba 220",5.0000000000000001E-3]
["SC_944_A1","R Cordoba 220",7.6899999999999996E-2]
["SC_1211_A1","R Cordoba 220",0.01]
["SC_1211_A2","R Cordoba 220",0.02]
["SC_821_A1","R Cordoba 220",0]
["SC_821_A2","R Cordoba 220",0]
["SC_407_A1","R Cordoba 220",0.02]
["SC_951_A1","R Cordoba 220",4.8000000000000001E-2]
["SC_951_A2","R Cordoba 220",3.2000000000000001E-2]
["SC_833_A1","R Cordoba 220",0.04]
["SC_2260_A1","R Cordoba 220",0.09]
["SC_2261_A1","R Cordoba 220",0.09]
["SC_1856_A1","R Cordoba 220",0]
["SC_1856_A2","R Cordoba 220",0]
["SC_1857_A1","R Cordoba 220",10.54]
["SC_2021_A1","R Cordoba 220",0]
["SC_2021_A2","R Cordoba 220",0]
["SC_1978_A1","R Cordoba 220",0.11]
["SC_1978_A2","R Cordoba 220",0.1]
["SC_1944_A1","R Cordoba 220",0]
["SC_1944_A2","R Cordoba 220",0]
["SC_758_A1","R Cordoba 220",1.0999999999999999E-2]
["SC_758_A2","R Cordoba 220",4.2000000000000003E-2]
["SC_807_A2","R Cordoba 220",0.08]
["SC_230_A1","R Cordoba 220",0.11]
["SC_1272_A1","R Cordoba 220",0.02]
["SC_1272_A2","R Cordoba 220",0.02]
["SC_1718_A1","R Cordoba 220",0.02]
["SC_1982_A1","R Cordoba 220",0.02]
["SC_1982_A2","R Cordoba 220",0.02]
["SC_1967_A1","R Cordoba 220",0.02]
["SC_1967_A2","R Cordoba 220",0.02]
["SC_1968_A1","R Cordoba 220",0.02]
["SC_1968_A2","R Cordoba 220",0.02]
["SC_1223_A1","R Cordoba 220",0.08]
["SC_1728_A1","R Cordoba 220",0.06]
["SC_1989_A1","R Cordoba 220",0.02]
["SC_1989_A2","R Cordoba 220",0.02]
["SC_1981_A1","R Cordoba 220",0.02]
["SC_1981_A2","R Cordoba 220",0.02]
["SC_1315_A1","R Cordoba 220",0.13]
["SC_1315_A2","R Cordoba 220",0.13]
["SC_1377_A1","R Cordoba 220",0.13]
["SC_1377_A2","R Cordoba 220",0.13]
["SC_1317_A1","R Cordoba 220",0.17]
["SC_482_A1","Rio Cordoba 1 13.8",6.0000000000000001E-3]
["SC_497_A1","Rio Cordoba 1 13.8",6.0000000000000001E-3]
["SC_482_A2","Rio Cordoba 1 13.8",0.01]
["SC_407_A1","Rio Cordoba 1 13.8",2.4E-2]
["SC_2010_A1","Rio Cordoba 1 13.8",0.02]
["SC_1575_A1","Rio Cordoba 110",0.01]
["SC_1321_A2","Rio Cordoba 110",0]
["SC_1549_A1","Rio Cordoba 110",0.01]
["SC_1549_A2","Rio Cordoba 110",0.01]
["SC_507_A1","Rio Cordoba 110",5.0000000000000001E-3]
["SC_507_A2","Rio Cordoba 110",4.0000000000000001E-3]
["SC_1854_A1","Rio Cordoba 110",0.1]
["SC_1854_A2","Rio Cordoba 110",0.1]
["SC_2069_A1","Rio Cordoba 110",0]
["SC_393_A1","Rio Cordoba 110",0.11]
["SC_393_A2","Rio Cordoba 110",0.1]
["SC_394_A1","Rio Cordoba 110",0.02]
["SC_394_A2","Rio Cordoba 110",0.02]
["SC_1827_A1","Rio Cordoba 110",0.02]
["SC_1827_A2","Rio Cordoba 110",0.02]
["SC_1830_A1","Rio Cordoba 110",0.02]
["SC_1830_A2","Rio Cordoba 110",0.02]
["SC_2005_A1","Rio Cordoba 110",0.04]
["SC_1948_A1","Rio Cordoba 110",0.19]
["SC_1824_A1","Rio Cordoba 110",0.05]
["SC_1824_A2","Rio Cordoba 110",0.04]
["SC_2010_A1","Rio Cordoba 110",0.02]
["SC_1380_A1","Rio Cordoba 110",-0.2]
["SC_2077_A1","Rio Cordoba 110",0.04]
["SC_1535_A1","Rio Cordoba 110",3.74]
["SC_1479_A1","Rio Cordoba 110",5.0000000000000001E-3]
["SC_1479_A2","Rio Cordoba 110",3.0000000000000001E-3]
["SC_1534_A1","Rio Cordoba 110",7.03]
["SC_1211_A2","Rio Cordoba 110",0.01]
["SC_1266_A1","Rio Cordoba 110",0]
["SC_1266_A2","Rio Cordoba 110",0.06]
["SC_2103_A1","Rio Cordoba 110",0.08]
["SC_963_A1","Rio Cordoba 110",0]
["SC_1345_A1","Rio Cordoba 110",0.06]
["SC_1345_A2","Rio Cordoba 110",0.06]
["SC_1512_A1","Rio Cordoba 110",0.02]
["SC_1512_A2","Rio Cordoba 110",0]
["SC_1518_A1","Rio Cordoba 110",0.01]
["SC_1518_A2","Rio Cordoba 110",0.01]
["SC_1315_A1","Rio Cordoba 110",0.28999999999999998]
["SC_1315_A2","Rio Cordoba 110",0.28999999999999998]
["SC_1377_A1","Rio Cordoba 110",0.28999999999999998]
["SC_1377_A2","Rio Cordoba 110",0.28999999999999998]
["SC_1317_A1","Rio Cordoba 110",0.11]
["SC_502_A1","Rio Cordoba 110",0.01]
["SC_623_A1","Rio Cordoba 110",0.01]
["SC_657_A1","Rio Cordoba 110",0.03]
["SC_657_A2","Rio Cordoba 110",0.1]
["SC_944_A1","Rio Cordoba 110",9.3200000000000005E-2]
["SC_1012_A1","Rio Cordoba 110",0.01]
["SC_1012_A2","Rio Cordoba 110",0.01]
["SC_599_A1","Rio Cordoba 110",0.02]
["SC_599_A2","Rio Cordoba 110",0.02]
["SC_2057_A1","Rio Cordoba 110",0.01]
["SC_543_A1","Rio Cordoba 110",0.01]
["SC_890_A1","Rio Cordoba 110",0.1]
["SC_890_A2","Rio Cordoba 110",0.04]
["SC_1336_A2","Rio Cordoba 110",0.01]
["SC_1347_A1","Rio Cordoba 110",0.01]
["SC_1347_A2","Rio Cordoba 110",0.01]
["SC_1356_A1","Rio Cordoba 110",0.08]
["SC_1356_A2","Rio Cordoba 110",0.09]
["SC_1556_A1","Rio Cordoba 110",0.01]
["SC_1556_A2","Rio Cordoba 110",0]
["SC_1557_A1","Rio Cordoba 110",0.01]
["SC_1557_A2","Rio Cordoba 110",0]
["SC_2125_A1","Rio Cordoba 110",0.01]
["SC_2125_A2","Rio Cordoba 110",0.01]
["SC_951_A1","Rio Cordoba 110",3.3000000000000002E-2]
["SC_951_A2","Rio Cordoba 110",-7.0000000000000001E-3]
["SC_758_A1","Rio Cordoba 110",1E-3]
["SC_758_A2","Rio Cordoba 110",3.0000000000000001E-3]
["SC_807_A2","Rio Cordoba 110",0.09]
["SC_1272_A1","Rio Cordoba 110",0.03]
["SC_1272_A2","Rio Cordoba 110",0.03]
["SC_1982_A1","Rio Cordoba 110",0.02]
["SC_1982_A2","Rio Cordoba 110",0.02]
["SC_1967_A1","Rio Cordoba 110",0.02]
["SC_1967_A2","Rio Cordoba 110",0.02]
["SC_1968_A1","Rio Cordoba 110",0.02]
["SC_1968_A2","Rio Cordoba 110",0.02]
["SC_482_A1","Rio Cordoba 2 13.8",5.0000000000000001E-3]
["SC_497_A1","Rio Cordoba 2 13.8",5.0000000000000001E-3]
["SC_482_A2","Rio Cordoba 2 13.8",8.9999999999999993E-3]
["SC_407_A1","Rio Cordoba 2 13.8",2.3E-2]
["SC_2010_A1","Rio Cordoba 2 13.8",0.02]
["SC_394_A1","Rio Cordoba 2 13.8",1]
["SC_394_A2","Rio Cordoba 2 13.8",0.35]
["SC_2103_A1","Rio Cordoba 34.5",0.06]
["SC_2005_A1","Rio Cordoba 34.5",0.03]
["SC_2010_A1","Rio Cordoba 34.5",0.02]
["SC_2077_A1","Rio Cordoba 34.5",0.03]
["SC_1315_A1","Rio Cordoba 34.5",0.02]
["SC_1315_A2","Rio Cordoba 34.5",0.02]
["SC_1377_A1","Rio Cordoba 34.5",0.02]
["SC_1377_A2","Rio Cordoba 34.5",0.02]
["SC_1356_A1","Rio Cordoba 34.5",0.28999999999999998]
["SC_1356_A2","Rio Cordoba 34.5",0.32]
["SC_825_A1","Riohacha 110",0]
["SC_825_A2","Riohacha 110",0]
["SC_1321_A2","Riohacha 110",0]
["SC_482_A1","Riohacha 110",1E-3]
["SC_1593_A1","Riohacha 110",0.03]
["SC_1593_A2","Riohacha 110",0.03]
["SC_482_A2","Riohacha 110",1E-3]
["SC_497_A1","Riohacha 110",2E-3]
["SC_1699_A1","Riohacha 110",0.185]
["SC_1699_A2","Riohacha 110",0.44600000000000001]
["SC_1752_A1","Riohacha 110",2E-3]
["SC_1752_A2","Riohacha 110",1E-3]
["SC_393_A1","Riohacha 110",0.04]
["SC_393_A2","Riohacha 110",0.04]
["SC_394_A1","Riohacha 110",0.12]
["SC_394_A2","Riohacha 110",0.12]
["SC_407_A1","Riohacha 110",8.9999999999999993E-3]
["SC_1827_A1","Riohacha 110",0.02]
["SC_1827_A2","Riohacha 110",0.01]
["SC_1830_A1","Riohacha 110",0.02]
["SC_1830_A2","Riohacha 110",0.01]
["SC_1948_A1","Riohacha 110",0.1]
["SC_1824_A1","Riohacha 110",0.04]
["SC_1824_A2","Riohacha 110",0.03]
["SC_1345_A1","Riohacha 110",0.03]
["SC_1345_A2","Riohacha 110",0.03]
["SC_1512_A1","Riohacha 110",0.02]
["SC_1512_A2","Riohacha 110",0]
["SC_1380_A1","Riohacha 110",-0.14000000000000001]
["SC_1535_A1","Riohacha 110",2.48]
["SC_1479_A1","Riohacha 110",1E-3]
["SC_1479_A2","Riohacha 110",1E-3]
["SC_1534_A1","Riohacha 110",4.66]
["SC_1315_A1","Riohacha 110",0.01]
["SC_1315_A2","Riohacha 110",0.01]
["SC_1377_A1","Riohacha 110",0.01]
["SC_1377_A2","Riohacha 110",0.01]
["SC_1317_A1","Riohacha 110",0.01]
["SC_833_A1","Riohacha 110",0.01]
["SC_502_A1","Riohacha 110",0]
["SC_543_A1","Riohacha 110",0]
["SC_623_A1","Riohacha 110",0.01]
["SC_1811_A1","Riohacha 110",0.1]
["SC_1811_A2","Riohacha 110",0.12]
["SC_890_A1","Riohacha 110",0.01]
["SC_890_A2","Riohacha 110",0.01]
["SC_1012_A1","Riohacha 110",1E-3]
["SC_2011_A1","Riohacha 110",7.0000000000000007E-2]
["SC_2011_A2","Riohacha 110",0.05]
["SC_1347_A1","Riohacha 110",0.01]
["SC_1347_A2","Riohacha 110",0.09]
["SC_846_A1","Riohacha 110",0.06]
["SC_807_A2","Riohacha 110",0.11]
["SC_1272_A1","Riohacha 110",0]
["SC_1272_A2","Riohacha 110",0]
["SC_1989_A1","Riohacha 110",0.01]
["SC_1989_A2","Riohacha 110",0.01]
["SC_1981_A1","Riohacha 110",0.01]
["SC_1981_A2","Riohacha 110",0.01]
["SC_1982_A1","Riohacha 110",0.01]
["SC_1982_A2","Riohacha 110",0.01]
["SC_1967_A1","Riohacha 110",0.01]
["SC_1967_A2","Riohacha 110",0.01]
["SC_1968_A1","Riohacha 110",0.01]
["SC_1968_A2","Riohacha 110",0.01]
["SC_1593_A1","Riohacha 34.5",0.09]
["SC_1593_A2","Riohacha 34.5",0.09]
["SC_394_A1","Riohacha 34.5",0.1]
["SC_394_A2","Riohacha 34.5",0.1]
["SC_2011_A1","Riohacha 34.5",0.25]
["SC_2011_A2","Riohacha 34.5",0.2]
["SC_2056_A1","Sabana - Chinu 1 500 shn",0.06]
["SC_2069_A1","Sabanalarga 110",0]
["SC_1479_A1","Sabanalarga 110",2E-3]
["SC_1479_A2","Sabanalarga 110",2E-3]
["SC_42_A1","Sabanalarga 220",7.0000000000000007E-2]
["SC_72_A1","Sabanalarga 220",7.0000000000000007E-2]
["SC_1707_A1","Sabanalarga 220",7.0000000000000007E-2]
["SC_825_A1","Sabanalarga 220",0.1]
["SC_825_A2","Sabanalarga 220",0.13]
["SC_1321_A2","Sabanalarga 220",0]
["SC_822_A1","Sabanalarga 220",7.0000000000000007E-2]
["SC_507_A1","Sabanalarga 220",8.9999999999999993E-3]
["SC_507_A2","Sabanalarga 220",0.01]
["SC_1854_A1","Sabanalarga 220",0.3]
["SC_1854_A2","Sabanalarga 220",0.3]
["SC_1710_A2","Sabanalarga 220",0.13]
["SC_2069_A1","Sabanalarga 220",0]
["SC_2056_A1","Sabanalarga 220",0.11]
["SC_1752_A1","Sabanalarga 220",0.115]
["SC_1752_A2","Sabanalarga 220",0.153]
["SC_1135_A2","Sabanalarga 220",0.27]
["SC_1211_A1","Sabanalarga 220",0.03]
["SC_1211_A2","Sabanalarga 220",7.0000000000000007E-2]
["SC_1266_A1","Sabanalarga 220",0.08]
["SC_1266_A2","Sabanalarga 220",0.05]
["SC_1512_A1","Sabanalarga 220",0.03]
["SC_1512_A2","Sabanalarga 220",0.03]
["SC_1518_A1","Sabanalarga 220",0.05]
["SC_1518_A2","Sabanalarga 220",0.09]
["SC_1479_A1","Sabanalarga 220",7.0000000000000001E-3]
["SC_1479_A2","Sabanalarga 220",5.0000000000000001E-3]
["SC_951_A1","Sabanalarga 220",3.3000000000000002E-2]
["SC_951_A2","Sabanalarga 220",6.5000000000000002E-2]
["SC_1596_A1","Sabanalarga 220",0.01]
["SC_1592_A1","Sabanalarga 220",0.01]
["SC_599_A1","Sabanalarga 220",0.02]
["SC_599_A2","Sabanalarga 220",0.02]
["SC_1376_A1","Sabanalarga 220",0.02]
["SC_1376_A2","Sabanalarga 220",0.04]
["SC_2057_A1","Sabanalarga 220",0.06]
["SC_502_A1","Sabanalarga 220",0.01]
["SC_543_A1","Sabanalarga 220",0.06]
["SC_623_A1","Sabanalarga 220",0.02]
["SC_657_A1","Sabanalarga 220",0.13]
["SC_657_A2","Sabanalarga 220",0.08]
["SC_658_A1","Sabanalarga 220",0.02]
["SC_658_A2","Sabanalarga 220",0.06]
["SC_944_A1","Sabanalarga 220",7.2700000000000001E-2]
["SC_890_A1","Sabanalarga 220",0.09]
["SC_890_A2","Sabanalarga 220",0.13]
["SC_1012_A1","Sabanalarga 220",0.02]
["SC_1012_A2","Sabanalarga 220",0.03]
["SC_1856_A1","Sabanalarga 220",0.03]
["SC_1856_A2","Sabanalarga 220",0]
["SC_1857_A1","Sabanalarga 220",0]
["SC_1336_A1","Sabanalarga 220",0.02]
["SC_1336_A2","Sabanalarga 220",0.09]
["SC_1347_A1","Sabanalarga 220",0.02]
["SC_1347_A2","Sabanalarga 220",0.01]
["SC_1356_A1","Sabanalarga 220",0.01]
["SC_1356_A2","Sabanalarga 220",0.01]
["SC_2020_A1","Sabanalarga 220",0.01]
["SC_2020_A2","Sabanalarga 220",0.01]
["SC_2021_A1","Sabanalarga 220",0.01]
["SC_2021_A2","Sabanalarga 220",0.01]
["SC_1556_A1","Sabanalarga 220",0.05]
["SC_1556_A2","Sabanalarga 220",0.03]
["SC_1557_A1","Sabanalarga 220",0.05]
["SC_1557_A2","Sabanalarga 220",0.04]
["SC_1593_A1","Sabanalarga 220",0.01]
["SC_1593_A2","Sabanalarga 220",0.01]
["SC_1729_A1","Sabanalarga 220",0.02]
["SC_1729_A2","Sabanalarga 220",0.06]
["SC_1366_A1","Sabanalarga 220",0.05]
["SC_2125_A1","Sabanalarga 220",0.03]
["SC_2125_A2","Sabanalarga 220",0.03]
["SC_507_A1","Sabanalarga 500",4.0000000000000001E-3]
["SC_507_A2","Sabanalarga 500",7.0000000000000001E-3]
["SC_1854_A1","Sabanalarga 500",0.2]
["SC_1854_A2","Sabanalarga 500",0.2]
["SC_1710_A2","Sabanalarga 500",0.06]
["SC_2056_A1","Sabanalarga 500",0.06]
["SC_1135_A2","Sabanalarga 500",0.13]
["SC_1948_A1","Sabanalarga 500",0.18]
["SC_1824_A1","Sabanalarga 500",0.08]
["SC_1824_A2","Sabanalarga 500",7.0000000000000007E-2]
["SC_2275_A1","Sabanalarga 500",0.21]
["SC_951_A1","Sabanalarga 500",-3.0000000000000001E-3]
["SC_951_A2","Sabanalarga 500",5.0000000000000001E-3]
["SC_1596_A1","Sabanalarga 500",0.01]
["SC_1592_A1","Sabanalarga 500",0.01]
["SC_1376_A1","Sabanalarga 500",0.01]
["SC_1376_A2","Sabanalarga 500",0.02]
["SC_2057_A1","Sabanalarga 500",0.04]
["SC_502_A1","Sabanalarga 500",0.01]
["SC_543_A1","Sabanalarga 500",0.04]
["SC_623_A1","Sabanalarga 500",0.01]
["SC_657_A1","Sabanalarga 500",0.03]
["SC_657_A2","Sabanalarga 500",0.02]
["SC_658_A1","Sabanalarga 500",0.02]
["SC_658_A2","Sabanalarga 500",0.04]
["SC_890_A1","Sabanalarga 500",0.02]
["SC_890_A2","Sabanalarga 500",0.03]
["SC_1012_A1","Sabanalarga 500",0.01]
["SC_1012_A2","Sabanalarga 500",0.01]
["SC_1336_A1","Sabanalarga 500",0.05]
["SC_1336_A2","Sabanalarga 500",0.05]
["SC_1347_A1","Sabanalarga 500",0.01]
["SC_1347_A2","Sabanalarga 500",0.01]
["SC_1556_A1","Sabanalarga 500",0.02]
["SC_1556_A2","Sabanalarga 500",0.02]
["SC_1557_A1","Sabanalarga 500",0.02]
["SC_1557_A2","Sabanalarga 500",0.02]
["SC_1729_A1","Sabanalarga 500",0.02]
["SC_1729_A2","Sabanalarga 500",0.04]
["SC_1366_A1","Sabanalarga 500",0.02]
["SC_1710_A2","Sahagun 500 kV",0.05]
["SC_1135_A2","Sahagun 500 kV",0.1]
["SC_502_A1","Sahagun 500 kV",0]
["SC_657_A1","Sahagun 500 kV",0.01]
["SC_658_A1","Sahagun 500 kV",0.01]
["SC_658_A2","Sahagun 500 kV",0.02]
["SC_890_A1","Sahagun 500 kV",0]
["SC_890_A2","Sahagun 500 kV",0]
["SC_1729_A1","Sahagun 500 kV",0.01]
["SC_1729_A2","Sahagun 500 kV",0.02]
["SC_1596_A1","Sahagun 500 kV",0]
["SC_1592_A1","Sahagun 500 kV",0]
["SC_1376_A1","Sahagun 500 kV",0.01]
["SC_1376_A2","Sahagun 500 kV",0.01]
["SC_2057_A1","Sahagun 500 kV",0.02]
["SC_543_A1","Sahagun 500 kV",0.02]
["SC_1012_A1","Sahagun 500 kV",1E-3]
["SC_1012_A2","Sahagun 500 kV",1E-3]
["SC_1336_A2","Sahagun 500 kV",0.02]
["SC_1556_A1","Sahagun 500 kV",0.01]
["SC_1556_A2","Sahagun 500 kV",0.01]
["SC_1557_A1","Sahagun 500 kV",0.01]
["SC_1557_A2","Sahagun 500 kV",0.01]
["SC_1366_A1","Sahagun 500 kV",0.01]
["SC_1550_A1","SAN JUAN 1 13.8 kV",0.01]
["SC_1550_A2","SAN JUAN 1 13.8 kV",0.01]
["SC_1550_A1","SAN JUAN 1 34.5 kV",0.08]
["SC_1550_A2","SAN JUAN 1 34.5 kV",0.08]
["SC_2086_A1","SAN JUAN 1 34.5 kV",0.5]
["SC_825_A1","San Juan 110",0]
["SC_825_A2","San Juan 110",0]
["SC_1321_A2","San Juan 110",0]
["SC_1765_A1","San Juan 110",0.01]
["SC_1765_A2","San Juan 110",0]
["SC_833_A1","San Juan 110",0.01]
["SC_878_A1","San Juan 110",0.02]
["SC_921_A1","San Juan 110",8.5000000000000006E-3]
["SC_1593_A1","San Juan 110",0.01]
["SC_1593_A2","San Juan 110",0.01]
["SC_507_A1","San Juan 110",3.0000000000000001E-3]
["SC_507_A2","San Juan 110",2E-3]
["SC_1854_A1","San Juan 110",0.1]
["SC_1854_A2","San Juan 110",0.1]
["SC_1752_A1","San Juan 110",3.0000000000000001E-3]
["SC_1752_A2","San Juan 110",3.0000000000000001E-3]
["SC_768_A1","San Juan 110",0]
["SC_768_A2","San Juan 110",0]
["SC_1211_A2","San Juan 110",0.01]
["SC_1948_A1","San Juan 110",0.26]
["SC_1824_A1","San Juan 110",0.08]
["SC_1824_A2","San Juan 110",0.04]
["SC_1380_A1","San Juan 110",-0.15]
["SC_502_A1","San Juan 110",0.02]
["SC_543_A1","San Juan 110",0]
["SC_623_A1","San Juan 110",0.01]
["SC_890_A1","San Juan 110",0.01]
["SC_890_A2","San Juan 110",0.01]
["SC_1012_A1","San Juan 110",0.09]
["SC_1012_A2","San Juan 110",0.05]
["SC_1992_A1","San Juan 110",0.01]
["SC_1857_A2","San Juan 110",0.06]
["SC_1347_A1","San Juan 110",0.01]
["SC_1347_A2","San Juan 110",0.01]
["SC_2125_A1","San Juan 110",0.05]
["SC_2125_A2","San Juan 110",0.1]
["SC_846_A1","San Juan 110",0.01]
["SC_807_A2","San Juan 110",0.09]
["SC_735_A1","San Juan 110",2.4E-2]
["SC_735_A2","San Juan 110",4.4999999999999998E-2]
["SC_1989_A1","San Juan 110",0.05]
["SC_1989_A2","San Juan 110",0.04]
["SC_1981_A1","San Juan 110",0.05]
["SC_1981_A2","San Juan 110",0.04]
["SC_1982_A1","San Juan 110",0.05]
["SC_1982_A2","San Juan 110",0.04]
["SC_1967_A1","San Juan 110",0.05]
["SC_1967_A2","San Juan 110",0.04]
["SC_1968_A1","San Juan 110",0.05]
["SC_1968_A2","San Juan 110",0.04]
["SC_42_A1","San Juan 220",0.03]
["SC_72_A1","San Juan 220",0.03]
["SC_1707_A1","San Juan 220",0.03]
["SC_825_A1","San Juan 220",0.01]
["SC_825_A2","San Juan 220",0.01]
["SC_1321_A2","San Juan 220",0]
["SC_822_A1","San Juan 220",0.03]
["SC_1765_A1","San Juan 220",0.01]
["SC_1765_A2","San Juan 220",0]
["SC_1550_A1","San Juan 220",0.01]
["SC_1550_A2","San Juan 220",0.01]
["SC_1244_A1","San Juan 220",0.72]
["SC_482_A1","San Juan 220",2E-3]
["SC_482_A2","San Juan 220",2E-3]
["SC_497_A1","San Juan 220",4.0000000000000001E-3]
["SC_507_A1","San Juan 220",4.0000000000000001E-3]
["SC_507_A2","San Juan 220",3.0000000000000001E-3]
["SC_1854_A1","San Juan 220",0.1]
["SC_1854_A2","San Juan 220",0.1]
["SC_821_A1","San Juan 220",0]
["SC_821_A2","San Juan 220",0]
["SC_1699_A1","San Juan 220",0.19600000000000001]
["SC_1699_A2","San Juan 220",0.38700000000000001]
["SC_2069_A1","San Juan 220",0]
["SC_1752_A1","San Juan 220",8.9999999999999993E-3]
["SC_1752_A2","San Juan 220",7.0000000000000001E-3]
["SC_393_A1","San Juan 220",0.08]
["SC_393_A2","San Juan 220",7.0000000000000007E-2]
["SC_394_A1","San Juan 220",0.02]
["SC_394_A2","San Juan 220",0.02]
["SC_407_A1","San Juan 220",1.7999999999999999E-2]
["SC_768_A1","San Juan 220",0.01]
["SC_768_A2","San Juan 220",0.01]
["SC_1788_A1","San Juan 220",0]
["SC_628_A1","San Juan 220",0.01]
["SC_628_A2","San Juan 220",0.01]
["SC_878_A1","San Juan 220",0.02]
["SC_921_A1","San Juan 220",8.8000000000000005E-3]
["SC_944_A1","San Juan 220",3.5999999999999999E-3]
["SC_963_A1","San Juan 220",0]
["SC_984_A1","San Juan 220",0.27]
["SC_1827_A1","San Juan 220",0.05]
["SC_1827_A2","San Juan 220",0.04]
["SC_1830_A1","San Juan 220",0.05]
["SC_1830_A2","San Juan 220",0.04]
["SC_1077_A1","San Juan 220",0.09]
["SC_1077_A2","San Juan 220",0.05]
["SC_1876_A1","San Juan 220",0.14000000000000001]
["SC_1876_A2","San Juan 220",0.14000000000000001]
["SC_1211_A1","San Juan 220",0.01]
["SC_1211_A2","San Juan 220",0.01]
["SC_1293_A1","San Juan 220",0.25]
["SC_1345_A1","San Juan 220",0.05]
["SC_1345_A2","San Juan 220",0.05]
["SC_1512_A1","San Juan 220",0.05]
["SC_1512_A2","San Juan 220",0.01]
["SC_1518_A1","San Juan 220",0.01]
["SC_1518_A2","San Juan 220",0.01]
["SC_1380_A1","San Juan 220",-0.12]
["SC_2086_A1","San Juan 220",7.0000000000000007E-2]
["SC_1421_A1","San Juan 220",0.34]
["SC_1421_A2","San Juan 220",0.21]
["SC_1535_A1","San Juan 220",3.17]
["SC_1479_A1","San Juan 220",2E-3]
["SC_1479_A2","San Juan 220",2E-3]
["SC_1534_A1","San Juan 220",5.95]
["SC_1315_A1","San Juan 220",0.01]
["SC_1315_A2","San Juan 220",0.01]
["SC_1377_A1","San Juan 220",0.01]
["SC_1377_A2","San Juan 220",0.01]
["SC_1317_A1","San Juan 220",0.01]
["SC_1592_A1","San Juan 220",0]
["SC_833_A1","San Juan 220",0.03]
["SC_2057_A1","San Juan 220",0.01]
["SC_502_A1","San Juan 220",0.02]
["SC_543_A1","San Juan 220",0.01]
["SC_623_A1","San Juan 220",0.03]
["SC_1811_A1","San Juan 220",0]
["SC_1811_A2","San Juan 220",0]
["SC_890_A1","San Juan 220",0.01]
["SC_890_A2","San Juan 220",0.01]
["SC_1012_A1","San Juan 220",0.39]
["SC_1012_A2","San Juan 220",0.11]
["SC_2260_A1","San Juan 220",0.27]
["SC_2261_A1","San Juan 220",0.27]
["SC_1992_A1","San Juan 220",0.01]
["SC_1944_A1","San Juan 220",0.04]
["SC_1944_A2","San Juan 220",0.05]
["SC_1856_A1","San Juan 220",0]
["SC_1856_A2","San Juan 220",0]
["SC_1857_A1","San Juan 220",0]
["SC_1857_A2","San Juan 220",0]
["SC_1336_A2","San Juan 220",0.01]
["SC_1347_A1","San Juan 220",0.03]
["SC_1347_A2","San Juan 220",0.02]
["SC_2020_A1","San Juan 220",0.02]
["SC_2020_A2","San Juan 220",0.02]
["SC_2021_A1","San Juan 220",0.02]
["SC_2021_A2","San Juan 220",0.02]
["SC_1556_A1","San Juan 220",0.01]
["SC_1556_A2","San Juan 220",0]
["SC_1557_A1","San Juan 220",0.01]
["SC_1557_A2","San Juan 220",0]
["SC_1729_A2","San Juan 220",0.01]
["SC_1366_A1","San Juan 220",0.01]
["SC_2125_A1","San Juan 220",0.12]
["SC_2125_A2","San Juan 220",0.12]
["SC_1978_A1","San Juan 220",0.1]
["SC_1978_A2","San Juan 220",0.11]
["SC_846_A1","San Juan 220",0.01]
["SC_807_A2","San Juan 220",0.11]
["SC_735_A1","San Juan 220",0.03]
["SC_735_A2","San Juan 220",5.1999999999999998E-2]
["SC_230_A1","San Juan 220",0.11]
["SC_1223_A1","San Juan 220",0.77]
["SC_1272_A1","San Juan 220",0]
["SC_1272_A2","San Juan 220",0]
["SC_1718_A1","San Juan 220",0.02]
["SC_1728_A1","San Juan 220",0.06]
["SC_1989_A1","San Juan 220",0.04]
["SC_1989_A2","San Juan 220",0.04]
["SC_1981_A1","San Juan 220",0.04]
["SC_1981_A2","San Juan 220",0.04]
["SC_1982_A1","San Juan 220",0.04]
["SC_1982_A2","San Juan 220",0.04]
["SC_1967_A1","San Juan 220",0.04]
["SC_1967_A2","San Juan 220",0.04]
["SC_1968_A1","San Juan 220",0.04]
["SC_1968_A2","San Juan 220",0.04]
["SC_1293_A2","San Juan 220",0.28000000000000003]
["SC_1306_A1","San Juan 220",0.25]
["SC_1306_A2","San Juan 220",0.6]
["SC_1575_A1","Santa Marta 110",0]
["SC_1321_A2","Santa Marta 110",0]
["SC_1549_A1","Santa Marta 110",0.03]
["SC_1549_A2","Santa Marta 110",0.03]
["SC_507_A1","Santa Marta 110",4.0000000000000001E-3]
["SC_507_A2","Santa Marta 110",3.0000000000000001E-3]
["SC_1854_A1","Santa Marta 110",0.2]
["SC_1854_A2","Santa Marta 110",0.2]
["SC_1699_A1","Santa Marta 110",0.22600000000000001]
["SC_1699_A2","Santa Marta 110",0.39200000000000002]
["SC_2069_A1","Santa Marta 110",0]
["SC_393_A1","Santa Marta 110",0.1]
["SC_393_A2","Santa Marta 110",0.09]
["SC_394_A1","Santa Marta 110",0.02]
["SC_394_A2","Santa Marta 110",0.02]
["SC_963_A1","Santa Marta 110",0]
["SC_1827_A1","Santa Marta 110",0.02]
["SC_1827_A2","Santa Marta 110",0.02]
["SC_1830_A1","Santa Marta 110",0.02]
["SC_1830_A2","Santa Marta 110",0.02]
["SC_1345_A1","Santa Marta 110",0.05]
["SC_1345_A2","Santa Marta 110",0.05]
["SC_1512_A1","Santa Marta 110",0.02]
["SC_1512_A2","Santa Marta 110",0]
["SC_1518_A1","Santa Marta 110",0]
["SC_1518_A2","Santa Marta 110",0.01]
["SC_2010_A1","Santa Marta 110",0.02]
["SC_1380_A1","Santa Marta 110",-0.19]
["SC_2077_A1","Santa Marta 110",0.03]
["SC_1535_A1","Santa Marta 110",3.39]
["SC_1479_A1","Santa Marta 110",5.0000000000000001E-3]
["SC_1479_A2","Santa Marta 110",3.0000000000000001E-3]
["SC_1534_A1","Santa Marta 110",6.37]
["SC_1315_A1","Santa Marta 110",0.11]
["SC_1315_A2","Santa Marta 110",0.11]
["SC_1377_A1","Santa Marta 110",0.11]
["SC_1377_A2","Santa Marta 110",0.11]
["SC_1317_A1","Santa Marta 110",0.11]
["SC_951_A1","Santa Marta 110",-8.0000000000000002E-3]
["SC_951_A2","Santa Marta 110",-1.2999999999999999E-2]
["SC_599_A1","Santa Marta 110",0.01]
["SC_599_A2","Santa Marta 110",0.01]
["SC_833_A1","Santa Marta 110",0.02]
["SC_2057_A1","Santa Marta 110",0.01]
["SC_502_A1","Santa Marta 110",0]
["SC_543_A1","Santa Marta 110",0.01]
["SC_623_A1","Santa Marta 110",0.01]
["SC_657_A1","Santa Marta 110",0.03]
["SC_657_A2","Santa Marta 110",0.05]
["SC_890_A1","Santa Marta 110",0.05]
["SC_890_A2","Santa Marta 110",0.03]
["SC_1012_A1","Santa Marta 110",0.01]
["SC_1012_A2","Santa Marta 110",0.01]
["SC_1336_A2","Santa Marta 110",0.01]
["SC_1347_A1","Santa Marta 110",0.01]
["SC_1347_A2","Santa Marta 110",0.01]
["SC_1356_A1","Santa Marta 110",0.02]
["SC_1356_A2","Santa Marta 110",0.03]
["SC_1556_A1","Santa Marta 110",0.01]
["SC_1556_A2","Santa Marta 110",0]
["SC_1557_A1","Santa Marta 110",0.01]
["SC_1557_A2","Santa Marta 110",0]
["SC_1366_A1","Santa Marta 110",0.01]
["SC_2125_A1","Santa Marta 110",0.01]
["SC_2125_A2","Santa Marta 110",0.01]
["SC_807_A2","Santa Marta 110",0.1]
["SC_758_A1","Santa Marta 110",0]
["SC_758_A2","Santa Marta 110",0]
["SC_1272_A1","Santa Marta 110",0.02]
["SC_1272_A2","Santa Marta 110",0.02]
["SC_1982_A1","Santa Marta 110",0.02]
["SC_1982_A2","Santa Marta 110",0.02]
["SC_1967_A1","Santa Marta 110",0.02]
["SC_1967_A2","Santa Marta 110",0.02]
["SC_1968_A1","Santa Marta 110",0.02]
["SC_1968_A2","Santa Marta 110",0.02]
["SC_1948_A1","Santa Marta 110",0.19]
["SC_1824_A1","Santa Marta 110",0.05]
["SC_1824_A2","Santa Marta 110",0.04]
["SC_42_A1","Santa Marta 220",0.03]
["SC_72_A1","Santa Marta 220",0.03]
["SC_1707_A1","Santa Marta 220",0.03]
["SC_1575_A1","Santa Marta 220",0]
["SC_825_A1","Santa Marta 220",0.25]
["SC_825_A2","Santa Marta 220",0.05]
["SC_1321_A2","Santa Marta 220",0]
["SC_822_A1","Santa Marta 220",0.03]
["SC_1549_A1","Santa Marta 220",0.01]
["SC_1549_A2","Santa Marta 220",0.01]
["SC_507_A1","Santa Marta 220",5.0000000000000001E-3]
["SC_507_A2","Santa Marta 220",3.0000000000000001E-3]
["SC_1854_A1","Santa Marta 220",0.2]
["SC_1854_A2","Santa Marta 220",0.1]
["SC_2069_A1","Santa Marta 220",0]
["SC_393_A1","Santa Marta 220",0.08]
["SC_393_A2","Santa Marta 220",7.0000000000000007E-2]
["SC_394_A1","Santa Marta 220",0.02]
["SC_394_A2","Santa Marta 220",0.02]
["SC_963_A1","Santa Marta 220",0]
["SC_1827_A1","Santa Marta 220",0.02]
["SC_1827_A2","Santa Marta 220",0.02]
["SC_1830_A1","Santa Marta 220",0.02]
["SC_1830_A2","Santa Marta 220",0.02]
["SC_1077_A1","Santa Marta 220",0.08]
["SC_1077_A2","Santa Marta 220",0.05]
["SC_1876_A1","Santa Marta 220",0.14000000000000001]
["SC_1876_A2","Santa Marta 220",0.14000000000000001]
["SC_1345_A1","Santa Marta 220",0.04]
["SC_1345_A2","Santa Marta 220",0.04]
["SC_1512_A1","Santa Marta 220",0.03]
["SC_1512_A2","Santa Marta 220",0.01]
["SC_1518_A1","Santa Marta 220",0.01]
["SC_1518_A2","Santa Marta 220",0.01]
["SC_2010_A1","Santa Marta 220",0.01]
["SC_1380_A1","Santa Marta 220",-0.13]
["SC_2077_A1","Santa Marta 220",0.02]
["SC_2275_A1","Santa Marta 220",1.25]
["SC_1535_A1","Santa Marta 220",3.07]
["SC_1479_A1","Santa Marta 220",4.0000000000000001E-3]
["SC_1479_A2","Santa Marta 220",3.0000000000000001E-3]
["SC_1534_A1","Santa Marta 220",5.78]
["SC_951_A1","Santa Marta 220",0.03]
["SC_951_A2","Santa Marta 220",1.7000000000000001E-2]
["SC_1592_A1","Santa Marta 220",0]
["SC_599_A1","Santa Marta 220",0.01]
["SC_599_A2","Santa Marta 220",0.01]
["SC_2057_A1","Santa Marta 220",0.01]
["SC_502_A1","Santa Marta 220",0]
["SC_543_A1","Santa Marta 220",0.01]
["SC_623_A1","Santa Marta 220",0.02]
["SC_657_A1","Santa Marta 220",0.05]
["SC_657_A2","Santa Marta 220",7.0000000000000007E-2]
["SC_1811_A1","Santa Marta 220",0]
["SC_1811_A2","Santa Marta 220",0]
["SC_890_A1","Santa Marta 220",7.0000000000000007E-2]
["SC_890_A2","Santa Marta 220",0.06]
["SC_1012_A1","Santa Marta 220",0.01]
["SC_1012_A2","Santa Marta 220",0.01]
["SC_2260_A1","Santa Marta 220",0.06]
["SC_2261_A1","Santa Marta 220",0.06]
["SC_1856_A1","Santa Marta 220",0.04]
["SC_1856_A2","Santa Marta 220",0.05]
["SC_1857_A1","Santa Marta 220",0.05]
["SC_1857_A2","Santa Marta 220",0.05]
["SC_1336_A2","Santa Marta 220",0.01]
["SC_1347_A1","Santa Marta 220",0.02]
["SC_1347_A2","Santa Marta 220",0.01]
["SC_1356_A1","Santa Marta 220",0.03]
["SC_1356_A2","Santa Marta 220",0.03]
["SC_2020_A1","Santa Marta 220",0.01]
["SC_2020_A2","Santa Marta 220",0.01]
["SC_2021_A1","Santa Marta 220",0.01]
["SC_2021_A2","Santa Marta 220",0.01]
["SC_1556_A1","Santa Marta 220",0.01]
["SC_1556_A2","Santa Marta 220",0]
["SC_1557_A1","Santa Marta 220",0.01]
["SC_1557_A2","Santa Marta 220",0]
["SC_1593_A1","Santa Marta 220",0.01]
["SC_1593_A2","Santa Marta 220",0.01]
["SC_1729_A2","Santa Marta 220",0.01]
["SC_1366_A1","Santa Marta 220",0.01]
["SC_2125_A1","Santa Marta 220",0.01]
["SC_2125_A2","Santa Marta 220",0.01]
["SC_1978_A1","Santa Marta 220",0.1]
["SC_1978_A2","Santa Marta 220",0.1]
["SC_1944_A1","Santa Marta 220",0.01]
["SC_1944_A2","Santa Marta 220",0.01]
["SC_807_A2","Santa Marta 220",0.09]
["SC_230_A1","Santa Marta 220",0.1]
["SC_1223_A1","Santa Marta 220",7.0000000000000007E-2]
["SC_1272_A1","Santa Marta 220",0.02]
["SC_1272_A2","Santa Marta 220",0.02]
["SC_1718_A1","Santa Marta 220",0.02]
["SC_1728_A1","Santa Marta 220",0.06]
["SC_1989_A1","Santa Marta 220",0.01]
["SC_1989_A2","Santa Marta 220",0.01]
["SC_1981_A1","Santa Marta 220",0.01]
["SC_1981_A2","Santa Marta 220",0.01]
["SC_1982_A1","Santa Marta 220",0.01]
["SC_1982_A2","Santa Marta 220",0.01]
["SC_1967_A1","Santa Marta 220",0.01]
["SC_1967_A2","Santa Marta 220",0.01]
["SC_1968_A1","Santa Marta 220",0.01]
["SC_1968_A2","Santa Marta 220",0.01]
["SC_1315_A1","Santa Marta 220",0.1]
["SC_1315_A2","Santa Marta 220",0.1]
["SC_1377_A1","Santa Marta 220",0.1]
["SC_1377_A2","Santa Marta 220",0.1]
["SC_1317_A1","Santa Marta 220",0.17]
["SC_833_A1","Santa Marta 220",0.03]
["SC_1752_A1","Santa Marta 220",0.29199999999999998]
["SC_1752_A2","Santa Marta 220",5.5E-2]
["SC_1788_A1","Santa Marta 220",0]
["SC_1948_A1","Santa Marta 220",0.2]
["SC_1824_A1","Santa Marta 220",0.03]
["SC_1824_A2","Santa Marta 220",0.03]
["SC_1421_A1","Santa Marta 220",-0.02]
["SC_1421_A2","Santa Marta 220",-0.02]
["SC_482_A1","Santa Marta 220",5.0000000000000001E-3]
["SC_482_A2","Santa Marta 220",6.0000000000000001E-3]
["SC_497_A1","Santa Marta 220",5.0000000000000001E-3]
["SC_944_A1","Santa Marta 220",5.8200000000000002E-2]
["SC_407_A1","Santa Marta 220",1.9E-2]
["SC_821_A1","Santa Marta 220",0]
["SC_821_A2","Santa Marta 220",0]
["SC_1211_A1","Santa Marta 220",0.01]
["SC_1211_A2","Santa Marta 220",0.02]
["SC_1549_A1","Santa Marta 34.5",0.09]
["SC_1549_A2","Santa Marta 34.5",0.09]
["SC_2010_A1","Santa Marta 34.5",0.02]
["SC_2056_A1","Sog-LLoma 500 shn",0.08]
["SC_482_A1","T Puerto Nuevo",5.0000000000000001E-3]
["SC_497_A1","T Puerto Nuevo",5.0000000000000001E-3]
["SC_407_A1","T Puerto Nuevo",2.1000000000000001E-2]
["SC_1948_A1","T Puerto Nuevo",0.1]
["SC_1824_A1","T Puerto Nuevo",0.04]
["SC_1824_A2","T Puerto Nuevo",0.03]
["SC_2010_A1","T Puerto Nuevo",0.02]
["SC_2077_A1","T Puerto Nuevo",0.03]
["SC_482_A2","T Puerto Nuevo",8.0000000000000002E-3]
["SC_1512_A1","T Puerto Nuevo",0.01]
["SC_1512_A2","T Puerto Nuevo",0]
["SC_1518_A1","T Puerto Nuevo",0]
["SC_1518_A2","T Puerto Nuevo",0.01]
["SC_599_A1","T Puerto Nuevo",0.02]
["SC_599_A2","T Puerto Nuevo",0.02]
["SC_502_A1","T Puerto Nuevo",0]
["SC_623_A1","T Puerto Nuevo",0.01]
["SC_657_A1","T Puerto Nuevo",0.03]
["SC_657_A2","T Puerto Nuevo",0.08]
["SC_890_A1","T Puerto Nuevo",0.09]
["SC_890_A2","T Puerto Nuevo",0.03]
["SC_1336_A2","T Puerto Nuevo",0.01]
["SC_1347_A1","T Puerto Nuevo",0.01]
["SC_1556_A1","T Puerto Nuevo",0.01]
["SC_1556_A2","T Puerto Nuevo",0]
["SC_1557_A1","T Puerto Nuevo",0.01]
["SC_1557_A2","T Puerto Nuevo",0]
["SC_1366_A1","T Puerto Nuevo",0.01]
["SC_543_A1","T Puerto Nuevo",0]
["SC_1012_A1","T Puerto Nuevo",1E-3]
["SC_1012_A2","T Puerto Nuevo",1E-3]
["SC_2125_A1","T Puerto Nuevo",0.01]
["SC_2125_A2","T Puerto Nuevo",0]
["SC_1710_A2","Tebsa 220",0.08]
["SC_1135_A2","Tebsa 220",0.16]
["SC_1345_A1","Tebsa 220",0.06]
["SC_1345_A2","Tebsa 220",0.06]
["SC_1479_A1","Tebsa 220",4.0000000000000001E-3]
["SC_1479_A2","Tebsa 220",3.0000000000000001E-3]
["SC_951_A1","Tebsa 220",-4.0000000000000001E-3]
["SC_951_A2","Tebsa 220",6.0000000000000001E-3]
["SC_1596_A1","Tebsa 220",0]
["SC_1592_A1","Tebsa 220",0]
["SC_1376_A1","Tebsa 220",0.01]
["SC_1376_A2","Tebsa 220",0.01]
["SC_2057_A1","Tebsa 220",0.02]
["SC_502_A1","Tebsa 220",0]
["SC_543_A1","Tebsa 220",0.02]
["SC_623_A1","Tebsa 220",0.01]
["SC_657_A1","Tebsa 220",0.04]
["SC_657_A2","Tebsa 220",0.03]
["SC_658_A1","Tebsa 220",0.01]
["SC_658_A2","Tebsa 220",0.02]
["SC_890_A1","Tebsa 220",0.03]
["SC_890_A2","Tebsa 220",0.04]
["SC_1012_A1","Tebsa 220",0.01]
["SC_1012_A2","Tebsa 220",0.01]
["SC_1336_A1","Tebsa 220",0.04]
["SC_1336_A2","Tebsa 220",0.03]
["SC_1347_A1","Tebsa 220",0.01]
["SC_1556_A1","Tebsa 220",0.02]
["SC_1556_A2","Tebsa 220",0.01]
["SC_1557_A1","Tebsa 220",0.02]
["SC_1557_A2","Tebsa 220",0.01]
["SC_1729_A1","Tebsa 220",0.01]
["SC_1729_A2","Tebsa 220",0.02]
["SC_1366_A1","Tebsa 220",0.02]
["SC_2125_A1","Tebsa 220",0.01]
["SC_2125_A2","Tebsa 220",0.01]
["SC_1575_A1","Termocol 220",0.01]
["SC_825_A1","Termocol 220",0.2]
["SC_825_A2","Termocol 220",0.04]
["SC_1321_A2","Termocol 220",0]
["SC_1549_A1","Termocol 220",0.01]
["SC_1549_A2","Termocol 220",0.01]
["SC_507_A1","Termocol 220",3.0000000000000001E-3]
["SC_507_A2","Termocol 220",2E-3]
["SC_1854_A1","Termocol 220",0.1]
["SC_1854_A2","Termocol 220",0.1]
["SC_2069_A1","Termocol 220",0]
["SC_1752_A1","Termocol 220",0.24099999999999999]
["SC_1752_A2","Termocol 220",4.5999999999999999E-2]
["SC_393_A1","Termocol 220",0.08]
["SC_393_A2","Termocol 220",7.0000000000000007E-2]
["SC_394_A1","Termocol 220",0.02]
["SC_394_A2","Termocol 220",0.02]
["SC_1788_A1","Termocol 220",0]
["SC_963_A1","Termocol 220",0]
["SC_1827_A1","Termocol 220",0.02]
["SC_1827_A2","Termocol 220",0.02]
["SC_1830_A1","Termocol 220",0.02]
["SC_1830_A2","Termocol 220",0.02]
["SC_1077_A1","Termocol 220",0.08]
["SC_1077_A2","Termocol 220",0.05]
["SC_1876_A1","Termocol 220",0.13]
["SC_1876_A2","Termocol 220",0.13]
["SC_1948_A1","Termocol 220",0.09]
["SC_1824_A1","Termocol 220",0.03]
["SC_1824_A2","Termocol 220",0.02]
["SC_1345_A1","Termocol 220",0.1]
["SC_1345_A2","Termocol 220",0.1]
["SC_1512_A1","Termocol 220",0.03]
["SC_1512_A2","Termocol 220",0.01]
["SC_1518_A1","Termocol 220",0.01]
["SC_1518_A2","Termocol 220",0.01]
["SC_1380_A1","Termocol 220",-0.13]
["SC_1421_A1","Termocol 220",-0.01]
["SC_1421_A2","Termocol 220",-0.01]
["SC_2275_A1","Termocol 220",1.79]
["SC_1535_A1","Termocol 220",2.9]
["SC_1479_A1","Termocol 220",4.0000000000000001E-3]
["SC_1479_A2","Termocol 220",2E-3]
["SC_1534_A1","Termocol 220",5.46]
["SC_944_A1","Termocol 220",4.7600000000000003E-2]
["SC_1315_A1","Termocol 220",0.08]
["SC_1315_A2","Termocol 220",0.08]
["SC_1377_A1","Termocol 220",0.08]
["SC_1377_A2","Termocol 220",0.08]
["SC_1317_A1","Termocol 220",0.2]
["SC_951_A1","Termocol 220",1.9E-2]
["SC_951_A2","Termocol 220",0.01]
["SC_1596_A1","Termocol 220",0]
["SC_1592_A1","Termocol 220",0]
["SC_599_A1","Termocol 220",0.01]
["SC_599_A2","Termocol 220",0.01]
["SC_833_A1","Termocol 220",0.02]
["SC_2057_A1","Termocol 220",0.01]
["SC_502_A1","Termocol 220",0.01]
["SC_543_A1","Termocol 220",0.01]
["SC_623_A1","Termocol 220",0.02]
["SC_657_A1","Termocol 220",0.04]
["SC_657_A2","Termocol 220",0.06]
["SC_1811_A1","Termocol 220",0]
["SC_1811_A2","Termocol 220",0]
["SC_890_A1","Termocol 220",0.06]
["SC_890_A2","Termocol 220",0.05]
["SC_1012_A1","Termocol 220",0.01]
["SC_1012_A2","Termocol 220",0.01]
["SC_2260_A1","Termocol 220",0.05]
["SC_2261_A1","Termocol 220",0.05]
["SC_1944_A1","Termocol 220",0.01]
["SC_1944_A2","Termocol 220",0.01]
["SC_1856_A1","Termocol 220",0.01]
["SC_1856_A2","Termocol 220",0.01]
["SC_1857_A1","Termocol 220",0.01]
["SC_1857_A2","Termocol 220",0.01]
["SC_1336_A2","Termocol 220",0.01]
["SC_1347_A1","Termocol 220",0.01]
["SC_1347_A2","Termocol 220",0.01]
["SC_1356_A1","Termocol 220",0.02]
["SC_1356_A2","Termocol 220",0.02]
["SC_2020_A1","Termocol 220",0.01]
["SC_2020_A2","Termocol 220",0.01]
["SC_2021_A1","Termocol 220",0.01]
["SC_2021_A2","Termocol 220",0.01]
["SC_1556_A1","Termocol 220",0.01]
["SC_1556_A2","Termocol 220",0]
["SC_1557_A1","Termocol 220",0.01]
["SC_1557_A2","Termocol 220",0]
["SC_1729_A2","Termocol 220",0.01]
["SC_1366_A1","Termocol 220",0.01]
["SC_2125_A1","Termocol 220",0.01]
["SC_2125_A2","Termocol 220",0.01]
["SC_1978_A1","Termocol 220",0.09]
["SC_1978_A2","Termocol 220",0.09]
["SC_807_A2","Termocol 220",0.08]
["SC_230_A1","Termocol 220",0.09]
["SC_1223_A1","Termocol 220",7.0000000000000007E-2]
["SC_1272_A1","Termocol 220",0.03]
["SC_1272_A2","Termocol 220",0.03]
["SC_1718_A1","Termocol 220",0.02]
["SC_1728_A1","Termocol 220",0.05]
["SC_1989_A1","Termocol 220",0.01]
["SC_1989_A2","Termocol 220",0.01]
["SC_1981_A1","Termocol 220",0.01]
["SC_1981_A2","Termocol 220",0.01]
["SC_1982_A1","Termocol 220",0.01]
["SC_1982_A2","Termocol 220",0.01]
["SC_1967_A1","Termocol 220",0.01]
["SC_1967_A2","Termocol 220",0.01]
["SC_1968_A1","Termocol 220",0.01]
["SC_1968_A2","Termocol 220",0.01]
["SC_1321_A2","Termocol 44",0]
["SC_393_A1","Termocol 44",0.11]
["SC_393_A2","Termocol 44",0.1]
["SC_394_A1","Termocol 44",0.02]
["SC_394_A2","Termocol 44",0.02]
["SC_1827_A1","Termocol 44",0.02]
["SC_1827_A2","Termocol 44",0.02]
["SC_1830_A1","Termocol 44",0.02]
["SC_1830_A2","Termocol 44",0.02]
["SC_1948_A1","Termocol 44",0.11]
["SC_1824_A1","Termocol 44",0.06]
["SC_1824_A2","Termocol 44",0.05]
["SC_1380_A1","Termocol 44",-0.24]
["SC_1535_A1","Termocol 44",3.93]
["SC_1534_A1","Termocol 44",7.38]
["SC_393_A1","Termonorte 44",0.1]
["SC_393_A2","Termonorte 44",0.09]
["SC_394_A1","Termonorte 44",0.03]
["SC_394_A2","Termonorte 44",0.03]
["SC_1827_A1","Termonorte 44",0.03]
["SC_1827_A2","Termonorte 44",0.03]
["SC_1830_A1","Termonorte 44",0.03]
["SC_1830_A2","Termonorte 44",0.03]
["SC_1380_A1","Termonorte 44",-0.24]
["SC_1535_A1","Termonorte 44",3.76]
["SC_1534_A1","Termonorte 44",7.07]
["SC_507_A1","Ternera 220",4.0000000000000001E-3]
["SC_507_A2","Ternera 220",4.0000000000000001E-3]
["SC_1854_A1","Ternera 220",0.1]
["SC_1854_A2","Ternera 220",0.1]
["SC_1710_A2","Ternera 220",0.08]
["SC_1135_A2","Ternera 220",0.15]
["SC_951_A1","Ternera 220",-1.0999999999999999E-2]
["SC_951_A2","Ternera 220",-8.0000000000000002E-3]
["SC_1596_A1","Ternera 220",0]
["SC_1592_A1","Ternera 220",0]
["SC_1376_A1","Ternera 220",0.01]
["SC_1376_A2","Ternera 220",0.01]
["SC_2057_A1","Ternera 220",0.02]
["SC_502_A1","Ternera 220",0]
["SC_543_A1","Ternera 220",0.02]
["SC_657_A1","Ternera 220",0.01]
["SC_657_A2","Ternera 220",0.01]
["SC_658_A1","Ternera 220",0.01]
["SC_658_A2","Ternera 220",0.02]
["SC_890_A1","Ternera 220",0.01]
["SC_890_A2","Ternera 220",0.01]
["SC_1012_A1","Ternera 220",2E-3]
["SC_1012_A2","Ternera 220",0.01]
["SC_1336_A2","Ternera 220",0.03]
["SC_1556_A1","Ternera 220",0.01]
["SC_1556_A2","Ternera 220",0.01]
["SC_1557_A1","Ternera 220",0.01]
["SC_1557_A2","Ternera 220",0.01]
["SC_1729_A1","Ternera 220",0.01]
["SC_1729_A2","Ternera 220",0.02]
["SC_1366_A1","Ternera 220",0.01]
["SC_2125_A1","Ternera 220",0.01]
["SC_2125_A2","Ternera 220",0.01]
["SC_1710_A2","Toluviejo 220",0.03]
["SC_1135_A2","Toluviejo 220",0.06]
["SC_502_A1","Toluviejo 220",0]
["SC_543_A1","Toluviejo 220",0]
["SC_890_A1","Toluviejo 220",0]
["SC_890_A2","Toluviejo 220",0]
["SC_502_A1","Uraba 220",0]
["SC_543_A1","Uraba 220",0]
["SC_890_A1","Uraba 220",0]
["SC_890_A2","Uraba 220",0]
["SC_502_A1","Urra 220",0]
["SC_543_A1","Urra 220",0]
["SC_890_A1","Urra 220",0]
["SC_890_A2","Urra 220",0]
["SC_482_A1","Valledupar 11 13.2",7.0000000000000001E-3]
["SC_497_A1","Valledupar 11 13.2",1.9E-2]
["SC_482_A2","Valledupar 11 13.2",7.0000000000000001E-3]
["SC_407_A1","Valledupar 11 13.2",7.8E-2]
["SC_1321_A2","Valledupar 110",0]
["SC_1550_A1","Valledupar 110",0.01]
["SC_1550_A2","Valledupar 110",0.01]
["SC_2129_A2","Valledupar 110",0.01]
["SC_1854_A1","Valledupar 110",0.2]
["SC_1854_A2","Valledupar 110",0.1]
["SC_1699_A1","Valledupar 110",0.31900000000000001]
["SC_1699_A2","Valledupar 110",0.51500000000000001]
["SC_2069_A1","Valledupar 110",0]
["SC_393_A1","Valledupar 110",0.11]
["SC_393_A2","Valledupar 110",0.11]
["SC_394_A1","Valledupar 110",0.02]
["SC_394_A2","Valledupar 110",0.02]
["SC_1779_A1","Valledupar 110",1E-3]
["SC_1779_A2","Valledupar 110",1E-3]
["SC_628_A1","Valledupar 110",0.02]
["SC_628_A2","Valledupar 110",0.02]
["SC_963_A1","Valledupar 110",0]
["SC_1827_A1","Valledupar 110",0.13]
["SC_1827_A2","Valledupar 110",0.1]
["SC_1830_A1","Valledupar 110",0.13]
["SC_1830_A2","Valledupar 110",0.1]
["SC_1293_A1","Valledupar 110",0.28999999999999998]
["SC_1306_A1","Valledupar 110",0.28999999999999998]
["SC_1306_A2","Valledupar 110",0.59]
["SC_1345_A1","Valledupar 110",0.06]
["SC_1345_A2","Valledupar 110",0.06]
["SC_1512_A1","Valledupar 110",0.02]
["SC_1512_A2","Valledupar 110",0.01]
["SC_1518_A1","Valledupar 110",0.01]
["SC_1518_A2","Valledupar 110",0.01]
["SC_1380_A1","Valledupar 110",-0.19]
["SC_2086_A1","Valledupar 110",0.14000000000000001]
["SC_1421_A1","Valledupar 110",0.02]
["SC_1421_A2","Valledupar 110",0.14000000000000001]
["SC_1535_A1","Valledupar 110",3.87]
["SC_1479_A1","Valledupar 110",2E-3]
["SC_1479_A2","Valledupar 110",3.0000000000000001E-3]
["SC_1534_A1","Valledupar 110",7.29]
["SC_1315_A1","Valledupar 110",0.01]
["SC_1315_A2","Valledupar 110",0.01]
["SC_1377_A1","Valledupar 110",0.01]
["SC_1377_A2","Valledupar 110",0.01]
["SC_2057_A1","Valledupar 110",0.01]
["SC_502_A1","Valledupar 110",0.14000000000000001]
["SC_543_A1","Valledupar 110",0.01]
["SC_623_A1","Valledupar 110",0.01]
["SC_2159_A1","Valledupar 110",0.02]
["SC_2159_A2","Valledupar 110",0.02]
["SC_890_A1","Valledupar 110",0]
["SC_890_A2","Valledupar 110",0.01]
["SC_1012_A1","Valledupar 110",0.1]
["SC_1012_A2","Valledupar 110",0.16]
["SC_1992_A1","Valledupar 110",0.03]
["SC_1944_A1","Valledupar 110",0.01]
["SC_1944_A2","Valledupar 110",0.01]
["SC_1856_A1","Valledupar 110",0.01]
["SC_1856_A2","Valledupar 110",0.01]
["SC_1857_A1","Valledupar 110",0.01]
["SC_1857_A2","Valledupar 110",0.01]
["SC_1336_A2","Valledupar 110",0.01]
["SC_1347_A1","Valledupar 110",0.01]
["SC_1347_A2","Valledupar 110",0.01]
["SC_2020_A1","Valledupar 110",0.02]
["SC_2020_A2","Valledupar 110",0.02]
["SC_2021_A1","Valledupar 110",0.02]
["SC_2021_A2","Valledupar 110",0.02]
["SC_1556_A1","Valledupar 110",0.01]
["SC_1556_A2","Valledupar 110",0]
["SC_1557_A1","Valledupar 110",0.01]
["SC_1557_A2","Valledupar 110",0]
["SC_1729_A2","Valledupar 110",0.01]
["SC_1366_A1","Valledupar 110",0.01]
["SC_2125_A1","Valledupar 110",0.17]
["SC_2125_A2","Valledupar 110",0.78]
["SC_846_A1","Valledupar 110",0.01]
["SC_807_A2","Valledupar 110",0.13]
["SC_735_A1","Valledupar 110",0]
["SC_735_A2","Valledupar 110",0]
["SC_1989_A1","Valledupar 110",0.18]
["SC_1989_A2","Valledupar 110",0.1]
["SC_1981_A1","Valledupar 110",0.18]
["SC_1981_A2","Valledupar 110",0.1]
["SC_1982_A1","Valledupar 110",0.18]
["SC_1982_A2","Valledupar 110",0.1]
["SC_1967_A1","Valledupar 110",0.18]
["SC_1967_A2","Valledupar 110",0.1]
["SC_1968_A1","Valledupar 110",0.18]
["SC_1968_A2","Valledupar 110",0.1]
["SC_1293_A2","Valledupar 110",0.45]
["SC_1981_A1","Valledupar 13.8 T3",0.27]
["SC_1981_A2","Valledupar 13.8 T3",4.21]
["SC_1989_A1","Valledupar 13.8 T3",0.27]
["SC_1989_A2","Valledupar 13.8 T3",4.21]
["SC_1982_A1","Valledupar 13.8 T3",0.27]
["SC_1982_A2","Valledupar 13.8 T3",5.29]
["SC_1967_A1","Valledupar 13.8 T3",0.27]
["SC_1967_A2","Valledupar 13.8 T3",5.29]
["SC_1968_A1","Valledupar 13.8 T3",0.27]
["SC_1968_A2","Valledupar 13.8 T3",5.29]
["SC_768_A1","Valledupar 13.8 T3",0]
["SC_768_A2","Valledupar 13.8 T3",0]
["SC_42_A1","Valledupar 220",0.04]
["SC_72_A1","Valledupar 220",0.04]
["SC_1707_A1","Valledupar 220",0.04]
["SC_1321_A2","Valledupar 220",0]
["SC_822_A1","Valledupar 220",0.04]
["SC_1550_A1","Valledupar 220",0.01]
["SC_1550_A2","Valledupar 220",0.01]
["SC_507_A1","Valledupar 220",2.7E-2]
["SC_507_A2","Valledupar 220",1.2999999999999999E-2]
["SC_1854_A1","Valledupar 220",0.2]
["SC_1854_A2","Valledupar 220",0.1]
["SC_1699_A1","Valledupar 220",0.23400000000000001]
["SC_1699_A2","Valledupar 220",0.373]
["SC_2069_A1","Valledupar 220",0]
["SC_393_A1","Valledupar 220",0.1]
["SC_393_A2","Valledupar 220",0.1]
["SC_394_A1","Valledupar 220",0.02]
["SC_394_A2","Valledupar 220",0.02]
["SC_1779_A1","Valledupar 220",1E-3]
["SC_1779_A2","Valledupar 220",1E-3]
["SC_628_A1","Valledupar 220",0.01]
["SC_628_A2","Valledupar 220",0.01]
["SC_878_A1","Valledupar 220",0.02]
["SC_921_A1","Valledupar 220",1.18E-2]
["SC_1827_A1","Valledupar 220",0.06]
["SC_1827_A2","Valledupar 220",7.0000000000000007E-2]
["SC_1830_A1","Valledupar 220",0.06]
["SC_1830_A2","Valledupar 220",7.0000000000000007E-2]
["SC_1077_A1","Valledupar 220",0.09]
["SC_1077_A2","Valledupar 220",0.06]
["SC_1876_A1","Valledupar 220",0.17]
["SC_1876_A2","Valledupar 220",0.17]
["SC_1244_A1","Valledupar 220",0.28000000000000003]
["SC_1264_A1","Valledupar 220",0]
["SC_1264_A2","Valledupar 220",-0.05]
["SC_1293_A1","Valledupar 220",0.19]
["SC_1306_A1","Valledupar 220",0.19]
["SC_1306_A2","Valledupar 220",0.21]
["SC_1512_A1","Valledupar 220",0.03]
["SC_1512_A2","Valledupar 220",0.01]
["SC_1518_A1","Valledupar 220",0.01]
["SC_1518_A2","Valledupar 220",0.02]
["SC_1380_A1","Valledupar 220",-0.12]
["SC_2086_A1","Valledupar 220",0.06]
["SC_1421_A1","Valledupar 220",0.13]
["SC_1421_A2","Valledupar 220",0.15]
["SC_1535_A1","Valledupar 220",3.4]
["SC_1479_A1","Valledupar 220",2E-3]
["SC_1479_A2","Valledupar 220",3.0000000000000001E-3]
["SC_1534_A1","Valledupar 220",6.4]
["SC_1315_A1","Valledupar 220",0.01]
["SC_1315_A2","Valledupar 220",0.01]
["SC_1377_A1","Valledupar 220",0.01]
["SC_1377_A2","Valledupar 220",0.01]
["SC_1317_A1","Valledupar 220",0.02]
["SC_951_A1","Valledupar 220",-8.0000000000000002E-3]
["SC_951_A2","Valledupar 220",-5.0000000000000001E-3]
["SC_1596_A1","Valledupar 220",0]
["SC_1592_A1","Valledupar 220",0]
["SC_833_A1","Valledupar 220",0.04]
["SC_1376_A1","Valledupar 220",0.01]
["SC_1376_A2","Valledupar 220",0.01]
["SC_2057_A1","Valledupar 220",0.02]
["SC_502_A1","Valledupar 220",0.06]
["SC_543_A1","Valledupar 220",0.02]
["SC_623_A1","Valledupar 220",0.02]
["SC_657_A1","Valledupar 220",0.01]
["SC_657_A2","Valledupar 220",0.01]
["SC_658_A1","Valledupar 220",0.01]
["SC_658_A2","Valledupar 220",0.01]
["SC_2159_A1","Valledupar 220",0.01]
["SC_2159_A2","Valledupar 220",0.01]
["SC_1811_A1","Valledupar 220",0]
["SC_1811_A2","Valledupar 220",0]
["SC_890_A1","Valledupar 220",0]
["SC_890_A2","Valledupar 220",0.01]
["SC_1012_A1","Valledupar 220",0.17]
["SC_1012_A2","Valledupar 220",0.38]
["SC_2260_A1","Valledupar 220",0.03]
["SC_2261_A1","Valledupar 220",0.03]
["SC_1992_A1","Valledupar 220",0.02]
["SC_1944_A1","Valledupar 220",0.02]
["SC_1944_A2","Valledupar 220",0.02]
["SC_1856_A1","Valledupar 220",0]
["SC_1856_A2","Valledupar 220",0]
["SC_1857_A1","Valledupar 220",0]
["SC_1857_A2","Valledupar 220",0]
["SC_1336_A2","Valledupar 220",0.02]
["SC_1347_A1","Valledupar 220",0.02]
["SC_1347_A2","Valledupar 220",0.01]
["SC_2020_A1","Valledupar 220",0.02]
["SC_2020_A2","Valledupar 220",0.02]
["SC_2021_A1","Valledupar 220",0.02]
["SC_2021_A2","Valledupar 220",0.02]
["SC_1556_A1","Valledupar 220",0.03]
["SC_1556_A2","Valledupar 220",0.01]
["SC_1557_A1","Valledupar 220",0.03]
["SC_1557_A2","Valledupar 220",0.01]
["SC_1729_A1","Valledupar 220",0.01]
["SC_1729_A2","Valledupar 220",0.01]
["SC_1366_A1","Valledupar 220",0.03]
["SC_2125_A1","Valledupar 220",0.39]
["SC_2125_A2","Valledupar 220",0.3]
["SC_1978_A1","Valledupar 220",0.15]
["SC_1978_A2","Valledupar 220",0.14000000000000001]
["SC_846_A1","Valledupar 220",0.01]
["SC_807_A2","Valledupar 220",0.11]
["SC_735_A1","Valledupar 220",0]
["SC_735_A2","Valledupar 220",0]
["SC_230_A1","Valledupar 220",0.15]
["SC_1223_A1","Valledupar 220",0.21]
["SC_1272_A1","Valledupar 220",0.01]
["SC_1272_A2","Valledupar 220",0.01]
["SC_1728_A1","Valledupar 220",0.08]
["SC_1989_A1","Valledupar 220",7.0000000000000007E-2]
["SC_1989_A2","Valledupar 220",0.06]
["SC_1981_A1","Valledupar 220",7.0000000000000007E-2]
["SC_1981_A2","Valledupar 220",0.06]
["SC_1982_A1","Valledupar 220",7.0000000000000007E-2]
["SC_1982_A2","Valledupar 220",7.0000000000000007E-2]
["SC_1967_A1","Valledupar 220",7.0000000000000007E-2]
["SC_1967_A2","Valledupar 220",7.0000000000000007E-2]
["SC_1968_A1","Valledupar 220",7.0000000000000007E-2]
["SC_1968_A2","Valledupar 220",7.0000000000000007E-2]
["SC_1293_A2","Valledupar 220",0.22]
["SC_1321_A2","Valledupar34.5_B3",0]
["SC_963_A1","Valledupar34.5_B3",0]
["SC_846_A1","Valledupar34.5_B3",0.01]
["SC_1356_A1","Zawady 13.8",0.92]
["SC_1356_A2","Zawady 13.8",0.2]
["SC_1356_A1","Zawady 34.5",0.33]
["SC_1356_A2","Zawady 34.5",0.37]

{"sheet":"zonas","index":6,"n_rows":243,"n_cols":4,"rows_kept":243,"cut":false,"hidden":false,"merged":[]}
["nombre","periodo","capacidad","factor"]
["Zona3",2023,57.132764160633087,1]
["Zona3",2024,61.5234375,1]
["Zona3",2025,47.240153700113297,1]
["Zona3",2026,64.945720339892432,1]
["Zona3",2027,66.121472284430638,1]
["Zona3",2028,67.683972284430638,1]
["Zona3",2029,69.246472284430638,1]
["Zona3",2030,70.808972284430638,1]
["Zona3",2031,71.666951850056648,1]
["Zona3",2032,74.010701850056648,1]
["Zona3",2033,75.573201850056648,1]
["Zona14",2023,730.078125,1]
["Zona14",2024,896.41265869140625,1]
["Zona14",2025,938.12255859375,1]
["Zona14",2026,881.20095729827881,1]
["Zona14",2027,815.6004786491394,1]
["Zona14",2028,899.82619881629944,1]
["Zona14",2029,799.91309940814972,1]
["Zona14",2030,749.923961982131,1]
["Zona14",2031,799.82619881629944,1]
["Zona14",2032,549.91309940814972,1]
["Zona14",2033,512.43482455611229,1]
["Zona21",2023,82.916259765625,1]
["Zona21",2024,231.25,1]
["Zona21",2025,207.45563507080081,1]
["Zona21",2026,206.2896145507693,1]
["Zona21",2027,209.78018678724769,1]
["Zona21",2028,212.90518678724769,1]
["Zona21",2029,212.90518678724769,1]
["Zona21",2030,216.03018678724769,1]
["Zona21",2031,218.82922910153869,1]
["Zona21",2032,221.95422910153869,1]
["Zona21",2033,225.07922910153869,1]
["Zona1",2023,3.826904296875,1]
["Zona1",2024,12.109375,1]
["Zona1",2025,17.5,1]
["Zona1",2026,17.267852902412411,1]
["Zona1",2027,15.3125,1]
["Zona1",2028,13.3984375,1]
["Zona1",2029,11.25,1]
["Zona1",2030,10,1]
["Zona1",2031,8.1407608032226566,1]
["Zona1",2032,8.1407608032226566,1]
["Zona1",2033,15.3515625,1]
["Zona9",2023,33.031969517469413,1]
["Zona9",2024,54.38232421875,1]
["Zona9",2025,56.146728992462158,1]
["Zona9",2026,60.185665513587843,1]
["Zona9",2027,60.55908203125,1]
["Zona9",2028,38.322544097900391,1]
["Zona9",2029,52.298988774418831,1]
["Zona9",2030,47.395958576817073,1]
["Zona9",2031,39.624431693619037,1]
["Zona9",2032,37.398373564519723,1]
["Zona9",2033,41.953453735186478,1]
["Zona15",2023,65.91796875,1]
["Zona15",2024,71.875,1]
["Zona15",2025,84.716796875,1]
["Zona15",2026,84.716796875,1]
["Zona15",2027,75.363430380821228,1]
["Zona15",2028,85.418701171875,1]
["Zona15",2029,85.418701171875,1]
["Zona15",2030,75,1]
["Zona15",2031,60.760498046875,1]
["Zona15",2032,74.741363525390625,1]
["Zona15",2033,85.064697265625,1]
["Zona7",2023,82.605743408203125,1]
["Zona7",2024,114.453125,1]
["Zona7",2025,246.59543037414559,1]
["Zona7",2026,251.8646240234375,1]
["Zona7",2027,256.7316316999495,1]
["Zona7",2028,17.213106155395511,1]
["Zona7",2029,79.571914672851563,1]
["Zona7",2030,254.57191467285159,1]
["Zona7",2031,178.52783203125,1]
["Zona7",2032,15.413533896207809,1]
["Zona7",2033,127.9135338962078,1]
["Zona18",2023,76.878762245178223,1]
["Zona18",2024,187.5,1]
["Zona18",2025,189.453125,1]
["Zona18",2026,44.43359375,1]
["Zona18",2027,191.015625,1]
["Zona18",2028,187.29747533798221,1]
["Zona18",2029,189.64122533798221,1]
["Zona18",2030,155.859375,1]
["Zona18",2031,165.185546875,1]
["Zona18",2032,37.426841259002693,1]
["Zona18",2033,106.1768412590027,1]
["Zona10",2023,15.52749633789062,1]
["Zona10",2024,48.701171875,1]
["Zona10",2025,47.8125,1]
["Zona10",2026,47.338523864746087,1]
["Zona10",2027,47.87353515625,1]
["Zona10",2028,48.18603515625,1]
["Zona10",2029,48.49853515625,1]
["Zona10",2030,48.81103515625,1]
["Zona10",2031,48.96484375,1]
["Zona10",2032,49.27734375,1]
["Zona10",2033,47.8277587890625,1]
["Zona12",2023,61.23046875,1]
["Zona12",2024,90,1]
["Zona12",2025,89.84375,1]
["Zona12",2026,89.84375,1]
["Zona12",2027,75.417255517095327,1]
["Zona12",2028,89.84375,1]
["Zona12",2029,89.84375,1]
["Zona12",2030,75,1]
["Zona12",2031,63.674959354102612,1]
["Zona12",2032,72.44384765625,1]
["Zona12",2033,98.43601742759347,1]
["Zona22",2023,32.966583967208862,1]
["Zona22",2024,65.46630859375,1]
["Zona22",2025,64.499728145892732,1]
["Zona22",2026,64.661946054035297,1]
["Zona22",2027,65.095702063069893,1]
["Zona22",2028,10.128781199455259,1]
["Zona22",2029,46.502730582869837,1]
["Zona22",2030,68.359375,1]
["Zona22",2031,67.250806241816008,1]
["Zona22",2032,13.69994583877485,1]
["Zona22",2033,68.686548505531263,1]
["Zona5",2023,92.807221412658691,1]
["Zona5",2024,124.83847141265871,1]
["Zona5",2025,119.5220947265625,1]
["Zona5",2026,108.9819200336933,1]
["Zona5",2027,121.8658447265625,1]
["Zona5",2028,122.6470947265625,1]
["Zona5",2029,123.4283447265625,1]
["Zona5",2030,124.21875,1]
["Zona5",2031,45.78125,1]
["Zona5",2032,61.283458799152868,1]
["Zona5",2033,127.2508364170789,1]
["Zona4",2023,17.861328125,1]
["Zona4",2024,75,1]
["Zona4",2025,89.35546875,1]
["Zona4",2026,89.35546875,1]
["Zona4",2027,75.409462026436813,1]
["Zona4",2028,89.35546875,1]
["Zona4",2029,89.35546875,1]
["Zona4",2030,75,1]
["Zona4",2031,62.592495232820511,1]
["Zona4",2032,78.18603515625,1]
["Zona4",2033,89.175476320087924,1]
["Zona8",2023,587.890625,1]
["Zona8",2024,898.4375,1]
["Zona8",2025,532.60190486907959,1]
["Zona8",2026,521.49191599355618,1]
["Zona8",2027,500.26005952386191,1]
["Zona8",2028,475.19504464289639,1]
["Zona8",2029,446.99690290181019,1]
["Zona8",2030,423.49845145090512,1]
["Zona8",2031,584.49940081336536,1]
["Zona8",2032,354.74970040668268,1]
["Zona8",2033,321.49191599355618,1]
["Zona17",2023,0,1]
["Zona17",2024,0,1]
["Zona17",2025,250,1]
["Zona17",2026,171.875,1]
["Zona17",2027,131.591796875,1]
["Zona17",2028,250,1]
["Zona17",2029,250,1]
["Zona17",2030,250,1]
["Zona17",2031,210.22796630859381,1]
["Zona17",2032,214.0625,1]
["Zona17",2033,214.0625,1]
["Zona11",2023,28.767013549804691,1]
["Zona11",2024,72.57080078125,1]
["Zona11",2025,79.723835550248623,1]
["Zona11",2026,81.353566041127749,1]
["Zona11",2027,81.568319784673804,1]
["Zona11",2028,80.293814788038276,1]
["Zona11",2029,80.293814788038276,1]
["Zona11",2030,80.293814788038276,1]
["Zona11",2031,82.075872567740589,1]
["Zona11",2032,66.897052179170515,1]
["Zona11",2033,78.228566041127749,1]
["Zona20",2023,399.609375,1]
["Zona20",2024,850,1]
["Zona20",2025,742.96875,1]
["Zona20",2026,681.23464584350586,1]
["Zona20",2027,545.052738673985,1]
["Zona20",2028,742.96875,1]
["Zona20",2029,701.92114633973688,1]
["Zona20",2030,701.92114633973688,1]
["Zona20",2031,742.96875,1]
["Zona20",2032,637.46929168701172,1]
["Zona20",2033,481.23464584350592,1]
["Zona13",2023,67.943444848060608,1]
["Zona13",2024,231.25,1]
["Zona13",2025,179.6875,1]
["Zona13",2026,107.2436493035639,1]
["Zona13",2027,162.7685546875,1]
["Zona13",2028,152.59552001953119,1]
["Zona13",2029,145.0897216796875,1]
["Zona13",2030,133.984375,1]
["Zona13",2031,92.987895011901855,1]
["Zona13",2032,62.963129952549927,1]
["Zona13",2033,86.209836765192449,1]
["Zona16",2023,172.4687576293945,1]
["Zona16",2024,850,1]
["Zona16",2025,944.5029228925705,1]
["Zona16",2026,885.79861046746373,1]
["Zona16",2027,792.89930523373187,1]
["Zona16",2028,999.55620657710824,1]
["Zona16",2029,999.55620657710824,1]
["Zona16",2030,950,1]
["Zona16",2031,549.8779296875,1]
["Zona16",2032,699.8779296875,1]
["Zona16",2033,653.02200317382813,1]
["Zona6",2023,85.80078125,1]
["Zona6",2024,51.5625,1]
["Zona6",2025,87.9962158203125,1]
["Zona6",2026,88.615382371353917,1]
["Zona6",2027,89.406235218048096,1]
["Zona6",2028,9.17236328125,1]
["Zona6",2029,33.06640625,1]
["Zona6",2030,94.570554215461016,1]
["Zona6",2031,97.846117941662669,1]
["Zona6",2032,11.7822265625,1]
["Zona6",2033,99.538099989295006,1]
["Zona2",2023,85.9375,1]
["Zona2",2024,269.53125,1]
["Zona2",2025,419.140625,1]
["Zona2",2026,68.622037768363953,1]
["Zona2",2027,399.87203776836401,1]
["Zona2",2028,374.88003540784132,1]
["Zona2",2029,357.4052500538528,1]
["Zona2",2030,335.067421925487,1]
["Zona2",2031,304.59002876887098,1]
["Zona2",2032,282.71313724962971,1]
["Zona2",2033,154.7980774194003,1]
["Zona19",2023,48.28125,1]
["Zona19",2024,68.671875,1]
["Zona19",2025,39.39605712890625,1]
["Zona19",2026,39.233450889587402,1]
["Zona19",2027,39.37028169631958,1]
["Zona19",2028,11.394882202148439,1]
["Zona19",2029,39.68278169631958,1]
["Zona19",2030,39.99528169631958,1]
["Zona19",2031,40.010528564453118,1]
["Zona19",2032,13.45609277486802,1]
["Zona19",2033,39.849014282226563,1]

{"sheet":"zonaBarra","index":7,"n_rows":67,"n_cols":2,"rows_kept":67,"cut":false,"hidden":false,"merged":[]}
["nombre","barra"]
["Zona5","Aracataca 34.5(1)"]
["Zona4","Ballenas 34.5"]
["Zona18","Bonda 13.8"]
["Zona18","Bonda 34.5"]
["Zona11","Bosconia 34.5"]
["Zona18","Bureche 110"]
["Zona4","Camarones 34.5"]
["Zona10","Chiriguana 13.8"]
["Zona10","Chiriguana 34.5"]
["Zona13","Cienaga 110"]
["Zona22","CODAZZI (CESAR) 1 13.8 kV"]
["Zona22","CODAZZI (CESAR) 1 34.5 kV"]
["Zona22","Codazzi GCM 110"]
["Zona17","Colectora 1 Eolica 500"]
["Zona11","Copey 110"]
["Zona8","Copey 2 34.5 kV"]
["Zona8","Copey 220"]
["Zona11","Copey 34.5 1"]
["Zona12","Cuestecita 220"]
["Zona12","Cuestecita 220 II"]
["Zona15","Cuestecitas 110"]
["Zona12","Cuestecitas 34.5"]
["Zona14","El Copey 500"]
["Zona3","EL PASO 1 13.8 kV"]
["Zona3","EL PASO 1 34.5 kV"]
["Zona3","El Paso 110"]
["Zona5","El reten 34.5"]
["Zona1","Fonseca 13.8"]
["Zona1","Fonseca 34.5"]
["Zona5","Fundacion 110"]
["Zona5","FUNDACION 2 13.8 kV"]
["Zona5","FUNDACION 2 34.5 kV"]
["Zona16","Fundacion 220"]
["Zona5","Guacamayal 13.8"]
["Zona5","Guacamayal 34.5"]
["Zona9","La Jagua 110"]
["Zona9","La jagua 34.5"]
["Zona21","La Loma 110"]
["Zona10","La loma 34.5"]
["Zona20","La Loma 500"]
["Zona6","La paz 13.8"]
["Zona6","La paz 34.5"]
["Zona4","Manaure 34.5"]
["Zona1","Nva San Juan 110"]
["Zona2","R Cordoba 220"]
["Zona13","Rio Cordoba 110"]
["Zona4","Riohacha 110"]
["Zona4","RIOHACHA 3 (13.8) kV"]
["Zona4","Riohacha 34.5"]
["Zona1","SAN JUAN 1 13.8 kV"]
["Zona1","SAN JUAN 1 34.5 kV"]
["Zona1","San Juan 110"]
["Zona7","San Juan 220"]
["Zona18","Santa Marta 110"]
["Zona2","Santa Marta 220"]
["Zona13","T Puerto Nuevo"]
["Zona2","Termocol 220"]
["Zona6","Valledupar 11 13.2"]
["Zona19","Valledupar 13.8 T1"]
["Zona7","Valledupar 13.8 T3"]
["Zona7","Valledupar 220"]
["Zona19","Valledupar34.5_B1"]
["Zona7","Valledupar34.5_B2"]
["Zona6","Valledupar34.5_B3"]
["Zona13","Zawady 13.8"]
["Zona13","Zawady 34.5"]

{"sheet":"calificacionProyectos","index":8,"n_rows":275,"n_cols":8,"rows_kept":275,"cut":false,"hidden":false,"merged":[]}
["nombre","BT_Confi","BT_Flex","EC_RE","EC_RP","EC_Per","EC_Mar","B_Ambiental"]
["SC_42_A1",729110711.35495424,728651238.19790542,729319213.6586206,730172626.49943578,728544495.24509251,730172626.49943578,728651238.19790542]
["SC_56_A2",729164929.18748605,728651238.19790542,729398034.76298499,730352150.31901634,728147559.40593517,730352150.31901634,728651238.19790542]
["SC_1565_A1",729054160.81254828,728651238.19790542,730115645.93870413,731986589.47433734,728154539.32596397,731986589.47433734,728651238.19790542]
["SC_72_A1",729110711.35495424,728651238.19790542,729319213.6586206,730172626.49943578,728544495.24509251,730172626.49943578,728651238.19790542]
["SC_1218_A1",729110711.35495424,728651238.19790542,729319213.6586206,730172626.49943578,728495544.94053388,730172626.49943578,728651238.19790542]
["SC_1707_A1",729110711.35495424,728651238.19790542,729319213.6586206,730172626.49943578,728544495.24509251,730172626.49943578,728651238.19790542]
["SC_1575_A1",729101705.68107605,728651238.19790542,730288446.05211842,732380160.92495632,728103484.08817458,732380160.92495632,728651238.19790542]
["SC_1752_A2",728835794.55902588,728651238.19790542,729322001.64978576,730178976.45896697,728549814.58740056,730178976.45896697,728651238.19790542]
["SC_1752_A1",728835794.55902588,728651238.19790542,729322001.64978576,730178976.45896697,728540007.89392698,730178976.45896697,728651238.19790542]
["SC_407_A1",729110711.35495424,728651238.19790542,729319213.6586206,730172626.49943578,728696945.42886829,730172626.49943578,728651238.19790542]
["SC_822_A1",729110711.35495424,728651238.19790542,729319213.6586206,730172626.49943578,728544495.24509251,730172626.49943578,728651238.19790542]
["SC_1321_A2",728798892.26416898,728651238.19790542,729187881.58732772,729873503.12046194,728559340.40438151,729873503.12046194,728651238.19790542]
["SC_825_A2",728835794.55902588,728651238.19790542,729322001.64978576,730178976.45896697,728547172.64314342,730178976.45896697,728651238.19790542]
["SC_825_A1",728835794.55902588,728651238.19790542,729322001.64978576,730178976.45896697,728537678.54122925,730178976.45896697,728651238.19790542]
["SC_482_A2",729110711.35495424,728651238.19790542,729319213.6586206,730172626.49943578,728280995.55832541,730172626.49943578,728651238.19790542]
["SC_482_A1",729110711.35495424,728651238.19790542,729319213.6586206,730172626.49943578,728380292.38444376,730172626.49943578,728651238.19790542]
["SC_497_A1",729110711.35495424,728651238.19790542,729319213.6586206,730172626.49943578,728823836.87493813,730172626.49943578,728651238.19790542]
["SC_507_A1",729018839.07367778,728651238.19790542,729185651.05877948,729868422.84395623,728419485.79541528,729868422.84395623,728651238.19790542]
["SC_507_A2",729018839.07367778,728651238.19790542,729185651.05877948,729868422.84395623,728428879.17872465,729868422.84395623,728651238.19790542]
["SC_543_A1",729018839.07367778,728651238.19790542,729185651.05877948,729868422.84395623,728595847.83759415,729868422.84395623,728651238.19790542]
["SC_502_A1",729062215.97701883,728651238.19790542,729248711.77636266,730012050.63219011,728589357.10920835,730012050.63219011,728651238.19790542]
["SC_599_A2",729110711.35495424,728651238.19790542,729319213.6586206,730172626.49943578,728533570.84130764,730172626.49943578,728651238.19790542]
["SC_599_A1",729110711.35495424,728651238.19790542,729319213.6586206,730172626.49943578,728534759.40046525,730172626.49943578,728651238.19790542]
["SC_1765_A2",729062215.97701883,728651238.19790542,729248711.77636266,730012050.63219011,728622740.41903484,730012050.63219011,728651238.19790542]
["SC_1765_A1",729062215.97701883,728651238.19790542,729248711.77636266,730012050.63219011,728622538.42776477,730012050.63219011,728651238.19790542]
["SC_393_A2",729110711.35495424,728651238.19790542,729319213.6586206,730172626.49943578,728395191.93004191,730172626.49943578,728651238.19790542]
["SC_393_A1",729110711.35495424,728651238.19790542,729319213.6586206,730172626.49943578,728386526.63123655,730172626.49943578,728651238.19790542]
["SC_2056_A1",729110711.35495424,728651238.19790542,729319213.6586206,730172626.49943578,728653707.39443326,730172626.49943578,728651238.19790542]
["SC_394_A2",729110711.35495424,728651238.19790542,729319213.6586206,730172626.49943578,728310870.51195693,730172626.49943578,728651238.19790542]
["SC_394_A1",729110711.35495424,728651238.19790542,729319213.6586206,730172626.49943578,728305402.54555261,730172626.49943578,728651238.19790542]
["SC_2057_A1",729018839.07367778,728651238.19790542,729185651.05877948,729868422.84395623,728547006.52355647,729868422.84395623,728651238.19790542]
["SC_1854_A1",729018839.07367778,728651238.19790542,729185651.05877948,729868422.84395623,728405909.43292785,729868422.84395623,728651238.19790542]
["SC_1854_A2",729018839.07367778,728651238.19790542,729185651.05877948,729868422.84395623,728463737.45838773,729868422.84395623,728651238.19790542]
["SC_735_A1",729062215.97701883,728651238.19790542,729248711.77636266,730012050.63219011,728606858.52674699,730012050.63219011,728651238.19790542]
["SC_758_A2",729110711.35495424,728651238.19790542,729319213.6586206,730172626.49943578,728597934.29108703,730172626.49943578,728651238.19790542]
["SC_758_A1",729110711.35495424,728651238.19790542,729319213.6586206,730172626.49943578,728600016.64673114,730172626.49943578,728651238.19790542]
["SC_768_A2",729110711.35495424,728651238.19790542,729319213.6586206,730172626.49943578,728651205.51252854,730172626.49943578,728651238.19790542]
["SC_735_A2",729062215.97701883,728651238.19790542,729248711.77636266,730012050.63219011,728595747.96238577,730012050.63219011,728651238.19790542]
["SC_768_A1",729110711.35495424,728651238.19790542,729319213.6586206,730172626.49943578,728651196.59833491,730172626.49943578,728651238.19790542]
["SC_807_A2",729110711.35495424,728651238.19790542,729319213.6586206,730172626.49943578,728302576.04906559,730172626.49943578,728651238.19790542]
["SC_833_A1",729018839.07367778,728651238.19790542,729185651.05877948,729868422.84395623,728448146.96831632,729868422.84395623,728651238.19790542]
["SC_821_A2",729062215.97701883,728651238.19790542,729248711.77636266,730012050.63219011,728576775.51623178,730012050.63219011,728651238.19790542]
["SC_821_A1",729062215.97701883,728651238.19790542,729248711.77636266,730012050.63219011,728586704.31860518,730012050.63219011,728651238.19790542]
["SC_846_A1",729054160.81254828,728651238.19790542,730115645.93870413,731986589.47433734,728587590.96793151,731986589.47433734,728651238.19790542]
["SC_951_A1",729062215.97701883,728651238.19790542,729248711.77636266,730012050.63219011,728565673.0480814,730012050.63219011,728651238.19790542]
["SC_951_A2",729062215.97701883,728651238.19790542,729248711.77636266,730012050.63219011,728616806.92547655,730012050.63219011,728651238.19790542]
["SC_587_A1",728945336.77971709,728651238.19790542,729078794.48202682,729625045.12220705,728643668.53274679,729625045.12220705,728651238.19790542]
["SC_587_A2",728945336.77971709,728651238.19790542,729078794.48202682,729625045.12220705,728642603.4542321,729625045.12220705,728651238.19790542]
["SC_944_A1",729062215.97701883,728651238.19790542,729248711.77636266,730012050.63219011,728613966.82685149,730012050.63219011,728651238.19790542]
["SC_1345_A1",729054160.81254828,728651238.19790542,730115645.93870413,731986589.47433734,728450902.98622239,731986589.47433734,728651238.19790542]
["SC_2292_A1",729110711.35495424,728651238.19790542,729319213.6586206,730172626.49943578,728511967.38206208,730172626.49943578,728651238.19790542]
["SC_1366_A1",729062215.97701883,728651238.19790542,729248711.77636266,730012050.63219011,728571268.7909739,730012050.63219011,728651238.19790542]
["SC_878_A1",729164929.18748605,728651238.19790542,729398034.76298499,730352150.31901634,728675449.10040236,730352150.31901634,728651238.19790542]
["SC_921_A1",729164929.18748605,728651238.19790542,729398034.76298499,730352150.31901634,728675144.01119328,730352150.31901634,728651238.19790542]
["SC_1347_A2",729062215.97701883,728651238.19790542,729248711.77636266,730012050.63219011,728512772.65071845,730012050.63219011,728651238.19790542]
["SC_623_A1",729062215.97701883,728651238.19790542,729248711.77636266,730012050.63219011,728511517.62762237,730012050.63219011,728651238.19790542]
["SC_1347_A1",729062215.97701883,728651238.19790542,729248711.77636266,730012050.63219011,728512243.75252438,730012050.63219011,728651238.19790542]
["SC_1345_A2",729054160.81254828,728651238.19790542,730115645.93870413,731986589.47433734,728418735.82118237,731986589.47433734,728651238.19790542]
["SC_2292_A2",729110711.35495424,728651238.19790542,729319213.6586206,730172626.49943578,728520269.34892166,730172626.49943578,728651238.19790542]
["SC_1336_A2",729062215.97701883,728651238.19790542,729248711.77636266,730012050.63219011,728561290.24504721,730012050.63219011,728651238.19790542]
["SC_658_A2",729062215.97701883,728651238.19790542,729248711.77636266,730012050.63219011,728569682.09639192,730012050.63219011,728651238.19790542]
["SC_657_A2",729062215.97701883,728651238.19790542,729248711.77636266,730012050.63219011,728581565.52290106,730012050.63219011,728651238.19790542]
["SC_657_A1",729062215.97701883,728651238.19790542,729248711.77636266,730012050.63219011,728585589.17282534,730012050.63219011,728651238.19790542]
["SC_1272_A2",729164929.18748605,728651238.19790542,729398034.76298499,730352150.31901634,728882016.10495186,730352150.31901634,728651238.19790542]
["SC_1272_A1",729164929.18748605,728651238.19790542,729398034.76298499,730352150.31901634,729120406.47768223,730352150.31901634,728651238.19790542]
["SC_628_A1",729062215.97701883,728651238.19790542,729248711.77636266,730012050.63219011,728063488.05941868,730012050.63219011,728651238.19790542]
["SC_1336_A1",729062215.97701883,728651238.19790542,729248711.77636266,730012050.63219011,728563687.91685998,730012050.63219011,728651238.19790542]
["SC_230_A1",729110711.35495424,728651238.19790542,729319213.6586206,730172626.49943578,728466434.68110693,730172626.49943578,728651238.19790542]
["SC_658_A1",729062215.97701883,728651238.19790542,729248711.77636266,730012050.63219011,728570792.78259933,730012050.63219011,728651238.19790542]
["SC_1232_A1",729110711.35495424,728651238.19790542,729319213.6586206,730172626.49943578,728742206.4819268,730172626.49943578,728651238.19790542]
["SC_1232_A2",729110711.35495424,728651238.19790542,729319213.6586206,730172626.49943578,728743909.92731249,730172626.49943578,728651238.19790542]
["SC_1223_A1",729054160.81254828,728651238.19790542,730115645.93870413,731986589.47433734,728468637.26466012,731986589.47433734,728651238.19790542]
["SC_1012_A1",729062215.97701883,728651238.19790542,729248711.77636266,730012050.63219011,728513513.10818994,730012050.63219011,728651238.19790542]
["SC_628_A2",729062215.97701883,728651238.19790542,729248711.77636266,730012050.63219011,728088490.51949823,730012050.63219011,728651238.19790542]
["SC_1012_A2",729062215.97701883,728651238.19790542,729248711.77636266,730012050.63219011,728538265.54366875,730012050.63219011,728651238.19790542]
["SC_1356_A1",729164929.18748605,728651238.19790542,729398034.76298499,730352150.31901634,728564429.37870395,730352150.31901634,728651238.19790542]
["SC_1356_A2",729164929.18748605,728651238.19790542,729398034.76298499,730352150.31901634,728559087.29752231,730352150.31901634,728651238.19790542]
["SC_623_A2",729062215.97701883,728651238.19790542,729248711.77636266,730012050.63219011,728535522.48330975,730012050.63219011,728651238.19790542]
["SC_1252_A1",729011634.09651256,728651238.19790542,729961084.11990786,731634557.76537585,728472424.0652951,731634557.76537585,728651238.19790542]
["SC_1239_A1",728973595.88896728,728651238.19790542,729822835.62366784,731319681.4604013,728236051.45302248,731319681.4604013,728651238.19790542]
["SC_1239_A2",728973595.88896728,728651238.19790542,729822835.62366784,731319681.4604013,728234506.45317042,731319681.4604013,728651238.19790542]
["\t\nSC_1373_A1",729062215.97701883,728651238.19790542,729248711.77636266,730012050.63219011,728714067.02942681,730012050.63219011,728651238.19790542]
["\t\nSC_1373_A2",729062215.97701883,728651238.19790542,729248711.77636266,730012050.63219011,728716846.14902794,730012050.63219011,728651238.19790542]
["SC_963_A1",729062215.97701883,728651238.19790542,729248711.77636266,730012050.63219011,728132917.96779358,730012050.63219011,728651238.19790542]
["SC_1479_A2",729062215.97701883,728651238.19790542,729248711.77636266,730012050.63219011,728147092.43939257,730012050.63219011,728651238.19790542]
["SC_1479_A1",729062215.97701883,728651238.19790542,729248711.77636266,730012050.63219011,728161196.39123237,730012050.63219011,728651238.19790542]
["SC_1421_A2",729062215.97701883,728651238.19790542,729248711.77636266,730012050.63219011,728610407.25732923,730012050.63219011,728651238.19790542]
["SC_1421_A1",729062215.97701883,728651238.19790542,729248711.77636266,730012050.63219011,728626379.98278785,730012050.63219011,728651238.19790542]
["SC_1311_A1",729054160.81254828,728651238.19790542,730115645.93870413,731986589.47433734,728709612.78604805,731986589.47433734,728651238.19790542]
["SC_1312_A1",728939572.44751358,728651238.19790542,729699178.65028691,731038038.9693687,728702877.91650927,731038038.9693687,728651238.19790542]
["SC_1313_A1",728973595.88896728,728651238.19790542,729822835.62366784,731319681.4604013,728860863.15761483,731319681.4604013,728651238.19790542]
["SC_1380_A1",729011634.09651256,728651238.19790542,729961084.11990786,731634557.76537585,728061071.20302594,731634557.76537585,728651238.19790542]
["SC_1534_A1",729054160.81254828,728651238.19790542,730115645.93870413,731986589.47433734,0,731986589.47433734,728651238.19790542]
["SC_1264_A2",729018839.07367778,728651238.19790542,729185651.05877948,729868422.84395623,728597909.7086755,729868422.84395623,728651238.19790542]
["SC_1264_A1",729018839.07367778,728651238.19790542,729185651.05877948,729868422.84395623,728594211.11990631,729868422.84395623,728651238.19790542]
["SC_1266_A2",729018839.07367778,728651238.19790542,729185651.05877948,729868422.84395623,728585998.86023617,729868422.84395623,728651238.19790542]
["SC_1266_A1",729018839.07367778,728651238.19790542,729185651.05877948,729868422.84395623,728604291.1054666,729868422.84395623,728651238.19790542]
["SC_1262_A2",729062215.97701883,728651238.19790542,729248711.77636266,730012050.63219011,728592107.37981713,730012050.63219011,728651238.19790542]
["SC_1262_A1",729062215.97701883,728651238.19790542,729248711.77636266,730012050.63219011,728606334.74123549,730012050.63219011,728651238.19790542]
["SC_1244_A1",729011634.09651256,728651238.19790542,729961084.11990786,731634557.76537585,728031105.06545019,731634557.76537585,728651238.19790542]
["SC_1380_A2",729011634.09651256,728651238.19790542,729961084.11990786,731634557.76537585,728469794.38347459,731634557.76537585,728651238.19790542]
["SC_1534_A2",729054160.81254828,728651238.19790542,730115645.93870413,731986589.47433734,437452295.10880578,731986589.47433734,728651238.19790542]
["SC_1532_A2",729018839.07367778,728651238.19790542,729185651.05877948,729868422.84395623,728512924.74820554,729868422.84395623,728651238.19790542]
["SC_1532_A1",729018839.07367778,728651238.19790542,729185651.05877948,729868422.84395623,728309535.68106353,729868422.84395623,728651238.19790542]
["SC_1549_A1",729110711.35495424,728651238.19790542,729319213.6586206,730172626.49943578,728937933.0734849,730172626.49943578,728651238.19790542]
["SC_1549_A2",729110711.35495424,728651238.19790542,729319213.6586206,730172626.49943578,728939127.63546646,730172626.49943578,728651238.19790542]
["SC_1593_A1",729164929.18748605,728651238.19790542,729398034.76298499,730352150.31901634,728626998.50454378,730352150.31901634,728651238.19790542]
["SC_1535_A1",729054160.81254828,728651238.19790542,730115645.93870413,731986589.47433734,727988807.58728778,731986589.47433734,728651238.19790542]
["SC_1135_A2",728939572.44751358,728651238.19790542,729699178.65028691,731038038.9693687,728598683.67803562,731038038.9693687,728651238.19790542]
["SC_1211_A1",729062215.97701883,728651238.19790542,729248711.77636266,730012050.63219011,728637156.47512019,730012050.63219011,728651238.19790542]
["SC_1556_A1",729062215.97701883,728651238.19790542,729248711.77636266,730012050.63219011,728571268.7909739,730012050.63219011,728651238.19790542]
["SC_1557_A1",729018839.07367778,728651238.19790542,729185651.05877948,729868422.84395623,728576208.45410657,729868422.84395623,728651238.19790542]
["SC_1211_A2",729062215.97701883,728651238.19790542,729248711.77636266,730012050.63219011,728632570.23791111,730012050.63219011,728651238.19790542]
["SC_1512_A1",729018839.07367778,728651238.19790542,729185651.05877948,729868422.84395623,728410111.71357846,729868422.84395623,728651238.19790542]
["SC_1077_A1",728881919.62302256,728651238.19790542,729489641.53473341,730560794.91612446,728608372.01615858,730560794.91612446,728651238.19790542]
["SC_1077_A2",728881919.62302256,728651238.19790542,729489641.53473341,730560794.91612446,728609914.23575461,730560794.91612446,728651238.19790542]
["SC_1512_A2",729018839.07367778,728651238.19790542,729185651.05877948,729868422.84395623,728446160.05202401,729868422.84395623,728651238.19790542]
["SC_1518_A2",729018839.07367778,728651238.19790542,729185651.05877948,729868422.84395623,728546310.09466088,729868422.84395623,728651238.19790542]
["SC_1556_A2",729062215.97701883,728651238.19790542,729248711.77636266,730012050.63219011,728574547.95977664,730012050.63219011,728651238.19790542]
["SC_1557_A2",729018839.07367778,728651238.19790542,729185651.05877948,729868422.84395623,728580655.3619988,729868422.84395623,728651238.19790542]
["SC_1729_A2",729062215.97701883,728651238.19790542,729248711.77636266,730012050.63219011,728732794.29941893,730012050.63219011,728651238.19790542]
["SC_1550_A1",729110711.35495424,728651238.19790542,729319213.6586206,730172626.49943578,728682296.80942655,730172626.49943578,728651238.19790542]
["SC_1550_A2",729110711.35495424,728651238.19790542,729319213.6586206,730172626.49943578,728683491.3714081,730172626.49943578,728651238.19790542]
["SC_890_A1",729018839.07367778,728651238.19790542,729185651.05877948,729868422.84395623,728595604.5417217,729868422.84395623,728651238.19790542]
["SC_890_A2",729018839.07367778,728651238.19790542,729185651.05877948,729868422.84395623,728614432.93896759,729868422.84395623,728651238.19790542]
["SC_984_A1",729011634.09651256,728651238.19790542,729961084.11990786,731634557.76537585,728789371.44743919,731634557.76537585,728651238.19790542]
["SC_1518_A1",729018839.07367778,728651238.19790542,729185651.05877948,729868422.84395623,728541579.34158409,729868422.84395623,728651238.19790542]
["SC_1729_A1",729062215.97701883,728651238.19790542,729248711.77636266,730012050.63219011,728570792.78259933,730012050.63219011,728651238.19790542]
["SC_1593_A2",729164929.18748605,728651238.19790542,729398034.76298499,730352150.31901634,728626987.48650134,730352150.31901634,728651238.19790542]
["SC_1306_A2",729110711.35495424,728651238.19790542,729319213.6586206,730172626.49943578,728490782.71163571,730172626.49943578,728651238.19790542]
["SC_1306_A1",729110711.35495424,728651238.19790542,729319213.6586206,730172626.49943578,728480679.9587965,730172626.49943578,728651238.19790542]
["SC_1293_A2",729110711.35495424,728651238.19790542,729319213.6586206,730172626.49943578,728550567.98011017,730172626.49943578,728651238.19790542]
["SC_1293_A1",729110711.35495424,728651238.19790542,729319213.6586206,730172626.49943578,728622707.57817781,730172626.49943578,728651238.19790542]
["SC_1722_A1",728973595.88896728,728651238.19790542,729822835.62366784,731319681.4604013,728473763.27944672,731319681.4604013,728651238.19790542]
["SC_1722_A2",728973595.88896728,728651238.19790542,729822835.62366784,731319681.4604013,728758564.17174995,731319681.4604013,728651238.19790542]
["SC_1535_A2",729054160.81254828,728651238.19790542,730115645.93870413,731986589.47433734,728381901.63806307,731986589.47433734,728651238.19790542]
["SC_1161_A2",728881919.62302256,728651238.19790542,729489641.53473341,730560794.91612446,728608616.51438713,730560794.91612446,728651238.19790542]
["SC_1154_A2",728909140.03118634,728651238.19790542,729588573.12847912,730786122.60887432,728603738.54903519,730786122.60887432,728651238.19790542]
["SC_1135_A1",728939572.44751358,728651238.19790542,729699178.65028691,731038038.9693687,728637951.46743917,731038038.9693687,728651238.19790542]
["SC_1154_A1",728909140.03118634,728651238.19790542,729588573.12847912,730786122.60887432,728621338.02052891,730786122.60887432,728651238.19790542]
["SC_1161_A1",728881919.62302256,728651238.19790542,729489641.53473341,730560794.91612446,728622699.61235666,730560794.91612446,728651238.19790542]
["SC_984_A2",729011634.09651256,728651238.19790542,729961084.11990786,731634557.76537585,728802225.27627504,731634557.76537585,728651238.19790542]
["SC_1592_A1",728980040.4123708,728651238.19790542,729129246.12355316,729739954.33927464,728580403.84503734,729739954.33927464,728651238.19790542]
["SC_1596_A1",728945336.77971709,728651238.19790542,729078794.48202682,729625045.12220705,728558661.19301569,729625045.12220705,728651238.19790542]
["SC_1376_A2",729018839.07367778,728651238.19790542,729185651.05877948,729868422.84395623,728607620.65453684,729868422.84395623,728651238.19790542]
["SC_1376_A1",729018839.07367778,728651238.19790542,729185651.05877948,729868422.84395623,728603362.97676766,729868422.84395623,728651238.19790542]
["SC_1710_A2",728939572.44751358,728651238.19790542,729699178.65028691,731038038.9693687,728601307.17258632,731038038.9693687,728651238.19790542]
["SC_1710_A1",728939572.44751358,728651238.19790542,729699178.65028691,731038038.9693687,728641590.50826752,731038038.9693687,728651238.19790542]
["SC_1783_A2",729062215.97701883,728651238.19790542,729248711.77636266,730012050.63219011,728453569.17590857,730012050.63219011,728651238.19790542]
["SC_1783_A1",729062215.97701883,728651238.19790542,729248711.77636266,730012050.63219011,728433268.03310883,730012050.63219011,728651238.19790542]
["SC_1656_A2",729164929.18748605,728651238.19790542,729398034.76298499,730352150.31901634,728631638.26311779,730352150.31901634,728651238.19790542]
["SC_1656_A1",729164929.18748605,728651238.19790542,729398034.76298499,730352150.31901634,728632834.19134212,730352150.31901634,728651238.19790542]
["SC_1811_A2",729110711.35495424,728651238.19790542,729319213.6586206,730172626.49943578,728443384.41311026,730172626.49943578,728651238.19790542]
["SC_1811_A1",729110711.35495424,728651238.19790542,729319213.6586206,730172626.49943578,728439800.72716558,730172626.49943578,728651238.19790542]
["SC_1788_A1",729110711.35495424,728651238.19790542,729319213.6586206,730172626.49943578,728621524.2189666,730172626.49943578,728651238.19790542]
["SC_1877_A2",729062215.97701883,728651238.19790542,729248711.77636266,730012050.63219011,728651308.7176646,730012050.63219011,728651238.19790542]
["SC_1877_A1",729062215.97701883,728651238.19790542,729248711.77636266,730012050.63219011,728651308.7176646,730012050.63219011,728651238.19790542]
["SC_1856_A1",729018839.07367778,728651238.19790542,729185651.05877948,729868422.84395623,728646711.0708369,729868422.84395623,728651238.19790542]
["SC_1856_A2",729018839.07367778,728651238.19790542,729185651.05877948,729868422.84395623,728641445.20755219,729868422.84395623,728651238.19790542]
["SC_1857_A1",728980040.4123708,728651238.19790542,729129246.12355316,729739954.33927464,728647273.60282743,729739954.33927464,728651238.19790542]
["SC_1857_A2",728980040.4123708,728651238.19790542,729129246.12355316,729739954.33927464,728642529.642905,729739954.33927464,728651238.19790542]
["SC_1889_A2",729110711.35495424,728651238.19790542,729319213.6586206,730172626.49943578,728537730.79835904,730172626.49943578,728651238.19790542]
["SC_1889_A1",729110711.35495424,728651238.19790542,729319213.6586206,730172626.49943578,728535353.68004394,730172626.49943578,728651238.19790542]
["SC_1861_A1",729225544.72425652,728651238.19790542,729486156.75766444,730552857.94930744,728696031.54861343,730552857.94930744,728651238.19790542]
["SC_1315_A2",728973595.88896728,728651238.19790542,729822835.62366784,731319681.4604013,728623042.90956736,731319681.4604013,728651238.19790542]
["SC_1315_A1",728973595.88896728,728651238.19790542,729822835.62366784,731319681.4604013,728650859.73765922,731319681.4604013,728651238.19790542]
["SC_1317_A1",728973595.88896728,728651238.19790542,729822835.62366784,731319681.4604013,728502557.38691878,731319681.4604013,728651238.19790542]
["SC_1876_A2",728881919.62302256,728651238.19790542,729489641.53473341,730560794.91612446,728599834.89031684,730560794.91612446,728651238.19790542]
["SC_1876_A1",728881919.62302256,728651238.19790542,729489641.53473341,730560794.91612446,728616073.78559089,730560794.91612446,728651238.19790542]
["SC_1827_A1",729110711.35495424,728651238.19790542,729319213.6586206,730172626.49943578,727838588.43289351,730172626.49943578,728651238.19790542]
["SC_1827_A2",729110711.35495424,728651238.19790542,729319213.6586206,730172626.49943578,727897064.6310159,730172626.49943578,728651238.19790542]
["SC_1830_A1",729110711.35495424,728651238.19790542,729319213.6586206,730172626.49943578,727838588.43289351,730172626.49943578,728651238.19790542]
["SC_1830_A2",729110711.35495424,728651238.19790542,729319213.6586206,730172626.49943578,727897064.6310159,730172626.49943578,728651238.19790542]
["SC_2011_A1",729054160.81254828,728651238.19790542,730115645.93870413,731986589.47433734,728911787.69539404,731986589.47433734,728651238.19790542]
["SC_2011_A2",729054160.81254828,728651238.19790542,730115645.93870413,731986589.47433734,729266656.22326243,731986589.47433734,728651238.19790542]
["SC_1377_A2",728973595.88896728,728651238.19790542,729822835.62366784,731319681.4604013,728623042.90956736,731319681.4604013,728651238.19790542]
["SC_1377_A1",728973595.88896728,728651238.19790542,729822835.62366784,731319681.4604013,728650859.73765922,731319681.4604013,728651238.19790542]
["SC_1944_A1",729062215.97701883,728651238.19790542,729248711.77636266,730012050.63219011,728646145.10418546,730012050.63219011,728651238.19790542]
["SC_1944_A2",729062215.97701883,728651238.19790542,729248711.77636266,730012050.63219011,728640289.6346904,730012050.63219011,728651238.19790542]
["SC_1840_A1",729110711.35495424,728651238.19790542,729319213.6586206,730172626.49943578,728538949.37163675,730172626.49943578,728651238.19790542]
["SC_1840_A2",729110711.35495424,728651238.19790542,729319213.6586206,730172626.49943578,728538949.37163675,730172626.49943578,728651238.19790542]
["SC_1699_A2",728973595.88896728,728651238.19790542,729822835.62366784,731319681.4604013,729014805.33251512,731319681.4604013,728651238.19790542]
["SC_1699_A1",728973595.88896728,728651238.19790542,729822835.62366784,731319681.4604013,728749482.67317855,731319681.4604013,728651238.19790542]
["SC_2129_A2",729110711.35495424,728651238.19790542,729319213.6586206,730172626.49943578,728603455.71864212,730172626.49943578,728651238.19790542]
["SC_2159_A2",729110711.35495424,728651238.19790542,729319213.6586206,730172626.49943578,728571604.73434937,730172626.49943578,728651238.19790542]
["SC_2159_A1",729110711.35495424,728651238.19790542,729319213.6586206,730172626.49943578,728570416.17519176,730172626.49943578,728651238.19790542]
["SC_1756_A1",728798892.26416898,728651238.19790542,729187881.58732772,729873503.12046194,728566439.60306776,729873503.12046194,728651238.19790542]
["SC_1355_A1",728798892.26416898,728651238.19790542,729187881.58732772,729873503.12046194,728566439.60306776,729873503.12046194,728651238.19790542]
["SC_1698_A1",728798892.26416898,728651238.19790542,729187881.58732772,729873503.12046194,728569682.42052662,729873503.12046194,728651238.19790542]
["SC_1703_A1",728798892.26416898,728651238.19790542,729187881.58732772,729873503.12046194,728566439.60306776,729873503.12046194,728651238.19790542]
["SC_1948_A2",729062215.97701883,728651238.19790542,729248711.77636266,730012050.63219011,728578328.19002628,730012050.63219011,728651238.19790542]
["SC_1948_A1",729062215.97701883,728651238.19790542,729248711.77636266,730012050.63219011,728546883.80055618,730012050.63219011,728651238.19790542]
["SC_1824_A1",729062215.97701883,728651238.19790542,729248711.77636266,730012050.63219011,728778150.25787699,730012050.63219011,728651238.19790542]
["SC_1824_A2",729062215.97701883,728651238.19790542,729248711.77636266,730012050.63219011,728775352.97409546,730012050.63219011,728651238.19790542]
["SC_1779_A1",729062215.97701883,728651238.19790542,729248711.77636266,730012050.63219011,728541103.4297359,730012050.63219011,728651238.19790542]
["SC_1779_A2",729062215.97701883,728651238.19790542,729248711.77636266,730012050.63219011,728541111.97758555,730012050.63219011,728651238.19790542]
["SC_2020_A2",729164929.18748605,728651238.19790542,729398034.76298499,730352150.31901634,728573911.57280135,730352150.31901634,728651238.19790542]
["SC_2020_A1",729164929.18748605,728651238.19790542,729398034.76298499,730352150.31901634,728574312.22888994,730352150.31901634,728651238.19790542]
["SC_2021_A2",729164929.18748605,728651238.19790542,729398034.76298499,730352150.31901634,728573911.57280135,730352150.31901634,728651238.19790542]
["SC_2021_A1",729164929.18748605,728651238.19790542,729398034.76298499,730352150.31901634,728574312.22888994,730352150.31901634,728651238.19790542]
["SC_2271_A2",729164929.18748605,728651238.19790542,729398034.76298499,730352150.31901634,728567763.80309677,730352150.31901634,728651238.19790542]
["SC_2271_A1",729164929.18748605,728651238.19790542,729398034.76298499,730352150.31901634,727735929.81414199,730352150.31901634,728651238.19790542]
["SC_2206_A1",729110711.35495424,728651238.19790542,729319213.6586206,730172626.49943578,728348868.7482239,730172626.49943578,728651238.19790542]
["SC_2206_A2",729110711.35495424,728651238.19790542,729319213.6586206,730172626.49943578,728366399.99579775,730172626.49943578,728651238.19790542]
["SC_1981_A2",729225544.72425652,728651238.19790542,729486156.75766444,730552857.94930744,728679125.30004907,730552857.94930744,728651238.19790542]
["SC_1981_A1",729225544.72425652,728651238.19790542,729486156.75766444,730552857.94930744,728697015.74181259,730552857.94930744,728651238.19790542]
["SC_1982_A2",729110711.35495424,728651238.19790542,729319213.6586206,730172626.49943578,728494241.41878426,730172626.49943578,728651238.19790542]
["SC_1982_A1",729110711.35495424,728651238.19790542,729319213.6586206,730172626.49943578,728581294.46288133,730172626.49943578,728651238.19790542]
["SC_1989_A2",729225544.72425652,728651238.19790542,729486156.75766444,730552857.94930744,728679125.30004907,730552857.94930744,728651238.19790542]
["SC_1989_A1",729225544.72425652,728651238.19790542,729486156.75766444,730552857.94930744,728697015.74181259,730552857.94930744,728651238.19790542]
["SC_1846_A1",729110711.35495424,728651238.19790542,729319213.6586206,730172626.49943578,728243164.59611464,730172626.49943578,728651238.19790542]
["SC_1846_A2",729110711.35495424,728651238.19790542,729319213.6586206,730172626.49943578,728219015.57000744,730172626.49943578,728651238.19790542]
["SC_1905_A1",729062215.97701883,728651238.19790542,729248711.77636266,730012050.63219011,728613538.33463764,730012050.63219011,728651238.19790542]
["SC_1905_A2",729062215.97701883,728651238.19790542,729248711.77636266,730012050.63219011,728598115.66330087,730012050.63219011,728651238.19790542]
["SC_1967_A2",729110711.35495424,728651238.19790542,729319213.6586206,730172626.49943578,728494241.41878426,730172626.49943578,728651238.19790542]
["SC_1967_A1",729110711.35495424,728651238.19790542,729319213.6586206,730172626.49943578,728581294.46288133,730172626.49943578,728651238.19790542]
["SC_1968_A2",729110711.35495424,728651238.19790542,729319213.6586206,730172626.49943578,728511936.09324229,730172626.49943578,728651238.19790542]
["SC_1968_A1",729110711.35495424,728651238.19790542,729319213.6586206,730172626.49943578,728581294.46288133,730172626.49943578,728651238.19790542]
["SC_1978_A1",729110711.35495424,728651238.19790542,729319213.6586206,730172626.49943578,728599213.36160827,730172626.49943578,728651238.19790542]
["SC_1978_A2",729110711.35495424,728651238.19790542,729319213.6586206,730172626.49943578,728610982.96531296,730172626.49943578,728651238.19790542]
["SC_1992_A1",729164929.18748605,728651238.19790542,729398034.76298499,730352150.31901634,728604046.20576882,730352150.31901634,728651238.19790542]
["SC_1920_A2",729164929.18748605,728651238.19790542,729398034.76298499,730352150.31901634,728627722.9269923,730352150.31901634,728651238.19790542]
["SC_1920_A1",729164929.18748605,728651238.19790542,729398034.76298499,730352150.31901634,728628956.72627699,730352150.31901634,728651238.19790542]
["SC_2084_A2",729062215.97701883,728651238.19790542,729248711.77636266,730012050.63219011,728468752.70912623,730012050.63219011,728651238.19790542]
["SC_2084_A1",729062215.97701883,728651238.19790542,729248711.77636266,730012050.63219011,728499668.99671519,730012050.63219011,728651238.19790542]
["SC_2130_A2",728980040.4123708,728651238.19790542,729129246.12355316,729739954.33927464,728448467.45779574,729739954.33927464,728651238.19790542]
["SC_2130_A1",728980040.4123708,728651238.19790542,729129246.12355316,729739954.33927464,728493828.52486539,729739954.33927464,728651238.19790542]
["SC_1898_A1",728939572.44751358,728651238.19790542,729699178.65028691,731038038.9693687,727929474.95055592,731038038.9693687,728651238.19790542]
["SC_1898_A2",728939572.44751358,728651238.19790542,729699178.65028691,731038038.9693687,727976988.00854719,731038038.9693687,728651238.19790542]
["SC_2162_A2",729062215.97701883,728651238.19790542,729248711.77636266,730012050.63219011,728478144.2435081,730012050.63219011,728651238.19790542]
["SC_2162_A1",729062215.97701883,728651238.19790542,729248711.77636266,730012050.63219011,728520883.49150741,730012050.63219011,728651238.19790542]
["SC_1912_A2",729110711.35495424,728651238.19790542,729319213.6586206,730172626.49943578,728660737.16269255,730172626.49943578,728651238.19790542]
["SC_1912_A1",729110711.35495424,728651238.19790542,729319213.6586206,730172626.49943578,728664660.59647167,730172626.49943578,728651238.19790542]
["SC_2005_A1",729164929.18748605,728651238.19790542,729398034.76298499,730352150.31901634,728830644.78258097,730352150.31901634,728651238.19790542]
["SC_2200_A1",729011634.09651256,728651238.19790542,729961084.11990786,731634557.76537585,728448352.85069025,731634557.76537585,728651238.19790542]
["SC_2200_A2",729011634.09651256,728651238.19790542,729961084.11990786,731634557.76537585,728466176.71982777,731634557.76537585,728651238.19790542]
["SC_2227_A1",729164929.18748605,728651238.19790542,729398034.76298499,730352150.31901634,728800816.47099113,730352150.31901634,728651238.19790542]
["SC_2227_A2",729164929.18748605,728651238.19790542,729398034.76298499,730352150.31901634,728812836.15364981,730352150.31901634,728651238.19790542]
["SC_2069_A1",729062215.97701883,728651238.19790542,729248711.77636266,730012050.63219011,728512335.64190757,730012050.63219011,728651238.19790542]
["SC_2010_A1",729164929.18748605,728651238.19790542,729398034.76298499,730352150.31901634,728880448.73833323,730352150.31901634,728651238.19790542]
["SC_2077_A1",729164929.18748605,728651238.19790542,729398034.76298499,730352150.31901634,728857709.63557541,730352150.31901634,728651238.19790542]
["SC_2086_A1",729164929.18748605,728651238.19790542,729398034.76298499,730352150.31901634,728645916.31730711,730352150.31901634,728651238.19790542]
["SC_2103_A1",729164929.18748605,728651238.19790542,729398034.76298499,730352150.31901634,728669422.95096087,730352150.31901634,728651238.19790542]
["SC_2132_A1",729164929.18748605,728651238.19790542,729398034.76298499,730352150.31901634,728651238.19790542,730352150.31901634,728651238.19790542]
["SC_2137_A1",729164929.18748605,728651238.19790542,729398034.76298499,730352150.31901634,728651238.19790542,730352150.31901634,728651238.19790542]
["SC_1904_A1",729164929.18748605,728651238.19790542,729398034.76298499,730352150.31901634,728565722.44853282,730352150.31901634,728651238.19790542]
["SC_1904_A2",729164929.18748605,728651238.19790542,729398034.76298499,730352150.31901634,728577952.47563803,730352150.31901634,728651238.19790542]
["SC_1908_A2",729062215.97701883,728651238.19790542,729248711.77636266,730012050.63219011,728093737.18958271,730012050.63219011,728651238.19790542]
["SC_1908_A1",729062215.97701883,728651238.19790542,729248711.77636266,730012050.63219011,728108736.74236429,730012050.63219011,728651238.19790542]
["SC_1928_A2",729062215.97701883,728651238.19790542,729248711.77636266,730012050.63219011,728093737.18958271,730012050.63219011,728651238.19790542]
["SC_1928_A1",729062215.97701883,728651238.19790542,729248711.77636266,730012050.63219011,728108736.74236429,730012050.63219011,728651238.19790542]
["SC_2242_A1",729062215.97701883,728651238.19790542,729248711.77636266,730012050.63219011,728709734.33816087,730012050.63219011,728651238.19790542]
["SC_2242_A2",729062215.97701883,728651238.19790542,729248711.77636266,730012050.63219011,728755431.14212179,730012050.63219011,728651238.19790542]
["SC_2212_A2",729018839.07367778,728651238.19790542,729185651.05877948,729868422.84395623,728222442.73901987,729868422.84395623,728651238.19790542]
["SC_2212_A1",729018839.07367778,728651238.19790542,729185651.05877948,729868422.84395623,728229349.63851202,729868422.84395623,728651238.19790542]
["SC_2125_A2",729018839.07367778,728651238.19790542,729185651.05877948,729868422.84395623,728571477.70102978,729868422.84395623,728651238.19790542]
["SC_2125_A1",729018839.07367778,728651238.19790542,729185651.05877948,729868422.84395623,728569774.62992203,729868422.84395623,728651238.19790542]
["SC_2066_A2",728980040.4123708,728651238.19790542,729129246.12355316,729739954.33927464,728406415.10601795,729739954.33927464,728651238.19790542]
["SC_2066_A1",728980040.4123708,728651238.19790542,729129246.12355316,729739954.33927464,728475060.02847016,729739954.33927464,728651238.19790542]
["SC_2070_A2",728980040.4123708,728651238.19790542,729129246.12355316,729739954.33927464,728477685.25154018,729739954.33927464,728651238.19790542]
["SC_2070_A1",728980040.4123708,728651238.19790542,729129246.12355316,729739954.33927464,728471646.40851545,729739954.33927464,728651238.19790542]
["SC_2260_A1",728980040.4123708,728651238.19790542,729129246.12355316,729739954.33927464,728514190.22773278,729739954.33927464,728651238.19790542]
["SC_2261_A1",728980040.4123708,728651238.19790542,729129246.12355316,729739954.33927464,728514190.22773278,729739954.33927464,728651238.19790542]
["SC_1531_A1",729018839.07367778,728651238.19790542,729185651.05877948,729868422.84395623,728410814.56832123,729868422.84395623,728651238.19790542]
["SC_1531_A2",729018839.07367778,728651238.19790542,729185651.05877948,729868422.84395623,728425513.69395292,729868422.84395623,728651238.19790542]
["SC_2275_A1",736962989.79528844,729888318.90981472,714536066.85511792,725208129.86316919,728650182.74459326,725208129.86316919,728651238.19790542]
["SC_2275_A2",736962989.79528844,729888318.90981472,714536066.85511792,725208129.86316919,728650182.74459326,725208129.86316919,728651238.19790542]
["SC_2295_A1",729110711.35495424,728651238.19790542,729319213.6586206,730172626.49943578,728511967.38206208,730172626.49943578,728651238.19790542]
["SC_1718_A1",729225544.72425652,728651238.19790542,729486156.75766444,730552857.94930744,728576797.02423084,730552857.94930744,728651238.19790542]
["SC_1728_A1",729164929.18748605,728651238.19790542,729398034.76298499,730352150.31901634,728538972.46402884,730352150.31901634,728651238.19790542]
["SC_1746_A2",729110711.35495424,728651238.19790542,729319213.6586206,730172626.49943578,728618582.89462674,730172626.49943578,728651238.19790542]
["SC_1746_A1",729110711.35495424,728651238.19790542,729319213.6586206,730172626.49943578,728604437.38838947,730172626.49943578,728651238.19790542]
["SC_1506_A2",729369077.70854831,728651238.19790542,729694822.94379365,731028118.36405683,728516171.9268595,731028118.36405683,728651238.19790542]
["SC_1506_A1",729369077.70854831,728651238.19790542,729694822.94379365,731028118.36405683,728544098.81571054,731028118.36405683,728651238.19790542]

{"sheet":"ejecutar","index":9,"n_rows":20,"n_cols":14,"rows_kept":20,"cut":false,"hidden":false,"merged":[]}
[]
[]
[]
[]
[]
[]
[]
[null,null,null,null,null,null,null,null,null,null,null,"OPTIMIZADOR",null,"cbc"]
[]
[null,null,null,null,null,null,null,null,null,null,null,"PERIODO INICIAL",null,2023]
[]
[null,null,null,null,null,null,null,null,null,null,null,"PERIODO FINAL",null,2033]
[]
[null,null,null,null,null,null,null,null,null,null,null,"ESCALAR",null,0]
[]
[null,null,null,null,null,null,null,null,null,null,null,"TOLERANCIA ",null,9.9999999999999995E-7]
[]
[null,null,null,null,null,null,null,null,null,null,null,"TIEMPO MAXIMO",null,1000]
[]
[null,null,null,null,null,null,null,null,null,null,null,"OBRAS EN FILA 2",null,0]

{"sheet":"ASIGNACION","index":10,"n_rows":15,"n_cols":28,"rows_kept":15,"cut":false,"hidden":false,"merged":[]}
[null,null,null,null,null,null,"aprobado","aprobado","aprobado","aprobado","aprobado","aprobado","aprobado","aprobado","aprobado","aprobado","aprobado","calificacion","calificacion","calificacion","calificacion","calificacion","calificacion","calificacion","calificacion","calificacion","calificacion","calificacion"]
["nombre","barra","tipo","capacidad","periodoIni","Fila",2023,2024,2025,2026,2027,2028,2029,2030,2031,2032,2033,2023,2024,2025,2026,2027,2028,2029,2030,2031,2032,2033]
["SC_1981_A1","Valledupar34.5_B3","Solar FV",19.899999999999999,2023,2,0,0,0,0,0,0,0,0,0,0,1,4230484613.8049722,4230484613.8049722,4230484613.8049722,4230484613.8049722,4230484613.8049722,4230484613.8049722,4230484613.8049722,4230484613.8049722,4230484613.8049722,4230484613.8049722,4230484613.8049722]
["SC_1989_A1","Valledupar34.5_B3","Solar FV",19.899999999999999,2023,2,0,0,0,0,0,0,0,0,0,0,1,4230484613.8049722,4230484613.8049722,4230484613.8049722,4230484613.8049722,4230484613.8049722,4230484613.8049722,4230484613.8049722,4230484613.8049722,4230484613.8049722,4230484613.8049722,4230484613.8049722]
["SC_1981_A2","Valledupar 13.8 T3","Solar FV",19.899999999999999,2023,2,0,0,0,0,0,0,0,0,0,0,0,4230466723.3632083,4230466723.3632083,4230466723.3632083,4230466723.3632083,4230466723.3632083,4230466723.3632083,4230466723.3632083,4230466723.3632083,4230466723.3632083,4230466723.3632083,4230466723.3632083]
["SC_1989_A2","Valledupar 13.8 T3","Solar FV",19.899999999999999,2023,2,0,0,0,0,0,0,0,0,0,0,0,4230466723.3632083,4230466723.3632083,4230466723.3632083,4230466723.3632083,4230466723.3632083,4230466723.3632083,4230466723.3632083,4230466723.3632083,4230466723.3632083,4230466723.3632083,4230466723.3632083]
["SC_1904_A2","Valledupar 220","Solar FV",168,2024,2,0,0,0,0,0,0,0,0,0,0,0,4229915751.5619111,4229915751.5619111,4229915751.5619111,4229915751.5619111,4229915751.5619111,4229915751.5619111,4229915751.5619111,4229915751.5619111,4229915751.5619111,4229915751.5619111,4229915751.5619111]
["SC_1904_A1","San Juan 220","Solar FV",168,2024,2,0,0,0,0,0,0,0,0,0,0,0,4229903521.5348058,4229903521.5348058,4229903521.5348058,4229903521.5348058,4229903521.5348058,4229903521.5348058,4229903521.5348058,4229903521.5348058,4229903521.5348058,4229903521.5348058,4229903521.5348058]
["SC_1967_A1","Valledupar34.5_B3","Solar FV",19.899999999999999,2025,2,0,0,0,0,0,0,0,0,0,0,0,4229516768.8828869,4229516768.8828869,4229516768.8828869,4229516768.8828869,4229516768.8828869,4229516768.8828869,4229516768.8828869,4229516768.8828869,4229516768.8828869,4229516768.8828869,4229516768.8828869]
["SC_1982_A1","Valledupar34.5_B3","Solar FV",19.899999999999999,2025,2,0,0,0,0,0,0,0,0,0,0,0,4229516768.8828869,4229516768.8828869,4229516768.8828869,4229516768.8828869,4229516768.8828869,4229516768.8828869,4229516768.8828869,4229516768.8828869,4229516768.8828869,4229516768.8828869,4229516768.8828869]
["SC_1967_A2","Valledupar 13.8 T3","Solar FV",19.899999999999999,2025,2,0,0,0,0,0,0,0,0,0,0,0,4229429715.8387895,4229429715.8387895,4229429715.8387895,4229429715.8387895,4229429715.8387895,4229429715.8387895,4229429715.8387895,4229429715.8387895,4229429715.8387895,4229429715.8387895,4229429715.8387895]
["SC_1982_A2","Valledupar 13.8 T3","Solar FV",19.899999999999999,2025,2,0,0,0,0,0,0,0,0,0,0,0,4229429715.8387895,4229429715.8387895,4229429715.8387895,4229429715.8387895,4229429715.8387895,4229429715.8387895,4229429715.8387895,4229429715.8387895,4229429715.8387895,4229429715.8387895,4229429715.8387895]
["SC_890_A2","Fundacion 220","Solar FV",100,2027,2,0,0,0,0,0,0,0,0,0,0,0,4228868166.9946356,4228868166.9946356,4228868166.9946356,4228868166.9946356,4228868166.9946356,4228868166.9946356,4228868166.9946356,4228868166.9946356,4228868166.9946356,4228868166.9946356,4228868166.9946356]
["SC_890_A1","Fundacion 110","Solar FV",100,2027,2,0,0,0,0,0,0,0,0,0,0,0,4228849338.5973902,4228849338.5973902,4228849338.5973902,4228849338.5973902,4228849338.5973902,4228849338.5973902,4228849338.5973902,4228849338.5973902,4228849338.5973902,4228849338.5973902,4228849338.5973902]
["SC_2275_A1","Termocol 220","Termica - Ciclo abierto",93,2025,2,0,0,0,0,0,0,0,0,0,0,0,4216445124.5589399,4216445124.5589399,4216445124.5589399,4216445124.5589399,4216445124.5589399,4216445124.5589399,4216445124.5589399,4216445124.5589399,4216445124.5589399,4216445124.5589399,4216445124.5589399]

{"sheet":"RESUMEN","index":11,"n_rows":4,"n_cols":13,"rows_kept":4,"cut":false,"hidden":false,"merged":[]}
[null,null,"capacidad aprobada","capacidad aprobada","capacidad aprobada","capacidad aprobada","capacidad aprobada","capacidad aprobada","capacidad aprobada","capacidad aprobada","capacidad aprobada","capacidad aprobada","capacidad aprobada"]
["tipo","Fila",2023,2024,2025,2026,2027,2028,2029,2030,2031,2032,2033]
["Solar FV",2,0,0,0,0,0,0,0,0,0,0,39.799999999999997]
["Termica - Ciclo abierto",2,0,0,0,0,0,0,0,0,0,0,0]

{"sheet":"RESUMEN %","index":12,"n_rows":4,"n_cols":13,"rows_kept":4,"cut":false,"hidden":true,"merged":[]}
[null,null,"capacidad aprobada","capacidad aprobada","capacidad aprobada","capacidad aprobada","capacidad aprobada","capacidad aprobada","capacidad aprobada","capacidad aprobada","capacidad aprobada","capacidad aprobada","capacidad aprobada"]
["tipo","Fila",2023,2024,2025,2026,2027,2028,2029,2030,2031,2032,2033]
["Solar FV",2,0,0,0,0,0,0,0,0,0,0,39.799999999999997]
["Termica - Ciclo abierto",2,0,0,0,0,0,0,0,0,0,0,0]

{"sheet":"EXPANSION","index":13,"n_rows":0,"n_cols":0,"rows_kept":0,"cut":false,"hidden":true,"merged":[]}

{"sheet":"BENEFICIO","index":14,"n_rows":2,"n_cols":12,"rows_kept":2,"cut":false,"hidden":true,"merged":[]}
["fila",2023,2024,2025,2026,2027,2028,2029,2030,2031,2032,2033]
[2,168373.28762943784,168373.28762943784,168373.28762943784,168373.28762943784,168373.28762943784,168373.28762943784,168373.28762943784,168373.28762943784,168373.28762943784,168373.28762943784,168373.28762943784]

{"sheet":"INTERCAMBIO","index":15,"n_rows":2,"n_cols":13,"rows_kept":2,"cut":false,"hidden":true,"merged":[]}
["area","fila",2023,2024,2025,2026,2027,2028,2029,2030,2031,2032,2033]
["GCM",2,-100,-100,-100,-100,-100,-100,-100,-100,-100,-100,-100]

{"sheet":"PORCENTAJE BARRAS","index":16,"n_rows":62,"n_cols":13,"rows_kept":62,"cut":false,"hidden":false,"merged":[]}
["barra","fila",2023,2024,2025,2026,2027,2028,2029,2030,2031,2032,2033]
["Aracataca 34.5(1)",2,0,0,0,0,0,0,0,0,0,0,0]
["Ballenas 34.5",2,0,0,0,0,0,0,0,0,0,0,0]
["Bonda 13.8",2,0,0,0,0,0,0,0,0,0,0,0]
["Bonda 34.5",2,0,0,0,0,0,0,0,0,0,0,0]
["Bosconia 34.5",2,0,0,0,0,0,0,0,0,0,0,0]
["CODAZZI (CESAR) 1 13.8 kV",2,0,0,0,0,0,0,0,0,0,0,0]
["CODAZZI (CESAR) 1 34.5 kV",2,0,0,0,0,0,0,0,0,0,0,0]
["Camarones 34.5",2,0,0,0,0,0,0,0,0,0,0,0]
["Chiriguana 13.8",2,0,0,0,0,0,0,0,0,0,0,0]
["Chiriguana 34.5",2,0,0,0,0,0,0,0,0,0,0,0]
["Cienaga 110",2,0,0,0,0,0,0,0,0,0,0,0]
["Codazzi GCM 110",2,0,0,0,0,0,0,0,0,0,0,0]
["Colectora 1 Eolica 500",2,null,null,0,0,0,0,0,0,0,0,0]
["Copey 110",2,0,0,0,0,0,0,0,0,0,0,0]
["Copey 220",2,0,0,0,0,0,0,0,0,0,0,0]
["Cuestecita 220",2,0,0,0,0,0,0,0,0,0,0,0]
["Cuestecita 220 II",2,0,0,0,0,0,0,0,0,0,0,0]
["Cuestecitas 110",2,0,0,0,0,0,0,0,0,0,0,0]
["Cuestecitas 34.5",2,0,0,0,0,0,0,0,0,0,0,0]
["Cuestecitas 500",2,0,0,0,0,0,0,0,0,0,0,0]
["EL PASO 1 13.8 kV",2,0,0,0,0,0,0,0,0,0,0,0]
["EL PASO 1 34.5 kV",2,0,0,0,0,0,0,0,0,0,0,0]
["El Copey 500",2,0,0,0,0,0,0,0,0,0,0,0]
["El Paso 110",2,0,0,0,0,0,0,0,0,0,0,0]
["El reten 34.5",2,0,0,0,0,0,0,0,0,0,0,0]
["FUNDACION 2 13.8 kV",2,0,0,0,0,0,0,0,0,0,0,0]
["FUNDACION 2 34.5 kV",2,0,0,0,0,0,0,0,0,0,0,0]
["Fonseca 13.8",2,0,0,0,0,0,0,0,0,0,0,0]
["Fonseca 34.5",2,0,0,0,0,0,0,0,0,0,0,0]
["Guacamayal 13.8",2,0,0,0,0,0,0,0,0,0,0,0]
["Guacamayal 34.5",2,0,0,0,0,0,0,0,0,0,0,0]
["Guatapuri 110",2,null,null,0,0,0,0,0,0,0,0,0]
["Guatapuri 34.5(1)",2,0,0,0,0,0,0,0,0,0,0,0]
["La Jagua 110",2,0,0,0,0,0,0,0,0,0,0,0]
["La Loma 110",2,0,0,0,0,0,0,0,0,0,0,0]
["La Loma 500",2,0,0,0,0,0,0,0,0,0,0,0]
["La jagua 34.5",2,0,0,0,0,0,0,0,0,0,0,0]
["La loma 13.8",2,0,0,0,0,0,0,0,0,0,0,0]
["La loma 34.5",2,0,0,0,0,0,0,0,0,0,0,0]
["La paz 13.8",2,0,0,0,0,0,0,0,0,0,0,0]
["La paz 34.5",2,0,0,0,0,0,0,0,0,0,0,0]
["Manaure 34.5",2,0,0,0,0,0,0,0,0,0,0,0]
["R Cordoba 220",2,0,0,0,0,0,0,0,0,0,0,0]
["Rio Cordoba 110",2,0,0,0,0,0,0,0,0,0,0,0]
["Riohacha 110",2,0,0,0,0,0,0,0,0,0,0,0]
["Riohacha 34.5",2,0,0,0,0,0,0,0,0,0,0,0]
["SAN JUAN 1 13.8 kV",2,0,0,0,0,0,0,0,0,0,0,0]
["SAN JUAN 1 34.5 kV",2,0,0,0,0,0,0,0,0,0,0,0]
["San Juan 110",2,0,0,0,0,0,0,0,0,0,0,0]
["San Juan 220",2,0,0,0,0,0,0,0,0,0,0,0]
["Santa Marta 110",2,0,0,0,0,0,0,0,0,0,0,0]
["Santa Marta 220",2,0,0,0,0,0,0,0,0,0,0,0]
["T Puerto Nuevo",2,0,0,0,0,0,0,0,0,0,0,0]
["Termocol 220",2,0,0,0,0,0,0,0,0,0,0,0]
["Valledupar 11 13.2",2,0,0,0,0,0,0,0,0,0,0,0]
["Valledupar 110",2,0,0,0,0,0,0,0,0,0,0,0]
["Valledupar 13.8 T3",2,0,0,0,0,0,0,0,0,0,0,0]
["Valledupar 220",2,0,0,0,0,0,0,0,0,0,0,0]
["Valledupar34.5_B3",2,0,0,0,0,0,0,0,0,0,0,0.39984689284083536]
["Zawady 13.8",2,0,0,0,0,0,0,0,0,0,0,0]
["Zawady 34.5",2,0,0,0,0,0,0,0,0,0,0,0]

{"sheet":"PORCENTAJE AREAS","index":17,"n_rows":2,"n_cols":13,"rows_kept":2,"cut":false,"hidden":true,"merged":[]}
["area","fila",2023,2024,2025,2026,2027,2028,2029,2030,2031,2032,2033]
["GCM",2,-1.000001000001E-4,-1.000001000001E-4,-1.000001000001E-4,-1.000001000001E-4,-1.000001000001E-4,-1.000001000001E-4,-1.000001000001E-4,-1.000001000001E-4,-1.000001000001E-4,-1.000001000001E-4,-1.000001000001E-4]

{"sheet":"PORCENTAJE ZONAS","index":18,"n_rows":23,"n_cols":13,"rows_kept":23,"cut":false,"hidden":false,"merged":[]}
["zona","fila",2023,2024,2025,2026,2027,2028,2029,2030,2031,2032,2033]
["Zona1",2,0,0,0,0,0,0,0,0,0,0,0]
["Zona10",2,0,0,0,0,0,0,0,0,0,0,0]
["Zona11",2,0,0,0,0,0,0,0,0,0,0,0]
["Zona12",2,0,0,0,0,0,0,0,0,0,0,0]
["Zona13",2,0,0,0,0,0,0,0,0,0,0,0]
["Zona14",2,0,0,0,0,0,0,0,0,0,0,0]
["Zona15",2,0,0,0,0,0,0,0,0,0,0,0]
["Zona16",2,0,0,0,0,0,0,0,0,0,0,0]
["Zona17",2,null,null,0,0,0,0,0,0,0,0,0]
["Zona18",2,0,0,0,0,0,0,0,0,0,0,0]
["Zona19",2,0,0,0,0,0,0,0,0,0,0,0]
["Zona2",2,0,0,0,0,0,0,0,0,0,0,0]
["Zona20",2,0,0,0,0,0,0,0,0,0,0,0]
["Zona21",2,0,0,0,0,0,0,0,0,0,0,0]
["Zona22",2,0,0,0,0,0,0,0,0,0,0,0]
["Zona3",2,0,0,0,0,0,0,0,0,0,0,0]
["Zona4",2,0,0,0,0,0,0,0,0,0,0,0]
["Zona5",2,0,0,0,0,0,0,0,0,0,0,0]
["Zona6",2,0,0,0,0,0,0,0,0,0,0,0.39984689284083536]
["Zona7",2,0,0,0,0,0,0,0,0,0,0,0]
["Zona8",2,0,0,0,0,0,0,0,0,0,0,0]
["Zona9",2,0,0,0,0,0,0,0,0,0,0,0]