{"text_format":"1","workbook":"xlsx","n_sheets":19,"sheets":["areas","barras","criterios","obras","proyectos","cortocircuito","zonas","calificacionProyectos","zonaBarra","ejecutar","ASIGNACION","RESUMEN","RESUMEN %","EXPANSION","BENEFICIO","INTERCAMBIO","PORCENTAJE BARRAS","PORCENTAJE AREAS","PORCENTAJE ZONAS"],"not_rendered":{"charts":0,"images":0,"macros":1,"external_links":0,"defined_names":7,"comments":0,"pivot_tables":0},"unopened":[],"bounds":{"document_bytes":16777216,"sheet_cells":100000,"rows_first":2000,"rows_last":500,"rows_between":2000,"halvings":0,"cell_chars":16384,"cell_head_chars":4096},"cells_cut":0,"cells_raw":0,"read":"whole","date_system":"1900"}

{"sheet":"areas","index":0,"n_rows":12,"n_cols":8,"rows_kept":12,"cut":false,"hidden":true,"merged":[]}
["nombre","periodo","limiteimportacion","limiteexportacion","demanda","generacion","factorimportacion","factorexportacion"]
["Huila-Tolima",2023,9999999,999999,200,300,1,1]
["Huila-Tolima",2024,9999999,999999,200,300,1,1]
["Huila-Tolima",2025,9999999,999999,200,300,1,1]
["Huila-Tolima",2026,9999999,999999,200,300,1,1]
["Huila-Tolima",2027,9999999,999999,200,300,1,1]
["Huila-Tolima",2028,9999999,999999,200,300,1,1]
["Huila-Tolima",2029,9999999,999999,200,300,1,1]
["Huila-Tolima",2030,9999999,999999,200,300,1,1]
["Huila-Tolima",2031,9999999,999999,200,300,1,1]
["Huila-Tolima",2032,9999999,999999,200,300,1,1]
["Huila-Tolima",2033,9999999,999999,200,300,1,1]

{"sheet":"barras","index":1,"n_rows":5446,"n_cols":6,"rows_kept":5446,"cut":false,"hidden":false,"merged":[]}
["nombre","periodo","capacidad","cortocircuito","factorcapacidad","factorcorto"]
["Acasa 115",2023,0,12.86730753031279,1,1]
["Acasa 115",2024,0,13.195674533613809,1,1]
["Acasa 115",2025,0,13.322316314575231,1,1]
["Acasa 115",2026,0,13.329505701547699,1,1]
["Acasa 115",2027,0,17.865497706293599,1,1]
["Acasa 115",2028,0,17.86549770627602,1,1]
["Acasa 115",2029,0,17.860767826742769,1,1]
["Acasa 115",2030,0,13.39202865780006,1,1]
["Acasa 115",2031,0,13.39202865780006,1,1]
["Acasa 115",2032,0,13.392028657680481,1,1]
["Acasa 115",2033,0,13.38754104252526,1,1]
["Agafano 115",2023,0,0.1,1,1]
["Agafano 115",2024,0,0.1,1,1]
["Agafano 115",2025,0,0.1,1,1]
["Agafano 115",2026,0,0.1,1,1]
["Agafano 115",2027,0,0.1,1,1]
["Agafano 115",2028,0,0.1,1,1]
["Agafano 115",2029,0,0.1,1,1]
["Agafano 115",2030,0,0.1,1,1]
["Agafano 115",2031,0,0.1,1,1]
["Agafano 115",2032,0,0.1,1,1]
["Agafano 115",2033,0,0.1,1,1]
["Aipe 34.5",2023,8.6682211793959159,10.33770429852107,1,1]
["Aipe 34.5",2024,8.9807211793959141,10.335667737937801,1,1]
["Aipe 34.5",2025,8.7000736425397918,10.276672760494,1,1]
["Aipe 34.5",2026,9.6375736425397918,10.13625470078658,1,1]
["Aipe 34.5",2027,9.9500736425397918,10.136694266719349,1,1]
["Aipe 34.5",2028,9.6391338412104233,10.136694266719349,1,1]
["Aipe 34.5",2029,9.3379109086725975,10.131569410358811,1,1]
["Aipe 34.5",2030,9.6504109086725975,10.131569410358811,1,1]
["Aipe 34.5",2031,10.009765625,10.131569410358811,1,1]
["Aipe 34.5",2032,9.69696044921875,10.131569410257169,1,1]
["Aipe 34.5",2033,10.00946044921875,10.13558003519837,1,1]
["Algeciras 34.5",2023,69.427490234375,1.7989829513683819,1,1]
["Algeciras 34.5",2024,74.853515625,1.601759588359178,1,1]
["Algeciras 34.5",2025,156.8359375,1.836701169464579,1,1]
["Algeciras 34.5",2026,105.8921813964844,1.6832891646361461,1,1]
["Algeciras 34.5",2027,105.8921813964844,1.682988505802185,1,1]
["Algeciras 34.5",2028,105.8921813964844,1.682988505802185,1,1]
["Algeciras 34.5",2029,106.25,1.6862073014194929,1,1]
["Algeciras 34.5",2030,62.5,1.6862073014194929,1,1]
["Algeciras 34.5",2031,106.25,1.6862073014194929,1,1]
["Algeciras 34.5",2032,106.25,1.6862073014696179,1,1]
["Algeciras 34.5",2033,106.25,1.6843428026293421,1,1]
["Altamira 115",2023,68.306853771209717,11.292246696596431,1,1]
["Altamira 115",2024,91.431853771209717,11.291419166036381,1,1]
["Altamira 115",2025,91.967362910509109,11.467554161092529,1,1]
["Altamira 115",2026,91.431853771209717,11.67023548624001,1,1]
["Altamira 115",2027,89.9041748046875,11.66826623103308,1,1]
["Altamira 115",2028,89.723482364788651,11.66826623103308,1,1]
["Altamira 115",2029,89.723482364788651,11.687132356558021,1,1]
["Altamira 115",2030,89.9041748046875,11.687132356558021,1,1]
["Altamira 115",2031,89.9041748046875,11.687132356558021,1,1]
["Altamira 115",2032,10,11.687132356729879,1,1]
["Altamira 115",2033,88.931853771209717,11.67981068781846,1,1]
["Altamira 13.8",2023,25,31.225021389697361,1,1]
["Altamira 13.8",2024,25.390625,31.284448044186181,1,1]
["Altamira 13.8",2025,25.78125,31.68719613044512,1,1]
["Altamira 13.8",2026,30.817413330078121,32.293367331566969,1,1]
["Altamira 13.8",2027,30.817413330078121,32.287896163169847,1,1]
["Altamira 13.8",2028,30.817413330078121,32.287896163169847,1,1]
["Altamira 13.8",2029,31.25,32.340783065675303,1,1]
["Altamira 13.8",2030,30.817413330078121,32.340783065675303,1,1]
["Altamira 13.8",2031,30.817413330078121,32.340783065675303,1,1]
["Altamira 13.8",2032,31.25,32.34078306615627,1,1]
["Altamira 13.8",2033,31.25,32.320409355515082,1,1]
["Altamira 2 13.2",2023,17.790126800537109,29.258666250740131,1,1]
["Altamira 2 13.2",2024,18.072509765625,29.322202320392719,1,1]
["Altamira 2 13.2",2025,18.359375,29.708855532555951,1,1]
["Altamira 2 13.2",2026,18.359375,30.304720117432129,1,1]
["Altamira 2 13.2",2027,18.31817626953125,30.299370788822198,1,1]
["Altamira 2 13.2",2028,18.31817626953125,30.299370788822198,1,1]
["Altamira 2 13.2",2029,18.359375,30.351131218213741,1,1]
["Altamira 2 13.2",2030,30.290126800537109,30.351131218213741,1,1]
["Altamira 2 13.2",2031,29.003860950469971,30.351131218213741,1,1]
["Altamira 2 13.2",2032,29.003860950469971,30.351131218687129,1,1]
["Altamira 2 13.2",2033,29.003860950469971,30.331200331381151,1,1]
["Altamira 220",2023,1.480712890625,11.13344124182187,1,1]
["Altamira 220",2024,1.11053466796875,11.09112195332931,1,1]
["Altamira 220",2025,1.42303466796875,10.973474933863869,1,1]
["Altamira 220",2026,1.484375,10.802962126390319,1,1]
["Altamira 220",2027,1.11328125,10.80454550667562,1,1]
["Altamira 220",2028,1.42578125,10.80454550667562,1,1]
["Altamira 220",2029,1.2106132507324221,10.79013549048307,1,1]
["Altamira 220",2030,1.3037109375,10.79013549048307,1,1]
["Altamira 220",2031,1.2451171875,10.79013549048307,1,1]
["Altamira 220",2032,1.171875,10.790135490382511,1,1]
["Altamira 220",2033,1.168212890625,10.79547555405909,1,1]
["Altamira 34.5",2023,20.3125,10.923937101324469,1,1]
["Altamira 34.5",2024,19.765625,11.3412536660068,1,1]
["Altamira 34.5",2025,20.15625,10.791087087615489,1,1]
["Altamira 34.5",2026,20.081787109375,11.071503622488381,1,1]
["Altamira 34.5",2027,19.456787109375,11.073021362845401,1,1]
["Altamira 34.5",2028,19.456787109375,11.073021362845401,1,1]
["Altamira 34.5",2029,20.081787109375,11.05826608149623,1,1]
["Altamira 34.5",2030,20.15625,11.05826608149623,1,1]
["Altamira 34.5",2031,20.081787109375,11.05826608149623,1,1]
["Altamira 34.5",2032,20.081787109375,11.058266081365041,1,1]
["Altamira 34.5",2033,20.081787109375,11.06386783297847,1,1]
["Alvarado 34.5",2023,61.03515625,2.317167706973517,1,1]
["Alvarado 34.5",2024,73.53515625,2.1988938322269558,1,1]
["Alvarado 34.5",2025,22.979736328125,3.5021009406729311,1,1]
["Alvarado 34.5",2026,25,2.984085926273198,1,1]
["Alvarado 34.5",2027,26.104736328125,2.9833395199671831,1,1]
["Alvarado 34.5",2028,26.104736328125,2.9833395199671831,1,1]
["Alvarado 34.5",2029,26.104736328125,2.3838442034808081,1,1]
["Alvarado 34.5",2030,26.104736328125,2.3838442034808081,1,1]
["Alvarado 34.5",2031,26.104736328125,2.3838442034808081,1,1]
["Alvarado 34.5",2032,25,2.3838442030433602,1,1]
["Alvarado 34.5",2033,25,2.3763882273718639,1,1]
["Amoya 115",2023,41.1865234375,19.241050109967581,1,1]
["Amoya 115",2024,45.9136962890625,19.195705852355371,1,1]
["Amoya 115",2025,108.4136962890625,19.05190416321047,1,1]
["Amoya 115",2026,91.827392578125,18.795837594634449,1,1]
["Amoya 115",2027,91.827392578125,18.79696470423697,1,1]
["Amoya 115",2028,91.827392578125,18.79696470423697,1,1]
["Amoya 115",2029,91.827392578125,18.782786910417769,1,1]
["Amoya 115",2030,91.827392578125,18.782786910417769,1,1]
["Amoya 115",2031,93.75,18.782786910417769,1,1]
["Amoya 115",2032,93.75,18.782786910010699,1,1]
["Amoya 115",2033,93.75,18.794047685511771,1,1]
["Amoya 13.8 U1",2023,50,22.919542547199612,1,1]
["Amoya 13.8 U1",2024,74.7894287109375,23.050385893698021,1,1]
["Amoya 13.8 U1",2025,151.953125,23.3805940533098,1,1]
["Amoya 13.8 U1",2026,99.71923828125,23.912489254953229,1,1]
["Amoya 13.8 U1",2027,99.71923828125,23.90970886655353,1,1]
["Amoya 13.8 U1",2028,99.71923828125,23.90970886655353,1,1]
["Amoya 13.8 U1",2029,100,23.945228579463581,1,1]
["Amoya 13.8 U1",2030,99.71923828125,23.945228579463581,1,1]
["Amoya 13.8 U1",2031,99.71923828125,23.945228579463581,1,1]
["Amoya 13.8 U1",2032,100,23.945228580280769,1,1]
["Amoya 13.8 U1",2033,100,23.917571855971051,1,1]
["Amoya 13.8 U2",2023,166.40625,22.919542547199409,1,1]
["Amoya 13.8 U2",2024,203.90625,23.050385893697971,1,1]
["Amoya 13.8 U2",2025,76.46484375,23.380594053309689,1,1]
["Amoya 13.8 U2",2026,62.5,23.912489254953201,1,1]
["Amoya 13.8 U2",2027,50.91552734375,23.90970886655337,1,1]
["Amoya 13.8 U2",2028,50.91552734375,23.90970886655337,1,1]
["Amoya 13.8 U2",2029,47.79052734375,23.945228579463389,1,1]
["Amoya 13.8 U2",2030,63.41552734375,23.945228579463389,1,1]
["Amoya 13.8 U2",2031,63.41552734375,23.945228579463389,1,1]
["Amoya 13.8 U2",2032,62.5,23.94522858028057,1,1]
["Amoya 13.8 U2",2033,62.5,23.917571855970859,1,1]
["Aranjuez 115",2023,28.125,21.01078853326004,1,1]
["Aranjuez 115",2024,29.3701171875,21.98298103061251,1,1]
["Aranjuez 115",2025,29.3701171875,22.879801556275169,1,1]
["Aranjuez 115",2026,19.9951171875,22.93495205870688,1,1]
["Aranjuez 115",2027,31.25,22.92251334497746,1,1]
["Aranjuez 115",2028,28.125,22.92251334497746,1,1]
["Aranjuez 115",2029,121.875,22.952811216634991,1,1]
["Aranjuez 115",2030,53.3203125,22.952811216634991,1,1]
["Aranjuez 115",2031,23.1201171875,22.952811216634991,1,1]
["Aranjuez 115",2032,121.875,22.952811216798452,1,1]
["Aranjuez 115",2033,23.1201171875,22.936195059575908,1,1]
["Armenia 115",2023,27.237529754638668,11.82647781884566,1,1]
["Armenia 115",2024,28.117344603438141,12.04351821688978,1,1]
["Armenia 115",2025,28.117344603438141,13.12103405873482,1,1]
["Armenia 115",2026,28.006591703742739,13.15713789023558,1,1]
["Armenia 115",2027,27.668843546865819,0.78514555077511983,1,1]
["Armenia 115",2028,27.40753173828125,0.78514555077511983,1,1]
["Armenia 115",2029,27.356343546865819,0.78514555077802983,1,1]
["Armenia 115",2030,26.867344603438141,13.218210290667409,1,1]
["Armenia 115",2031,27.72003173828125,13.218210290667409,1,1]
["Armenia 115",2032,27.3125,13.218210291078529,1,1]
["Armenia 115",2033,27.179844603438141,13.207586052392401,1,1]
["Armenia 13.8",2023,21.5673828125,29.114062502808171,1,1]
["Armenia 13.8",2024,21.409912109375,29.585153958446799,1,1]
["Armenia 13.8",2025,21.26708984375,30.807759748754759,1,1]
["Armenia 13.8",2026,21.484375,30.898075801599351,1,1]
["Armenia 13.8",2027,21.1846923828125,13.39202865780006,1,1]
["Armenia 13.8",2028,21.4971923828125,13.392028657680481,1,1]
["Armenia 13.8",2029,21.5625,13.38754104252526,1,1]
["Armenia 13.8",2030,14.953718185424799,31.05034747876638,1,1]
["Armenia 13.8",2031,21.171875,31.05034747876638,1,1]
["Armenia 13.8",2032,15.43609619140625,31.050347477421969,1,1]
["Armenia 13.8",2033,16.516218185424801,31.023928607335911,1,1]
["Armenia 220",2023,22.60467529296875,10.258529088288279,1,1]
["Armenia 220",2024,22.30712890625,10.571749524067929,1,1]
["Armenia 220",2025,22.29217529296875,10.682685923211981,1,1]
["Armenia 220",2026,22.61962890625,10.690147981008099,1,1]
["Armenia 220",2027,14.1221022605896,13.218210290667409,1,1]
["Armenia 220",2028,13.88671875,13.218210291078529,1,1]
["Armenia 220",2029,22.5596022605896,13.207586052392401,1,1]
["Armenia 220",2030,22.1875,10.72909171425268,1,1]
["Armenia 220",2031,22.27909088134766,10.72909171425268,1,1]
["Armenia 220",2032,22.1875,10.72909171411626,1,1]
["Armenia 220",2033,22.5,10.724523601321589,1,1]
["Arreboles 34.5",2023,5.9375,37.374274582186807,1,1]
["Arreboles 34.5",2024,35.0439453125,37.437305417933352,1,1]
["Arreboles 34.5",2025,35.641827583312988,28.316820947809841,1,1]
["Arreboles 34.5",2026,35.641827583312988,28.230393958660109,1,1]
["Arreboles 34.5",2027,35.641827583312988,28.233296493915709,1,1]
["Arreboles 34.5",2028,35.641827583312988,28.233296493915709,1,1]
["Arreboles 34.5",2029,35.641827583312988,37.221478553082783,1,1]
["Arreboles 34.5",2030,35.823822021484382,37.221478553082783,1,1]
["Arreboles 34.5",2031,35.641827583312988,37.221478553082783,1,1]
["Arreboles 34.5",2032,35.329327583312988,37.221478553590927,1,1]
["Arreboles 34.5",2033,34.573822021484382,37.230168965610353,1,1]
["Autog Guavio 4.16",2023,62.5,50.838193862855938,1,1]
["Autog Guavio 4.16",2024,62.5,51.609880432978088,1,1]
["Autog Guavio 4.16",2025,61.022177338600159,52.511292161131983,1,1]
["Autog Guavio 4.16",2026,52.631378173828118,52.793688578258489,1,1]
["Autog Guavio 4.16",2027,62.5,52.783856764216793,1,1]
["Autog Guavio 4.16",2028,65.090322494506836,52.783856764216793,1,1]
["Autog Guavio 4.16",2029,112.2802734375,53.062861160464308,1,1]
["Autog Guavio 4.16",2030,84.210205078125,53.062861160464308,1,1]
["Autog Guavio 4.16",2031,83.881378173828125,53.062861160464308,1,1]
["Autog Guavio 4.16",2032,112.2802734375,53.062861160518104,1,1]
["Autog Guavio 4.16",2033,57.668447494506843,53.052861835417502,1,1]
["Autog Turgas 13.8",2023,128.3836364746094,3.5626220544188598,1,1]
["Autog Turgas 13.8",2024,128.3836364746094,3.646902847166634,1,1]
["Autog Turgas 13.8",2025,24.071931838989261,3.649297563782206,1,1]
["Autog Turgas 13.8",2026,32.8125,3.6511776407302672,1,1]
["Autog Turgas 13.8",2027,33.446931838989258,3.6504724812377751,1,1]
["Autog Turgas 13.8",2028,33.446931838989258,3.6504724812377751,1,1]
["Autog Turgas 13.8",2029,32.8125,3.66528564299617,1,1]
["Autog Turgas 13.8",2030,32.8125,3.66528564299617,1,1]
["Autog Turgas 13.8",2031,30.321931838989251,3.66528564299617,1,1]
["Autog Turgas 13.8",2032,30.321931838989251,3.6652856429874481,1,1]
["Autog Turgas 13.8",2033,30.321931838989261,3.6645115937859898,1,1]
["Autopista 115",2023,81.25,27.221583689493318,1,1]
["Autopista 115",2024,81.25,28.761579874838041,1,1]
["Autopista 115",2025,84.765625,30.10196024460933,1,1]
["Autopista 115",2026,28.125,30.173899614062289,1,1]
["Autopista 115",2027,32.4493408203125,30.157720896209369,1,1]
["Autopista 115",2028,82.4493408203125,30.157720896209369,1,1]
["Autopista 115",2029,84.765625,30.143118107072809,1,1]
["Autopista 115",2030,84.765625,30.143118107072809,1,1]
["Autopista 115",2031,81.25,30.143118107072809,1,1]
["Autopista 115",2032,84.765625,30.14311810729432,1,1]
["Autopista 115",2033,84.765625,30.12069520967221,1,1]
["Bacata - Primavera 500 shn",2023,17.48046875,12.734606193860641,1,1]
["Bacata - Primavera 500 shn",2024,24.9609375,14.975313899787089,1,1]
["Bacata - Primavera 500 shn",2025,65.46875,16.736228917510338,1,1]
["Bacata - Primavera 500 shn",2026,32.919692993164063,16.749515144244281,1,1]
["Bacata - Primavera 500 shn",2027,27.48046875,16.740644411993429,1,1]
["Bacata - Primavera 500 shn",2028,60.46875,16.740644411993429,1,1]
["Bacata - Primavera 500 shn",2029,53.30078125,16.652088437554731,1,1]
["Bacata - Primavera 500 shn",2030,46.650390625,16.652088437554731,1,1]
["Bacata - Primavera 500 shn",2031,38.3251953125,16.652088437554731,1,1]
["Bacata - Primavera 500 shn",2032,57.734375,16.652088437615571,1,1]
["Bacata - Primavera 500 shn",2033,29.921875,16.643357836399399,1,1]
["Bacata 11.4",2023,18.75,27.71988248132471,1,1]
["Bacata 11.4",2024,18.75,28.67931669376874,1,1]
["Bacata 11.4",2025,18.3868408203125,29.27913730666879,1,1]
["Bacata 11.4",2026,18.3868408203125,29.293575429401049,1,1]
["Bacata 11.4",2027,18.3868408203125,29.27087590464296,1,1]
["Bacata 11.4",2028,18.3868408203125,29.27087590464296,1,1]
["Bacata 11.4",2029,7.0387125015258789,29.46709453395631,1,1]
["Bacata 11.4",2030,17.976212501525879,29.46709453395631,1,1]
["Bacata 11.4",2031,19.04296875,29.46709453395631,1,1]
["Bacata 11.4",2032,7.086181640625,29.467094534103179,1,1]
["Bacata 11.4",2033,18.3868408203125,29.449970544073089,1,1]
["Bacata 115",2023,40,34.460745089176051,1,1]
["Bacata 115",2024,40,37.433286921792117,1,1]
["Bacata 115",2025,40,40.230824847765398,1,1]
["Bacata 115",2026,85.052909851074219,40.268981958075209,1,1]
["Bacata 115",2027,88.083362579345703,40.242757552558608,1,1]
["Bacata 115",2028,37.044477462768548,40.242757552558608,1,1]
["Bacata 115",2029,37.044477462768562,40.223655857064827,1,1]
["Bacata 115",2030,37.044477462768562,40.223655857064827,1,1]
["Bacata 115",2031,35,40.223655857064827,1,1]
["Bacata 115",2032,37.044477462768562,40.223655857268781,1,1]
["Bacata 115",2033,40,40.199620837789681,1,1]
["Bacata 2 11.4",2023,31.25,28.358692903528571,1,1]
["Bacata 2 11.4",2024,31.25,29.341079333604011,1,1]
["Bacata 2 11.4",2025,32.67822265625,29.957585252339172,1,1]
["Bacata 2 11.4",2026,32.67822265625,29.972791692174329,1,1]
["Bacata 2 11.4",2027,30.635833740234379,29.949640880987911,1,1]
["Bacata 2 11.4",2028,30.635833740234371,29.949640880987911,1,1]
["Bacata 2 11.4",2029,78.80859375,30.14996797832266,1,1]
["Bacata 2 11.4",2030,29.55322265625,30.14996797832266,1,1]
["Bacata 2 11.4",2031,31.25,30.14996797832266,1,1]
["Bacata 2 11.4",2032,66.30859375,30.149967978473651,1,1]
["Bacata 2 11.4",2033,32.67822265625,30.132417569557539,1,1]
["Bacata 220",2023,9.84375,27.750620916004799,1,1]
["Bacata 220",2024,9.6875,29.490564060731899,1,1]
["Bacata 220",2025,9.6875,36.000286354924491,1,1]
["Bacata 220",2026,9.765625,36.099053389621083,1,1]
["Bacata 220",2027,9.8486328125,36.080632457463537,1,1]
["Bacata 220",2028,9.7265625,36.080632457463537,1,1]
["Bacata 220",2029,9.8046875,35.916001581479108,1,1]
["Bacata 220",2030,9.921875,35.916001581479108,1,1]
["Bacata 220",2031,9.697265625,35.916001581479108,1,1]
["Bacata 220",2032,9.70703125,35.916001581799293,1,1]
["Bacata 220",2033,10.009765625,35.893374781009143,1,1]
["Bacata 34.5",2023,30,25.796089084686411,1,1]
["Bacata 34.5",2024,30,26.584178241929479,1,1]
["Bacata 34.5",2025,30.4296875,27.710905934991231,1,1]
["Bacata 34.5",2026,33.90625,27.774300528278619,1,1]
["Bacata 34.5",2027,33.90625,27.75820192481423,1,1]
["Bacata 34.5",2028,30.4296875,27.75820192481423,1,1]
["Bacata 34.5",2029,75.625,27.922167457417871,1,1]
["Bacata 34.5",2030,28.90625,27.922167457417871,1,1]
["Bacata 34.5",2031,30,27.922167457417871,1,1]
["Bacata 34.5",2032,64.0625,27.922167457498201,1,1]
["Bacata 34.5",2033,33.90625,27.905155590835939,1,1]
["Bacata 500",2023,25.68359375,12.739145065757191,1,1]
["Bacata 500",2024,30.3125,14.97787949374734,1,1]
["Bacata 500",2025,30.029296875,16.739897841057001,1,1]
["Bacata 500",2026,29.716796875,16.753201859878789,1,1]
["Bacata 500",2027,29.404296875,16.74433107199054,1,1]
["Bacata 500",2028,29.716796875,16.74433107199054,1,1]
["Bacata 500",2029,30.029296875,16.655699468908789,1,1]
["Bacata 500",2030,17.841796875,16.655699468908789,1,1]
["Bacata 500",2031,30.029296875,16.655699468908789,1,1]
["Bacata 500",2032,30.029296875,16.65569946896964,1,1]
["Bacata 500",2033,30.341796875,16.646966079422931,1,1]
["Balsillas 1 13.8",2023,31.25,21.45353543077897,1,1]
["Balsillas 1 13.8",2024,31.25,22.065727156326201,1,1]
["Balsillas 1 13.8",2025,31.396484375,22.427017345693919,1,1]
["Balsillas 1 13.8",2026,28.271484375,22.490594459976862,1,1]
["Balsillas 1 13.8",2027,28.271484375,22.47794159949801,1,1]
["Balsillas 1 13.8",2028,31.396484375,22.47794159949801,1,1]
["Balsillas 1 13.8",2029,128.125,22.628683312513949,1,1]
["Balsillas 1 13.8",2030,22.021484375,22.628683312513949,1,1]
["Balsillas 1 13.8",2031,31.25,22.628683312513949,1,1]
["Balsillas 1 13.8",2032,118.75,22.628683312812491,1,1]
["Balsillas 1 13.8",2033,28.271484375,22.603766155120869,1,1]
["Balsillas 115",2023,23.4375,29.663378485212991,1,1]
["Balsillas 115",2024,23.5888671875,30.98311546211027,1,1]
["Balsillas 115",2025,23.4375,30.556687069216451,1,1]
["Balsillas 115",2026,23.51318359375,30.649334041213059,1,1]
["Balsillas 115",2027,23.38653564453125,30.633290906147909,1,1]
["Balsillas 115",2028,23.38653564453125,30.633290906147909,1,1]
["Balsillas 115",2029,21.95068359375,30.734940685684329,1,1]
["Balsillas 115",2030,23.4375,30.734940685684329,1,1]
["Balsillas 115",2031,23.07403564453125,30.734940685684329,1,1]
["Balsillas 115",2032,23.9013671875,30.734940686249772,1,1]
["Balsillas 115",2033,23.38653564453125,30.701307242731879,1,1]
["Balsillas 2 13.8",2023,22.4267578125,23.000083053636139,1,1]
["Balsillas 2 13.8",2024,22.1875,23.662788783873498,1,1]
["Balsillas 2 13.8",2025,22.29217529296875,24.031761642005979,1,1]
["Balsillas 2 13.8",2026,22.29217529296875,24.099564656707031,1,1]
["Balsillas 2 13.8",2027,22.29217529296875,24.086018152865691,1,1]
["Balsillas 2 13.8",2028,22.29217529296875,24.086018152865691,1,1]
["Balsillas 2 13.8",2029,12.109565734863279,24.246179363673178,1,1]
["Balsillas 2 13.8",2030,22.422065734863281,24.246179363673178,1,1]
["Balsillas 2 13.8",2031,22.1875,24.246179363673178,1,1]
["Balsillas 2 13.8",2032,13.86962890625,24.246179364003801,1,1]
["Balsillas 2 13.8",2033,22.29217529296875,24.219170898501989,1,1]
["Balsillas 220",2023,93.75,19.349753833552459,1,1]
["Balsillas 220",2024,93.75,20.465277126229172,1,1]
["Balsillas 220",2025,93.75,21.96509604035483,1,1]
["Balsillas 220",2026,49.21875,22.048060844364191,1,1]
["Balsillas 220",2027,18.75,22.03753044514675,1,1]
["Balsillas 220",2028,12.890625,22.03753044514675,1,1]
["Balsillas 220",2029,93.669986724853516,21.996582148085601,1,1]
["Balsillas 220",2030,93.669986724853516,21.996582148085601,1,1]
["Balsillas 220",2031,93.75,21.996582148085601,1,1]
["Balsillas 220",2032,93.669986724853516,21.996582148157621,1,1]
["Balsillas 220",2033,56.25,21.978150420246251,1,1]
["Balsillas 3 13.8",2023,27.8125,17.693384060460389,1,1]
["Balsillas 3 13.8",2024,26.9375,18.166946561704169,1,1]
["Balsillas 3 13.8",2025,28.125,18.542843858381101,1,1]
["Balsillas 3 13.8",2026,28.125,18.599056749175649,1,1]
["Balsillas 3 13.8",2027,28.125,18.58855853156264,1,1]
["Balsillas 3 13.8",2028,28.125,18.58855853156264,1,1]
["Balsillas 3 13.8",2029,28.125,18.71910184751216,1,1]
["Balsillas 3 13.8",2030,28.125,18.71910184751216,1,1]
["Balsillas 3 13.8",2031,28.125,18.71910184751216,1,1]
["Balsillas 3 13.8",2032,27.8125,18.719101847638068,1,1]
["Balsillas 3 13.8",2033,28.125,18.701633461773639,1,1]
["Balsillas 34.5",2023,0,5.7923730223407359,1,1]
["Balsillas 34.5",2024,0,5.9347314311521808,1,1]
["Balsillas 34.5",2025,0,6.0550746313668151,1,1]
["Balsillas 34.5",2026,81.25,6.073360386736625,1,1]
["Balsillas 34.5",2027,81.25,6.0700526284126521,1,1]
["Balsillas 34.5",2028,81.25,6.0700526284126521,1,1]
["Balsillas 34.5",2029,81.25,6.1124459210967119,1,1]
["Balsillas 34.5",2030,81.25,6.1124459210967119,1,1]
["Balsillas 34.5",2031,81.25,6.1124459210967119,1,1]
["Balsillas 34.5",2032,81.25,6.1124459211160671,1,1]
["Balsillas 34.5",2033,81.25,6.1075160230219501,1,1]
["Balsillas 34.5(1)",2023,75,6.2583803204230488,1,1]
["Balsillas 34.5(1)",2024,75,6.185012024337623,1,1]
["Balsillas 34.5(1)",2025,75,6.5356567267377281,1,1]
["Balsillas 34.5(1)",2026,70.3125,6.6489597114009289,1,1]
["Balsillas 34.5(1)",2027,75,6.6475008063775558,1,1]
["Balsillas 34.5(1)",2028,75,6.6475008063775558,1,1]
["Balsillas 34.5(1)",2029,75,6.6660676306285156,1,1]
["Balsillas 34.5(1)",2030,75,6.6660676306285156,1,1]
["Balsillas 34.5(1)",2031,0,6.6660676306285156,1,1]
["Balsillas 34.5(1)",2032,0,6.6660676310445934,1,1]
["Balsillas 34.5(1)",2033,0,6.6472393810055559,1,1]
["Balsillas 4 13.8",2023,36.5625,23.226782009651821,1,1]
["Balsillas 4 13.8",2024,36.5625,23.8942054316406,1,1]
["Balsillas 4 13.8",2025,36.531329690478742,24.277852452145741,1,1]
["Balsillas 4 13.8",2026,37.060298919677727,24.34673294605097,1,1]
["Balsillas 4 13.8",2027,36.3037109375,24.333047469304731,1,1]
["Balsillas 4 13.8",2028,36.531329690478742,24.333047469304731,1,1]
["Balsillas 4 13.8",2029,28.808097839355469,24.495093192908431,1,1]
["Balsillas 4 13.8",2030,40.593829690478742,24.495093192908431,1,1]
["Balsillas 4 13.8",2031,36.793731749057763,24.495093192908431,1,1]
["Balsillas 4 13.8",2032,36.531329690478742,24.49509319323024,1,1]
["Balsillas 4 13.8",2033,36.793731749057763,24.468121799418689,1,1]
["Baraya 13.8",2023,122.509765625,11.44163167829357,1,1]
["Baraya 13.8",2024,166.259765625,11.43363717242652,1,1]
["Baraya 13.8",2025,77.93426513671875,11.411864567165519,1,1]
["Baraya 13.8",2026,46.273469924926758,11.36009470128913,1,1]
["Baraya 13.8",2027,46.273469924926758,11.360307062453719,1,1]
["Baraya 13.8",2028,46.273469924926758,11.360307062453719,1,1]
["Baraya 13.8",2029,46.273469924926758,11.35782735559248,1,1]
["Baraya 13.8",2030,46.875,11.35782735559248,1,1]
["Baraya 13.8",2031,46.875,11.35782735559248,1,1]
["Baraya 13.8",2032,46.875,11.35782735554352,1,1]
["Baraya 13.8",2033,46.273469924926758,11.35976150772653,1,1]
["Baraya 34.5",2023,50,11.5298359127195,1,1]
["Baraya 34.5",2024,67.67578125,11.52441433264597,1,1]
["Baraya 34.5",2025,58.0078125,11.502521428197181,1,1]
["Baraya 34.5",2026,107.3043518825523,11.44945937235277,1,1]
["Baraya 34.5",2027,107.3043518825523,11.44965483993836,1,1]
["Baraya 34.5",2028,107.3043518825523,11.44965483993836,1,1]
["Baraya 34.5",2029,62.5,11.447371565815549,1,1]
["Baraya 34.5",2030,112.5,11.447371565815549,1,1]
["Baraya 34.5",2031,112.5,11.447371565815549,1,1]
["Baraya 34.5",2032,112.5,11.44737156577041,1,1]
["Baraya 34.5",2033,112.5,11.44915405324133,1,1]
["Barzalosa 115",2023,21.25,31.106128662430368,1,1]
["Barzalosa 115",2024,21.875,30.466267918231001,1,1]
["Barzalosa 115",2025,21.875,28.407802769777511,1,1]
["Barzalosa 115",2026,21.71875,28.276349438938212,1,1]
["Barzalosa 115",2027,21.6015625,28.27980097896846,1,1]
["Barzalosa 115",2028,21.40625,28.27980097896846,1,1]
["Barzalosa 115",2029,21.2890625,28.24028989537149,1,1]
["Barzalosa 115",2030,21.6015625,28.24028989537149,1,1]
["Barzalosa 115",2031,10,28.24028989537149,1,1]
["Barzalosa 115",2032,10.6640625,28.240289890576491,1,1]
["Barzalosa 115",2033,21.875,28.405569437936901,1,1]
["Belmonte 13.2",2023,31.982421875,10.31605498704895,1,1]
["Belmonte 13.2",2024,31.982421875,10.43949295458418,1,1]
["Belmonte 13.2",2025,31.982421875,10.501183086581889,1,1]
["Belmonte 13.2",2026,31.982421875,10.511831443901849,1,1]
["Belmonte 13.2",2027,64.453125,31.05034747876638,1,1]
["Belmonte 13.2",2028,76.953125,31.050347477421969,1,1]
["Belmonte 13.2",2029,28.857421875,31.023928607335911,1,1]
["Belmonte 13.2",2030,31.25,10.561957237379509,1,1]
["Belmonte 13.2",2031,31.982421875,10.561957237379509,1,1]
["Belmonte 13.2",2032,31.25,10.56195723718205,1,1]
["Belmonte 13.2",2033,31.25,10.55727817039906,1,1]
["Betania - Tesalia 220 shn",2023,30,18.62363944005747,1,1]
["Betania - Tesalia 220 shn",2024,30,18.76654096153327,1,1]
["Betania - Tesalia 220 shn",2025,30.497894287109371,19.018288750911768,1,1]
["Betania - Tesalia 220 shn",2026,30.497894287109371,19.659363799112231,1,1]
["Betania - Tesalia 220 shn",2027,33.9971923828125,19.656043031585462,1,1]
["Betania - Tesalia 220 shn",2028,30.497894287109371,19.656043031585462,1,1]
["Betania - Tesalia 220 shn",2029,47.994384765625,19.687200432690599,1,1]
["Betania - Tesalia 220 shn",2030,28.9971923828125,19.687200432690599,1,1]
["Betania - Tesalia 220 shn",2031,30,19.687200432690599,1,1]
["Betania - Tesalia 220 shn",2032,47.681884765625,19.687200433003099,1,1]
["Betania - Tesalia 220 shn",2033,30.497894287109379,19.673312652383022,1,1]
["Betania 115",2023,160.9375,25.896952014534659,1,1]
["Betania 115",2024,198.4375,25.846128275263371,1,1]
["Betania 115",2025,80.615234375,25.554822476131768,1,1]
["Betania 115",2026,56.634521484375,23.14281958861983,1,1]
["Betania 115",2027,62.5,23.14582894239259,1,1]
["Betania 115",2028,56.634521484375,23.14582894239259,1,1]
["Betania 115",2029,62.884521484375,23.114098737872311,1,1]
["Betania 115",2030,62.884521484375,23.114098737872311,1,1]
["Betania 115",2031,62.5,23.114098737872311,1,1]
["Betania 115",2032,62.5,23.114098737254519,1,1]
["Betania 115",2033,50.384521484375,23.135156449966669,1,1]
["Betania 13.8 1",2023,0,110.2377777133397,1,1]
["Betania 13.8 1",2024,0,110.6641256684978,1,1]
["Betania 13.8 1",2025,0,111.5212942559062,1,1]
["Betania 13.8 1",2026,0,113.3728232463628,1,1]
["Betania 13.8 1",2027,0,113.35980014070461,1,1]
["Betania 13.8 1",2028,0,113.35980014070461,1,1]
["Betania 13.8 1",2029,0,113.48752221638119,1,1]
["Betania 13.8 1",2030,0,113.48752221638119,1,1]
["Betania 13.8 1",2031,0,113.48752221638119,1,1]
["Betania 13.8 1",2032,0,113.48752221727931,1,1]
["Betania 13.8 1",2033,0,113.43415769620511,1,1]
["Betania 13.8 2",2023,19.505814537405971,110.2377777133397,1,1]
["Betania 13.8 2",2024,23.4375,110.6641256684978,1,1]
["Betania 13.8 2",2025,23.506698608398441,111.5212942559062,1,1]
["Betania 13.8 2",2026,23.068361282348629,113.3728232463628,1,1]
["Betania 13.8 2",2027,23.194198608398441,113.35980014070461,1,1]
["Betania 13.8 2",2028,23.380861282348629,113.35980014070461,1,1]
["Betania 13.8 2",2029,23.38086128234864,113.48752221638119,1,1]
["Betania 13.8 2",2030,23.4375,113.48752221638119,1,1]
["Betania 13.8 2",2031,23.4375,113.48752221638119,1,1]
["Betania 13.8 2",2032,19.81543064117432,113.48752221727931,1,1]
["Betania 13.8 2",2033,20.755814537405971,113.43415769620511,1,1]
["Betania 13.8 3",2023,77.325439453125,110.2377785296479,1,1]
["Betania 13.8 3",2024,78.106689453125,110.664126333417,1,1]
["Betania 13.8 3",2025,53.698348999023438,111.5212947597602,1,1]
["Betania 13.8 3",2026,23.261880874633789,113.37282426738911,1,1]
["Betania 13.8 3",2027,23.261880874633789,113.35980116175909,1,1]
["Betania 13.8 3",2028,20.136880874633789,113.35980116175909,1,1]
["Betania 13.8 3",2029,31.25,113.48752322514,1,1]
["Betania 13.8 3",2030,28.125,113.48752322514,1,1]
["Betania 13.8 3",2031,29.511880874633789,113.48752322514,1,1]
["Betania 13.8 3",2032,29.511880874633789,113.48752322603799,1,1]
["Betania 13.8 3",2033,28.125,113.4341587189223,1,1]
["Betania 220",2023,2.2265625,12.83683862945661,1,1]
["Betania 220",2024,2.280426025390625,12.6935169791508,1,1]
["Betania 220",2025,5.717926025390625,12.44109453500435,1,1]
["Betania 220",2026,5.95703125,11.79794876152028,1,1]
["Betania 220",2027,6.25,11.80127637125694,1,1]
["Betania 220",2028,5.95703125,11.80127637125694,1,1]
["Betania 220",2029,5.95703125,11.770058549771241,1,1]
["Betania 220",2030,5.95703125,11.770058549771241,1,1]
["Betania 220",2031,6.25,11.770058549771241,1,1]
["Betania 220",2032,6.25,11.77005854945773,1,1]
["Betania 220",2033,5.95703125,11.783979880731041,1,1]
["Betania T1 13.8",2023,31.7230224609375,26.153949711221539,1,1]
["Betania T1 13.8",2024,30.078125,26.30379364400676,1,1]
["Betania T1 13.8",2025,61.283111572265618,26.791234464799221,1,1]
["Betania T1 13.8",2026,84.5947265625,29.205161857459199,1,1]
["Betania T1 13.8",2027,84.5947265625,29.199827307557619,1,1]
["Betania T1 13.8",2028,84.5947265625,29.199827307557619,1,1]
["Betania T1 13.8",2029,81.25,29.258271902092272,1,1]
["Betania T1 13.8",2030,84.5947265625,29.258271902092272,1,1]
["Betania T1 13.8",2031,84.5947265625,29.258271902092272,1,1]
["Betania T1 13.8",2032,81.25,29.25827190323341,1,1]
["Betania T1 13.8",2033,81.25,29.21888427013938,1,1]
["Betania T2 13.8",2023,37.55859375,27.54538076345899,1,1]
["Betania T2 13.8",2024,32.734375,27.703011520344891,1,1]
["Betania T2 13.8",2025,39.74609375,28.19404863006875,1,1]
["Betania T2 13.8",2026,42.87109375,30.481948272636131,1,1]
["Betania T2 13.8",2027,42.87109375,30.476428346062399,1,1]
["Betania T2 13.8",2028,42.55859375,30.476428346062399,1,1]
["Betania T2 13.8",2029,42.34375,30.536390910434161,1,1]
["Betania T2 13.8",2030,41.435546875,30.536390910434161,1,1]
["Betania T2 13.8",2031,41.748046875,30.536390910434161,1,1]
["Betania T2 13.8",2032,42.03125,30.536390911539179,1,1]
["Betania T2 13.8",2033,42.03125,30.497261683454049,1,1]
["Bolivia 115",2023,23.7353515625,15.53867041760415,1,1]
["Bolivia 115",2024,27.1875,16.544933511661078,1,1]
["Bolivia 115",2025,27.18017578125,16.7044419833374,1,1]
["Bolivia 115",2026,27.18017578125,16.73547273581466,1,1]
["Bolivia 115",2027,18.59375,16.725332369469221,1,1]
["Bolivia 115",2028,27.18017578125,16.725332369469221,1,1]
["Bolivia 115",2029,26.86767578125,16.790187796064529,1,1]
["Bolivia 115",2030,26.86767578125,16.790187796064529,1,1]
["Bolivia 115",2031,27.18017578125,16.790187796064529,1,1]
["Bolivia 115",2032,26.86767578125,16.790187796169359,1,1]
["Bolivia 115",2033,27.18017578125,16.778808628414751,1,1]
["Bosa 115",2023,62.5,21.71646056205676,1,1]
["Bosa 115",2024,62.5,23.650372484880641,1,1]
["Bosa 115",2025,61.421623080968857,24.769093981015459,1,1]
["Bosa 115",2026,52.046623080968843,24.81445448771008,1,1]
["Bosa 115",2027,49.266397953033433,24.80020942179231,1,1]
["Bosa 115",2028,61.421623080968857,24.80020942179231,1,1]
["Bosa 115",2029,180.17425537109381,24.85286212790583,1,1]
["Bosa 115",2030,78.826236724853501,24.85286212790583,1,1]
["Bosa 115",2031,62.5,24.85286212790583,1,1]
["Bosa 115",2032,161.42425537109381,24.852862128131271,1,1]
["Bosa 115",2033,55.516397953033433,24.832717856873469,1,1]
["Bote 13.8",2023,50.48095703125,8.9895524687414028,1,1]
["Bote 13.8",2024,50.48095703125,8.9777339457410861,1,1]
["Bote 13.8",2025,49.0625,9.2434983848739751,1,1]
["Bote 13.8",2026,49.0625,9.8275924235737016,1,1]
["Bote 13.8",2027,49.287948608398438,9.8257634911691483,1,1]
["Bote 13.8",2028,49.287948608398438,9.8257634911691483,1,1]
["Bote 13.8",2029,49.0625,9.8470553099061391,1,1]
["Bote 13.8",2030,49.825897216796882,9.8470553099061391,1,1]
["Bote 13.8",2031,45.225448608398438,9.8470553099061391,1,1]
["Bote 13.8",2032,45.537948608398438,9.8470553103284644,1,1]
["Bote 13.8",2033,44.912948608398438,9.8303803321048626,1,1]
["Brisas 115",2023,1.40625,27.529752415456539,1,1]
["Brisas 115",2024,1.4520263671875,27.238398194342501,1,1]
["Brisas 115",2025,1.2890625,26.152740197672941,1,1]
["Brisas 115",2026,1.2890625,25.911849833739751,1,1]
["Brisas 115",2027,1.435546875,25.91530461875502,1,1]
["Brisas 115",2028,1.323394775390625,25.91530461875502,1,1]
["Brisas 115",2029,1.5625,25.886485666870481,1,1]
["Brisas 115",2030,1.31103515625,25.886485666870481,1,1]
["Brisas 115",2031,1.40625,25.886485666870481,1,1]
["Brisas 115",2032,1.31103515625,25.886485483001451,1,1]
["Brisas 115",2033,1.2890625,25.93033161834359,1,1]
["Brisas 34.5",2023,25,16.712354623932999,1,1]
["Brisas 34.5",2024,23.4375,17.094857507334371,1,1]
["Brisas 34.5",2025,23.4375,18.469962956011461,1,1]
["Brisas 34.5",2026,23.4375,18.74010090647937,1,1]
["Brisas 34.5",2027,23.4375,18.735412656608691,1,1]
["Brisas 34.5",2028,23.4375,18.735412656608691,1,1]
["Brisas 34.5",2029,23.4375,18.5817911082538,1,1]
["Brisas 34.5",2030,23.4375,18.5817911082538,1,1]
["Brisas 34.5",2031,23.4375,18.5817911082538,1,1]
["Brisas 34.5",2032,0,18.58179110490649,1,1]
["Brisas 34.5",2033,0,18.523853730992538,1,1]
["Buencafe 115",2023,5.947265625,9.5227073345525053,1,1]
["Buencafe 115",2024,6.25,9.7035330543584379,1,1]
["Buencafe 115",2025,6.25,9.8066914215533085,1,1]
["Buencafe 115",2026,5.634765625,9.8110672001773604,1,1]
["Buencafe 115",2027,4.697265625,10.561957237379509,1,1]
["Buencafe 115",2028,22.8125,10.56195723718205,1,1]
["Buencafe 115",2029,5.634765625,10.55727817039906,1,1]
["Buencafe 115",2030,5.947265625,9.8608401584093457,1,1]
["Buencafe 115",2031,5.947265625,9.8608401584093457,1,1]
["Buencafe 115",2032,6.25,9.8608401583077328,1,1]
["Buencafe 115",2033,23.125,9.8576220723471106,1,1]
["Cajamarca 115",2023,125,32.769273171929846,1,1]
["Cajamarca 115",2024,23.4375,32.624263919772019,1,1]
["Cajamarca 115",2025,23.4375,32.08394265148894,1,1]
["Cajamarca 115",2026,23.4375,32.006346452419173,1,1]
["Cajamarca 115",2027,23.4375,32.008033000299562,1,1]
["Cajamarca 115",2028,23.4375,32.008033000299562,1,1]
["Cajamarca 115",2029,23.4375,31.980050956080468,1,1]
["Cajamarca 115",2030,23.4375,31.980050956080468,1,1]
["Cajamarca 115",2031,0,31.980050956080468,1,1]
["Cajamarca 115",2032,23.4375,31.980050956990251,1,1]
["Cajamarca 115",2033,23.4375,31.996780856555159,1,1]
["Caldas viejo 34.5",2023,13.18359375,2.0047263670725082,1,1]
["Caldas viejo 34.5",2024,13.085579872131349,1.877297114689062,1,1]
["Caldas viejo 34.5",2025,31.835579872131351,3.0044810341510089,1,1]
["Caldas viejo 34.5",2026,35.9375,2.5129684593791088,1,1]
["Caldas viejo 34.5",2027,34.1827392578125,2.5123399860683659,1,1]
["Caldas viejo 34.5",2028,34.1827392578125,2.5123399860683659,1,1]
["Caldas viejo 34.5",2029,34.1827392578125,2.0350208557073981,1,1]
["Caldas viejo 34.5",2030,34.1827392578125,2.0350208557073981,1,1]
["Caldas viejo 34.5",2031,34.1827392578125,2.0350208557073981,1,1]
["Caldas viejo 34.5",2032,34.375,2.0350208553328151,1,1]
["Caldas viejo 34.5",2033,35.9375,2.0286558982749048,1,1]
["Calera 115",2023,19.7265625,13.41847380894418,1,1]
["Calera 115",2024,12.1875,13.936006425546401,1,1]
["Calera 115",2025,20.3125,14.38520920478703,1,1]
["Calera 115",2026,20.08056640625,14.41854845054003,1,1]
["Calera 115",2027,20.39306640625,14.410533491192121,1,1]
["Calera 115",2028,20.3125,14.410533491192121,1,1]
["Calera 115",2029,20.3515625,14.4653763328786,1,1]
["Calera 115",2030,20.3515625,14.4653763328786,1,1]
["Calera 115",2031,20.3515625,14.4653763328786,1,1]
["Calera 115",2032,19.697265625,14.46537633298,1,1]
["Calera 115",2033,20.3125,14.455051632262739,1,1]
["Calle 1 115",2023,0,22.557590746224371,1,1]
["Calle 1 115",2024,0,24.953678963202989,1,1]
["Calle 1 115",2025,23.4375,25.929985206739769,1,1]
["Calle 1 115",2026,23.4375,25.991887867258601,1,1]
["Calle 1 115",2027,23.4375,25.97829844408465,1,1]
["Calle 1 115",2028,23.4375,25.97829844408465,1,1]
["Calle 1 115",2029,23.4375,26.01139556488177,1,1]
["Calle 1 115",2030,23.4375,26.01139556488177,1,1]
["Calle 1 115",2031,23.4375,26.01139556488177,1,1]
["Calle 1 115",2032,25,26.01139556511032,1,1]
["Calle 1 115",2033,23.4375,25.989493939261742,1,1]
["Calle 51 115",2023,18.8323974609375,20.454772619246349,1,1]
["Calle 51 115",2024,18.538141250610352,21.819644938686931,1,1]
["Calle 51 115",2025,18.538141250610352,22.616239670354911,1,1]
["Calle 51 115",2026,17.314453125,22.670591994218601,1,1]
["Calle 51 115",2027,17.1875,22.658472522748539,1,1]
["Calle 51 115",2028,18.538141250610352,22.658472522748539,1,1]
["Calle 51 115",2029,16.9573974609375,22.700674166760422,1,1]
["Calle 51 115",2030,17.2265625,22.700674166760422,1,1]
["Calle 51 115",2031,17.5,22.700674166760422,1,1]
["Calle 51 115",2032,16.9573974609375,22.700674166949941,1,1]
["Calle 51 115",2033,17.314453125,22.68196509592191,1,1]
["Calle 67 115",2023,22.686767578125,17.932233899772541,1,1]
["Calle 67 115",2024,23.046875,19.038031108693051,1,1]
["Calle 67 115",2025,23.137004673480991,19.704438099186959,1,1]
["Calle 67 115",2026,23.077392578125,19.749554783214119,1,1]
["Calle 67 115",2027,23.077392578125,19.738795990455941,1,1]
["Calle 67 115",2028,22.746379673480991,19.738795990455941,1,1]
["Calle 67 115",2029,23.046875,19.793491431948489,1,1]
["Calle 67 115",2030,22.686767578125,19.793491431948489,1,1]
["Calle 67 115",2031,22.7168083190918,19.793491431948489,1,1]
["Calle 67 115",2032,23.046875,19.793491432122639,1,1]
["Calle 67 115",2033,23.1074333190918,19.77659960428846,1,1]
["Campoalegre 34.5",2023,78.125,7.9964863771572414,1,1]
["Campoalegre 34.5",2024,18.75,10.01796653453213,1,1]
["Campoalegre 34.5",2025,78.125,7.8928189736800496,1,1]
["Campoalegre 34.5",2026,78.454399108886719,9.8592500635326186,1,1]
["Campoalegre 34.5",2027,68.111289851367474,9.8597312261558159,1,1]
["Campoalegre 34.5",2028,77.634765625,9.8597312261558159,1,1]
["Campoalegre 34.5",2029,78.454399108886719,9.8544242463310248,1,1]
["Campoalegre 34.5",2030,78.125,9.8544242463310248,1,1]
["Campoalegre 34.5",2031,77.841474115848541,9.8544242463310248,1,1]
["Campoalegre 34.5",2032,77.841474115848541,9.8544242462364942,1,1]
["Campoalegre 34.5",2033,78.454399108886719,9.8578659650194513,1,1]
["Canaima 34.5",2023,32.04345703125,8.2130500610340373,1,1]
["Canaima 34.5",2024,28.90625,3.871118972662992,1,1]
["Canaima 34.5",2025,88.29345703125,8.4457146598173463,1,1]
["Canaima 34.5",2026,85.44921875,4.3652058518008667,1,1]
["Canaima 34.5",2027,85.44921875,4.3643697539488464,1,1]
["Canaima 34.5",2028,85.44921875,4.3643697539488464,1,1]
["Canaima 34.5",2029,81.25,4.3740031407856206,1,1]
["Canaima 34.5",2030,85.44921875,4.3740031407856206,1,1]
["Canaima 34.5",2031,85.44921875,4.3740031407856206,1,1]
["Canaima 34.5",2032,81.25,4.3740031409876252,1,1]
["Canaima 34.5",2033,81.25,4.3668825443279742,1,1]
["Canoas 115",2023,43.046875,12.003226770980531,1,1]
["Canoas 115",2024,34.0625,12.77713852775612,1,1]
["Canoas 115",2025,43.4375,13.2461484731999,1,1]
["Canoas 115",2026,43.45703125,13.26546182907388,1,1]
["Canoas 115",2027,43.45703125,13.25760872958667,1,1]
["Canoas 115",2028,43.4375,13.25760872958667,1,1]
["Canoas 115",2029,44.609375,13.31531531456972,1,1]
["Canoas 115",2030,44.609375,13.31531531456972,1,1]
["Canoas 115",2031,44.609375,13.31531531456972,1,1]
["Canoas 115",2032,34.296875,13.315315314702961,1,1]
["Canoas 115",2033,43.4375,13.30302642800701,1,1]
["Caqueza 115",2023,81.25,7.7981022457699822,1,1]
["Caqueza 115",2024,81.25,8.132476839683326,1,1]
["Caqueza 115",2025,83.062744140625,8.3094754072205408,1,1]
["Caqueza 115",2026,76.812744140625,8.3290015312268793,1,1]
["Caqueza 115",2027,76.812744140625,8.3247784790541139,1,1]
["Caqueza 115",2028,76.812744140625,8.3247784790541139,1,1]
["Caqueza 115",2029,27.254962921142571,8.3674279537273648,1,1]
["Caqueza 115",2030,64.754962921142578,8.3674279537273648,1,1]
["Caqueza 115",2031,81.25,8.3674279537273648,1,1]
["Caqueza 115",2032,22.55859375,8.3674279537859171,1,1]
["Caqueza 115",2033,76.812744140625,8.3613756511219801,1,1]
["Carrea 5 115",2023,108.31451416015619,21.94822995745524,1,1]
["Carrea 5 115",2024,173.30322265625,23.600356902976682,1,1]
["Carrea 5 115",2025,108.31451416015619,24.47586656852738,1,1]
["Carrea 5 115",2026,108.31451416015619,24.535714919577909,1,1]
["Carrea 5 115",2027,81.235885620117173,24.522857222362401,1,1]
["Carrea 5 115",2028,108.31451416015619,24.522857222362401,1,1]
["Carrea 5 115",2029,108.31451416015619,24.558151896207232,1,1]
["Carrea 5 115",2030,108.31451416015619,24.558151896207232,1,1]
["Carrea 5 115",2031,108.31451416015619,24.558151896207232,1,1]
["Carrea 5 115",2032,108.31451416015619,24.558151896417559,1,1]
["Carrea 5 115",2033,73.30322265625,24.537573776575542,1,1]
["Castalia 34.5",2023,36.5234375,2.0484389381465808,1,1]
["Castalia 34.5",2024,44.1650390625,0.60004214280357238,1,1]
["Castalia 34.5",2025,106.6650390625,2.0816505057083861,1,1]
["Castalia 34.5",2026,88.330078125,0.62924537137868131,1,1]
["Castalia 34.5",2027,88.330078125,0.62913293664185377,1,1]
["Castalia 34.5",2028,88.330078125,0.62913293664185377,1,1]
["Castalia 34.5",2029,87.5,0.6303379727152657,1,1]
["Castalia 34.5",2030,88.330078125,0.6303379727152657,1,1]
["Castalia 34.5",2031,88.330078125,0.6303379727152657,1,1]
["Castalia 34.5",2032,87.5,0.63033797273399905,1,1]
["Castalia 34.5",2033,87.5,0.62964098582280437,1,1]
["Castellana 115",2023,35.15625,28.479843303071291,1,1]
["Castellana 115",2024,35.15625,30.250467419094139,1,1]
["Castellana 115",2025,35.115623474121087,31.64846233789093,1,1]
["Castellana 115",2026,38.0859375,31.72530746974024,1,1]
["Castellana 115",2027,41.365623474121087,31.708555646444552,1,1]
["Castellana 115",2028,36.02294921875,31.708555646444552,1,1]
["Castellana 115",2029,34.724998474121087,31.689338725479139,1,1]
["Castellana 115",2030,34.334373474121087,31.689338725479139,1,1]
["Castellana 115",2031,35.546875,31.689338725479139,1,1]
["Castellana 115",2032,34.334373474121087,31.689338725728739,1,1]
["Castellana 115",2033,35.115623474121087,31.664221020691208,1,1]
["Castilla 34.5",2023,0,5.1279018638622871,1,1]
["Castilla 34.5",2024,0,6.5567902541718794,1,1]
["Castilla 34.5",2025,0,4.7962288220062028,1,1]
["Castilla 34.5",2026,0,6.1155386222410018,1,1]
["Castilla 34.5",2027,0,6.1169293270602116,1,1]
["Castilla 34.5",2028,0,6.1169293270602116,1,1]
["Castilla 34.5",2029,0,6.099197133604938,1,1]
["Castilla 34.5",2030,0,6.099197133604938,1,1]
["Castilla 34.5",2031,0,6.099197133604938,1,1]
["Castilla 34.5",2032,0,6.0991971333701063,1,1]
["Castilla 34.5",2033,0,6.1185742963285321,1,1]
["Catambuco 115",2023,31.4697265625,8.264485373126254,1,1]
["Catambuco 115",2024,31.5625,8.3074850728395422,1,1]
["Catambuco 115",2025,31.4697265625,8.3575003271661554,1,1]
["Catambuco 115",2026,31.4697265625,6.9418369732263683,1,1]
["Catambuco 115",2027,31.4697265625,6.9418369732263683,1,1]
["Catambuco 115",2028,25.3125,6.9418369732337899,1,1]
["Catambuco 115",2029,30.242919921875,8.4322551531640446,1,1]
["Catambuco 115",2030,31.5625,8.4322551531640446,1,1]
["Catambuco 115",2031,31.5625,8.4322551531640446,1,1]
["Catambuco 115",2032,26.875,8.4322551531939212,1,1]
["Catambuco 115",2033,31.4697265625,8.4300827251081358,1,1]
["Cauya 13.8",2023,17.620022296905521,4.865964537649635,1,1]
["Cauya 13.8",2024,17.307522296905521,4.8955513728658051,1,1]
["Cauya 13.8",2025,17.5,4.9283501036019253,1,1]
["Cauya 13.8",2026,17.5,4.9285735686500622,1,1]
["Cauya 13.8",2027,17.5,4.1123601261913523,1,1]
["Cauya 13.8",2028,18.1494140625,4.1123601261802429,1,1]
["Cauya 13.8",2029,17.582244873046879,4.1116595425236921,1,1]
["Cauya 13.8",2030,18.1494140625,4.9459959144611991,1,1]
["Cauya 13.8",2031,17.582244873046879,4.9459959144611991,1,1]
["Cauya 13.8",2032,17.582244873046879,4.945995914436093,1,1]
["Cauya 13.8",2033,17.582244873046879,4.9452134418801243,1,1]
["Centro 34.5",2023,0,10.129701449201461,1,1]
["Centro 34.5",2024,0,3.4603902621733629,1,1]
["Centro 34.5",2025,0,10.419665276671671,1,1]
["Centro 34.5",2026,0,3.8796614298712431,1,1]
["Centro 34.5",2027,0,3.8789181560293899,1,1]
["Centro 34.5",2028,0,3.8789181560293899,1,1]
["Centro 34.5",2029,0,3.887488809532571,1,1]
["Centro 34.5",2030,0,3.887488809532571,1,1]
["Centro 34.5",2031,0,3.887488809532571,1,1]
["Centro 34.5",2032,0,3.887488809712095,1,1]
["Centro 34.5",2033,0,3.8811602271892198,1,1]
["Charquito G1 13.8",2023,0,33.305203928427318,1,1]
["Charquito G1 13.8",2024,0,34.554270164184963,1,1]
["Charquito G1 13.8",2025,0,35.258290223361207,1,1]
["Charquito G1 13.8",2026,0,35.298075057138909,1,1]
["Charquito G1 13.8",2027,0,35.280241805531972,1,1]
["Charquito G1 13.8",2028,0,35.280241805531972,1,1]
["Charquito G1 13.8",2029,0,35.448917467197539,1,1]
["Charquito G1 13.8",2030,0,35.448917467197539,1,1]
["Charquito G1 13.8",2031,0,35.448917467197539,1,1]
["Charquito G1 13.8",2032,0,35.44891746748479,1,1]
["Charquito G1 13.8",2033,0,35.422101889293387,1,1]
["Chenche 34.5",2023,13.88671875,14.220874465586981,1,1]
["Chenche 34.5",2024,14.1221022605896,14.18806133880504,1,1]
["Chenche 34.5",2025,22.5596022605896,14.099908381318629,1,1]
["Chenche 34.5",2026,22.30712890625,14.05241854557026,1,1]
["Chenche 34.5",2027,22.61962890625,14.052861062715699,1,1]
["Chenche 34.5",2028,22.29217529296875,14.052861062715699,1,1]
["Chenche 34.5",2029,22.60467529296875,14.04695393342484,1,1]
["Chenche 34.5",2030,22.27909088134766,14.04695393342484,1,1]
["Chenche 34.5",2031,22.1875,14.04695393342484,1,1]
["Chenche 34.5",2032,22.5,14.04695393331011,1,1]
["Chenche 34.5",2033,22.1875,14.05789916857019,1,1]
["Chia 115",2023,0,10.452417205580019,1,1]
["Chia 115",2024,0,10.891087313073539,1,1]
["Chia 115",2025,0,11.8856207533782,1,1]
["Chia 115",2026,0,11.89572563509256,1,1]
["Chia 115",2027,0,11.887723976675771,1,1]
["Chia 115",2028,0,11.887723976675771,1,1]
["Chia 115",2029,0,11.9456532069071,1,1]
["Chia 115",2030,0,11.9456532069071,1,1]
["Chia 115",2031,0,11.9456532069071,1,1]
["Chia 115",2032,0,11.9456532069586,1,1]
["Chia 115",2033,0,11.93917189352412,1,1]
["Chicala 115",2023,0,11.8326556695091,1,1]
["Chicala 115",2024,0,12.30064081540579,1,1]
["Chicala 115",2025,0,12.41492444330323,1,1]
["Chicala 115",2026,0,12.446760849720681,1,1]
["Chicala 115",2027,0,12.439946550641089,1,1]
["Chicala 115",2028,0,12.439946550641089,1,1]
["Chicala 115",2029,0,12.495879368575279,1,1]
["Chicala 115",2030,0,12.495879368575279,1,1]
["Chicala 115",2031,0,12.495879368575279,1,1]
["Chicala 115",2032,0,12.495879368715579,1,1]
["Chicala 115",2033,0,12.479129799647421,1,1]
["Chivor 115",2023,0,9.4304383337542248,1,1]
["Chivor 115",2024,0,10.015845952060911,1,1]
["Chivor 115",2025,0,10.671086886244799,1,1]
["Chivor 115",2026,0,10.75885236748991,1,1]
["Chivor 115",2027,0,10.756085401994371,1,1]
["Chivor 115",2028,0,10.756085401994371,1,1]
["Chivor 115",2029,0,10.796685123686929,1,1]
["Chivor 115",2030,0,10.796685123686929,1,1]
["Chivor 115",2031,0,10.796685123686929,1,1]
["Chivor 115",2032,0,10.79668512370205,1,1]
["Chivor 115",2033,0,10.79393189311928,1,1]
["Chivor 220",2023,0,32.126736187313298,1,1]
["Chivor 220",2024,0,33.033093669895237,1,1]
["Chivor 220",2025,0,36.814621816287847,1,1]
["Chivor 220",2026,0,37.067360146537482,1,1]
["Chivor 220",2027,0,37.056038763824183,1,1]
["Chivor 220",2028,0,37.056038763824183,1,1]
["Chivor 220",2029,0,34.388794794661017,1,1]
["Chivor 220",2030,0,34.388794794661017,1,1]
["Chivor 220",2031,0,34.388794794661017,1,1]
["Chivor 220",2032,0,34.388794794732391,1,1]
["Chivor 220",2033,0,34.376389199162922,1,1]
["Chivor T 13.8",2023,0,24.305437058016789,1,1]
["Chivor T 13.8",2024,0,25.247947667209189,1,1]
["Chivor T 13.8",2025,0,26.600876050039279,1,1]
["Chivor T 13.8",2026,0,26.820148925336781,1,1]
["Chivor T 13.8",2027,0,26.81334417080334,1,1]
["Chivor T 13.8",2028,0,26.81334417080334,1,1]
["Chivor T 13.8",2029,0,27.002380937443061,1,1]
["Chivor T 13.8",2030,0,27.002380937443061,1,1]
["Chivor T 13.8",2031,0,27.002380937443061,1,1]
["Chivor T 13.8",2032,0,27.00238093747971,1,1]
["Chivor T 13.8",2033,0,26.99568193803243,1,1]
["Chivor UG1 13.8",2023,0,81.281262153883929,1,1]
["Chivor UG1 13.8",2024,0,82.157845736704743,1,1]
["Chivor UG1 13.8",2025,0,83.408402400037488,1,1]
["Chivor UG1 13.8",2026,0,83.691040902913741,1,1]
["Chivor UG1 13.8",2027,0,83.675487848033058,1,1]
["Chivor UG1 13.8",2028,0,83.675487848033058,1,1]
["Chivor UG1 13.8",2029,0,83.886638659759058,1,1]
["Chivor UG1 13.8",2030,0,83.886638659759058,1,1]
["Chivor UG1 13.8",2031,0,83.886638659759058,1,1]
["Chivor UG1 13.8",2032,0,83.886638659852153,1,1]
["Chivor UG1 13.8",2033,0,83.869810563591656,1,1]
["Chivor UG2 13.8",2023,0,80.325713987353211,1,1]
["Chivor UG2 13.8",2024,0,81.181648858903216,1,1]
["Chivor UG2 13.8",2025,0,82.395663962431541,1,1]
["Chivor UG2 13.8",2026,0,82.671886939971515,1,1]
["Chivor UG2 13.8",2027,0,82.656678155662561,1,1]
["Chivor UG2 13.8",2028,0,82.656678155662561,1,1]
["Chivor UG2 13.8",2029,0,82.874112362019034,1,1]
["Chivor UG2 13.8",2030,0,82.874112362019034,1,1]
["Chivor UG2 13.8",2031,0,82.874112362019034,1,1]
["Chivor UG2 13.8",2032,0,82.874112362110083,1,1]
["Chivor UG2 13.8",2033,0,82.857658002648648,1,1]
["Chivor UG3 13.8",2023,0,81.526814269978885,1,1]
["Chivor UG3 13.8",2024,0,82.408714385423352,1,1]
["Chivor UG3 13.8",2025,0,83.668729859361363,1,1]
["Chivor UG3 13.8",2026,0,83.953018588108364,1,1]
["Chivor UG3 13.8",2027,0,83.93737704399922,1,1]
["Chivor UG3 13.8",2028,0,83.93737704399922,1,1]
["Chivor UG3 13.8",2029,0,84.146830957187419,1,1]
["Chivor UG3 13.8",2030,0,84.146830957187419,1,1]
["Chivor UG3 13.8",2031,0,84.146830957187419,1,1]
["Chivor UG3 13.8",2032,0,84.146830957281068,1,1]
["Chivor UG3 13.8",2033,0,84.129906791816211,1,1]
["Chivor UG4 13.8",2023,0,81.850146189989431,1,1]
["Chivor UG4 13.8",2024,0,82.739053438304452,1,1]
["Chivor UG4 13.8",2025,0,84.011567478972253,1,1]
["Chivor UG4 13.8",2026,0,84.298030140710068,1,1]
["Chivor UG4 13.8",2027,0,84.282272063521887,1,1]
["Chivor UG4 13.8",2028,0,84.282272063521887,1,1]
["Chivor UG4 13.8",2029,0,84.489437338756957,1,1]
["Chivor UG4 13.8",2030,0,84.489437338756957,1,1]
["Chivor UG4 13.8",2031,0,84.489437338756957,1,1]
["Chivor UG4 13.8",2032,0,84.489437338851246,1,1]
["Chivor UG4 13.8",2033,0,84.472386655850741,1,1]
["Chivor UG5 13.8",2023,0,79.932047256484239,1,1]
["Chivor UG5 13.8",2024,0,80.779493965503917,1,1]
["Chivor UG5 13.8",2025,0,81.978578794122512,1,1]
["Chivor UG5 13.8",2026,0,82.252161520632271,1,1]
["Chivor UG5 13.8",2027,0,82.237094530285106,1,1]
["Chivor UG5 13.8",2028,0,82.237094530285106,1,1]
["Chivor UG5 13.8",2029,0,47.313113334905253,1,1]
["Chivor UG5 13.8",2030,0,47.313113334905253,1,1]
["Chivor UG5 13.8",2031,0,47.313113334905253,1,1]
["Chivor UG5 13.8",2032,0,47.313113334995982,1,1]
["Chivor UG5 13.8",2033,0,47.296709830189023,1,1]
["Chivor UG6 13.8",2023,0,79.863327424917941,1,1]
["Chivor UG6 13.8",2024,0,80.709293446659004,1,1]
["Chivor UG6 13.8",2025,0,81.905778765762861,1,1]
["Chivor UG6 13.8",2026,0,82.178900787492651,1,1]
["Chivor UG6 13.8",2027,0,82.16385854823406,1,1]
["Chivor UG6 13.8",2028,0,82.16385854823406,1,1]
["Chivor UG6 13.8",2029,0,47.243903374727239,1,1]
["Chivor UG6 13.8",2030,0,47.243903374727239,1,1]
["Chivor UG6 13.8",2031,0,47.243903374727239,1,1]
["Chivor UG6 13.8",2032,0,47.243903374817862,1,1]
["Chivor UG6 13.8",2033,0,47.227523865174909,1,1]
["Chivor UG7 13.8",2023,0,79.86332472677114,1,1]
["Chivor UG7 13.8",2024,0,80.709290733291652,1,1]
["Chivor UG7 13.8",2025,0,81.905776233896688,1,1]
["Chivor UG7 13.8",2026,0,82.178898236656863,1,1]
["Chivor UG7 13.8",2027,0,82.163855997710883,1,1]
["Chivor UG7 13.8",2028,0,82.163855997710883,1,1]
["Chivor UG7 13.8",2029,0,47.243899954470727,1,1]
["Chivor UG7 13.8",2030,0,47.243899954470727,1,1]
["Chivor UG7 13.8",2031,0,47.243899954470727,1,1]
["Chivor UG7 13.8",2032,0,47.24389995456135,1,1]
["Chivor UG7 13.8",2033,0,47.227520446104201,1,1]
["Chivor UG8 13.8",2023,0,79.703826139388198,1,1]
["Chivor UG8 13.8",2024,0,80.546356969056745,1,1]
["Chivor UG8 13.8",2025,0,81.736818877539591,1,1]
["Chivor UG8 13.8",2026,0,82.008871779863526,1,1]
["Chivor UG8 13.8",2027,0,81.993886982209887,1,1]
["Chivor UG8 13.8",2028,0,81.993886982209887,1,1]
["Chivor UG8 13.8",2029,0,82.215135123686025,1,1]
["Chivor UG8 13.8",2030,0,82.215135123686025,1,1]
["Chivor UG8 13.8",2031,0,82.215135123686025,1,1]
["Chivor UG8 13.8",2032,0,82.215135123775681,1,1]
["Chivor UG8 13.8",2033,0,82.198923901414403,1,1]
["Circo 1 13.2",2023,0,36.000456194038023,1,1]
["Circo 1 13.2",2024,0,37.456397138140538,1,1]
["Circo 1 13.2",2025,0,38.323205864326482,1,1]
["Circo 1 13.2",2026,0,38.409529652554568,1,1]
["Circo 1 13.2",2027,0,38.38781393549656,1,1]
["Circo 1 13.2",2028,0,38.38781393549656,1,1]
["Circo 1 13.2",2029,0,38.627654275642598,1,1]
["Circo 1 13.2",2030,0,38.627654275642598,1,1]
["Circo 1 13.2",2031,0,38.627654275642598,1,1]
["Circo 1 13.2",2032,0,38.627654276012159,1,1]
["Circo 1 13.2",2033,0,38.593565112937661,1,1]
["Circo 115",2023,0,32.760460631201241,1,1]
["Circo 115",2024,0,35.403229666989503,1,1]
["Circo 115",2025,0,36.554050639104439,1,1]
["Circo 115",2026,0,36.645041258234038,1,1]
["Circo 115",2027,0,36.626250062177313,1,1]
["Circo 115",2028,0,36.626250062177313,1,1]
["Circo 115",2029,0,36.696232608969893,1,1]
["Circo 115",2030,0,36.696232608969893,1,1]
["Circo 115",2031,0,36.696232608969893,1,1]
["Circo 115",2032,0,36.69623260930846,1,1]
["Circo 115",2033,0,36.664760358871654,1,1]
["Circo 2 13.2",2023,0,36.280408304072033,1,1]
["Circo 2 13.2",2024,0,37.719263850012823,1,1]
["Circo 2 13.2",2025,0,38.579653824404183,1,1]
["Circo 2 13.2",2026,0,38.668097918837788,1,1]
["Circo 2 13.2",2027,0,38.646449265076527,1,1]
["Circo 2 13.2",2028,0,38.646449265076527,1,1]
["Circo 2 13.2",2029,0,38.887778234322063,1,1]
["Circo 2 13.2",2030,0,38.887778234322063,1,1]
["Circo 2 13.2",2031,0,38.887778234322063,1,1]
["Circo 2 13.2",2032,0,38.887778234679011,1,1]
["Circo 2 13.2",2033,0,38.85400096665591,1,1]
["Circo 220",2023,0,16.5517710225099,1,1]
["Circo 220",2024,0,17.646212511186629,1,1]
["Circo 220",2025,0,17.715879229810142,1,1]
["Circo 220",2026,0,17.7731697698784,1,1]
["Circo 220",2027,0,17.765112316814001,1,1]
["Circo 220",2028,0,17.765112316814001,1,1]
["Circo 220",2029,0,17.715034118451062,1,1]
["Circo 220",2030,0,17.715034118451062,1,1]
["Circo 220",2031,0,17.715034118451062,1,1]
["Circo 220",2032,0,17.71503411852273,1,1]
["Circo 220",2033,0,17.70254496256015,1,1]
["Circo 3 13.2",2023,0,36.534405593247513,1,1]
["Circo 3 13.2",2024,0,38.010380168759703,1,1]
["Circo 3 13.2",2025,0,38.889001771774971,1,1]
["Circo 3 13.2",2026,0,38.976956209314793,1,1]
["Circo 3 13.2",2027,0,38.954971233096742,1,1]
["Circo 3 13.2",2028,0,38.954971233096742,1,1]
["Circo 3 13.2",2029,0,39.19779561527497,1,1]
["Circo 3 13.2",2030,0,39.19779561527497,1,1]
["Circo 3 13.2",2031,0,39.19779561527497,1,1]
["Circo 3 13.2",2032,0,39.197795615646697,1,1]
["Circo 3 13.2",2033,0,39.163321626080723,1,1]
["CocaCola 13.8",2023,0,6.4583589065978373,1,1]
["CocaCola 13.8",2024,0,6.5610547667586294,1,1]
["CocaCola 13.8",2025,0,6.6699626549230784,1,1]
["CocaCola 13.8",2026,0,6.6748415496498454,1,1]
["CocaCola 13.8",2027,0,6.6722837233499543,1,1]
["CocaCola 13.8",2028,0,6.6722837233499543,1,1]
["CocaCola 13.8",2029,0,6.7012242174453114,1,1]
["CocaCola 13.8",2030,0,6.7012242174453114,1,1]
["CocaCola 13.8",2031,0,6.7012242174453114,1,1]
["CocaCola 13.8",2032,0,6.7012242174615499,1,1]
["CocaCola 13.8",2033,0,6.6990809882106701,1,1]
["Cog Incauca 13.8",2023,0,33.455788916013532,1,1]
["Cog Incauca 13.8",2024,0,33.471388427556157,1,1]
["Cog Incauca 13.8",2025,0,33.506982421388123,1,1]
["Cog Incauca 13.8",2026,0,8.4322551531640446,1,1]
["Cog Incauca 13.8",2027,0,8.4322551531640446,1,1]
["Cog Incauca 13.8",2028,0,8.4322551531939212,1,1]
["Cog Incauca 13.8",2029,0,33.533864731557713,1,1]
["Cog Incauca 13.8",2030,0,33.533864731557713,1,1]
["Cog Incauca 13.8",2031,0,33.533864731557713,1,1]
["Cog Incauca 13.8",2032,0,33.533864731558758,1,1]
["Cog Incauca 13.8",2033,0,33.532899663155163,1,1]
["Cog Proenca 13.2",2023,0,23.747049298854769,1,1]
["Cog Proenca 13.2",2024,0,23.790448584896112,1,1]
["Cog Proenca 13.2",2025,0,23.87809741752805,1,1]
["Cog Proenca 13.2",2026,0,33.533864731557713,1,1]
["Cog Proenca 13.2",2027,0,33.533864731557713,1,1]
["Cog Proenca 13.2",2028,0,33.533864731558758,1,1]
["Cog Proenca 13.2",2029,0,23.943333023141442,1,1]
["Cog Proenca 13.2",2030,0,23.943333023141442,1,1]
["Cog Proenca 13.2",2031,0,23.943333023141442,1,1]
["Cog Proenca 13.2",2032,0,23.943333023143929,1,1]
["Cog Proenca 13.2",2033,0,23.94102323059175,1,1]
["Cog Proenca II 13.2",2023,0,12.20657527216486,1,1]
["Cog Proenca II 13.2",2024,0,12.23470558777311,1,1]
["Cog Proenca II 13.2",2025,0,12.29451716915653,1,1]
["Cog Proenca II 13.2",2026,0,23.943333023141442,1,1]
["Cog Proenca II 13.2",2027,0,23.943333023141442,1,1]
["Cog Proenca II 13.2",2028,0,23.943333023143921,1,1]
["Cog Proenca II 13.2",2029,0,12.339148895864581,1,1]
["Cog Proenca II 13.2",2030,0,12.339148895864581,1,1]
["Cog Proenca II 13.2",2031,0,12.339148895864581,1,1]
["Cog Proenca II 13.2",2032,0,12.339148895866289,1,1]
["Cog Proenca II 13.2",2033,0,12.33756266340524,1,1]
["Colegio 115",2023,0,26.50864742915309,1,1]
["Colegio 115",2024,0,27.861895182723849,1,1]
["Colegio 115",2025,0,29.803406769033568,1,1]
["Colegio 115",2026,0,29.911478629836829,1,1]
["Colegio 115",2027,0,29.898444381836541,1,1]
["Colegio 115",2028,0,29.898444381836541,1,1]
["Colegio 115",2029,0,29.997359415708321,1,1]
["Colegio 115",2030,0,29.997359415708321,1,1]
["Colegio 115",2031,0,29.997359415708321,1,1]
["Colegio 115",2032,0,29.99735941696045,1,1]
["Colegio 115",2033,0,29.920186524667649,1,1]
["Compartir 115",2023,0,17.673397336302418,1,1]
["Compartir 115",2024,0,19.162332212153519,1,1]
["Compartir 115",2025,0,20.077557979203611,1,1]
["Compartir 115",2026,0,20.108532602823459,1,1]
["Compartir 115",2027,0,20.096230986689029,1,1]
["Compartir 115",2028,0,20.096230986689029,1,1]
["Compartir 115",2029,0,20.160883142071992,1,1]
["Compartir 115",2030,0,20.160883142071992,1,1]
["Compartir 115",2031,0,20.160883142071992,1,1]
["Compartir 115",2032,0,20.160883142258459,1,1]
["Compartir 115",2033,0,20.14434466193671,1,1]
["Concordia 1 7.5",2023,0,50.28923213810215,1,1]
["Concordia 1 7.5",2024,0,52.269996788295252,1,1]
["Concordia 1 7.5",2025,0,53.435989665065257,1,1]
["Concordia 1 7.5",2026,0,53.553225270991142,1,1]
["Concordia 1 7.5",2027,0,53.522363809227642,1,1]
["Concordia 1 7.5",2028,0,53.522363809227642,1,1]
["Concordia 1 7.5",2029,0,53.870989193693049,1,1]
["Concordia 1 7.5",2030,0,53.870989193693049,1,1]
["Concordia 1 7.5",2031,0,53.870989193693049,1,1]
["Concordia 1 7.5",2032,0,53.870989194156962,1,1]
["Concordia 1 7.5",2033,0,53.825096546350608,1,1]
["Concordia 115",2023,0,31.067665818191369,1,1]
["Concordia 115",2024,0,33.560410782819403,1,1]
["Concordia 115",2025,0,34.655041082422287,1,1]
["Concordia 115",2026,0,34.740351220739647,1,1]
["Concordia 115",2027,0,34.722363694945969,1,1]
["Concordia 115",2028,0,34.722363694945969,1,1]
["Concordia 115",2029,0,34.798856772861903,1,1]
["Concordia 115",2030,0,34.798856772861903,1,1]
["Concordia 115",2031,0,34.798856772861903,1,1]
["Concordia 115",2032,0,34.798856773180788,1,1]
["Concordia 115",2033,0,34.769129402327522,1,1]
["Concordia 2 7.5",2023,0,50.289803271505178,1,1]
["Concordia 2 7.5",2024,0,52.270590564754379,1,1]
["Concordia 2 7.5",2025,0,53.436594613021462,1,1]
["Concordia 2 7.5",2026,0,53.55383142176332,1,1]
["Concordia 2 7.5",2027,0,53.522969573835901,1,1]
["Concordia 2 7.5",2028,0,53.522969573835901,1,1]
["Concordia 2 7.5",2029,0,53.871599290843292,1,1]
["Concordia 2 7.5",2030,0,53.871599290843292,1,1]
["Concordia 2 7.5",2031,0,53.871599290843292,1,1]
["Concordia 2 7.5",2032,0,53.871599291307213,1,1]
["Concordia 2 7.5",2033,0,53.825706124259703,1,1]
["Concordia 57.5",2023,0,18.53025917550934,1,1]
["Concordia 57.5",2024,0,19.398737096751461,1,1]
["Concordia 57.5",2025,0,19.873207936559581,1,1]
["Concordia 57.5",2026,0,19.917488054250391,1,1]
["Concordia 57.5",2027,0,19.906171368626779,1,1]
["Concordia 57.5",2028,0,19.906171368626779,1,1]
["Concordia 57.5",2029,0,20.023277541178729,1,1]
["Concordia 57.5",2030,0,20.023277541178729,1,1]
["Concordia 57.5",2031,0,20.023277541178729,1,1]
["Concordia 57.5",2032,0,20.02327754135182,1,1]
["Concordia 57.5",2033,0,20.00621553355737,1,1]
["Corocora Ficticia 220",2023,0,32.126690629411662,1,1]
["Corocora Ficticia 220",2024,0,33.033046119400801,1,1]
["Corocora Ficticia 220",2025,0,29.470115090275449,1,1]
["Corocora Ficticia 220",2026,0,29.666526655044009,1,1]
["Corocora Ficticia 220",2027,0,29.657294829628949,1,1]
["Corocora Ficticia 220",2028,0,29.657294829628949,1,1]
["Corocora Ficticia 220",2029,0,27.19336739511467,1,1]
["Corocora Ficticia 220",2030,0,27.19336739511467,1,1]
["Corocora Ficticia 220",2031,0,27.19336739511467,1,1]
["Corocora Ficticia 220",2032,0,27.19336739517059,1,1]
["Corocora Ficticia 220",2033,0,27.18331965068019,1,1]
["Coyaima 34.5",2023,0,7.5057771639693041,1,1]
["Coyaima 34.5",2024,0,5.9366481656958277,1,1]
["Coyaima 34.5",2025,0,7.8414835533050873,1,1]
["Coyaima 34.5",2026,0,6.3777531711933788,1,1]
["Coyaima 34.5",2027,0,6.3763621597085356,1,1]
["Coyaima 34.5",2028,0,6.3763621597085356,1,1]
["Coyaima 34.5",2029,0,6.3940956328660352,1,1]
["Coyaima 34.5",2030,0,6.3940956328660352,1,1]
["Coyaima 34.5",2031,0,6.3940956328660352,1,1]
["Coyaima 34.5",2032,0,6.3940956331222418,1,1]
["Coyaima 34.5",2033,0,6.3749536308492134,1,1]
["Cruce Juncal 34.5",2023,5.9375,8.4002057003393471,1,1]
["Cruce Juncal 34.5",2024,35.0439453125,8.4258775903879304,1,1]
["Cruce Juncal 34.5",2025,34.573822021484382,8.2840298928984346,1,1]
["Cruce Juncal 34.5",2026,35.823822021484382,7.9485589532670176,1,1]
["Cruce Juncal 34.5",2027,35.329327583312988,7.9494045976419887,1,1]
["Cruce Juncal 34.5",2028,35.641827583312988,7.9494045976419887,1,1]
["Cruce Juncal 34.5",2029,35.641827583312988,7.9395756403137048,1,1]
["Cruce Juncal 34.5",2030,35.641827583312988,7.9395756403137048,1,1]
["Cruce Juncal 34.5",2031,35.641827583312988,7.9395756403137048,1,1]
["Cruce Juncal 34.5",2032,35.641827583312988,7.9395756401177877,1,1]
["Cruce Juncal 34.5",2033,35.641827583312988,7.9472981175098436,1,1]
["CS_A 34.5",2023,0,1.7109177323905369,1,1]
["CS_A 34.5",2024,0,1.7424814552465,1,1]
["CS_A 34.5",2025,0,1.827217217660503,1,1]
["CS_A 34.5",2026,0,1.872787773576899,1,1]
["CS_A 34.5",2027,0,1.8723622306065899,1,1]
["CS_A 34.5",2028,0,1.8723622306065899,1,1]
["CS_A 34.5",2029,0,1.8780444656787421,1,1]
["CS_A 34.5",2030,0,1.8780444656787421,1,1]
["CS_A 34.5",2031,0,1.8780444656787421,1,1]
["CS_A 34.5",2032,0,1.8780444657890689,1,1]
["CS_A 34.5",2033,0,1.867519553521257,1,1]
["CS_AA",2023,0,7.0455858193550762,1,1]
["CS_AA",2024,0,5.6785742712759406,1,1]
["CS_AA",2025,0,7.3613072773001038,1,1]
["CS_AA",2026,0,6.0990693306888213,1,1]
["CS_AA",2027,0,6.0977397082131901,1,1]
["CS_AA",2028,0,6.0977397082131901,1,1]
["CS_AA",2029,0,6.1147049464275813,1,1]
["CS_AA",2030,0,6.1147049464275813,1,1]
["CS_AA",2031,0,6.1147049464275813,1,1]
["CS_AA",2032,0,6.1147049466623153,1,1]
["CS_AA",2033,0,6.0962966441930648,1,1]
["Cuba 115",2023,0,9.412527850104663,1,1]
["Cuba 115",2024,0,9.5835133230886242,1,1]
["Cuba 115",2025,0,9.7124801310700661,1,1]
["Cuba 115",2026,0,9.7243257670791845,1,1]
["Cuba 115",2027,0,10.72909171425268,1,1]
["Cuba 115",2028,0,10.72909171411626,1,1]
["Cuba 115",2029,0,10.724523601321589,1,1]
["Cuba 115",2030,0,9.7689377879699411,1,1]
["Cuba 115",2031,0,9.7689377879699411,1,1]
["Cuba 115",2032,0,9.7689377877694934,1,1]
["Cuba 115",2033,0,9.7640861009309496,1,1]
["Cucuana 115",2023,112.2802734375,27.459738380802531,1,1]
["Cucuana 115",2024,112.2802734375,27.396218451279509,1,1]
["Cucuana 115",2025,84.210205078125,27.206007008065249,1,1]
["Cucuana 115",2026,52.631378173828118,27.159614424069868,1,1]
["Cucuana 115",2027,83.881378173828125,27.160392731830299,1,1]
["Cucuana 115",2028,57.668447494506843,27.160392731830299,1,1]
["Cucuana 115",2029,65.090322494506836,27.149581051294899,1,1]
["Cucuana 115",2030,61.022177338600159,27.149581051294899,1,1]
["Cucuana 115",2031,62.5,27.149581051294899,1,1]
["Cucuana 115",2032,62.5,27.149581050768841,1,1]
["Cucuana 115",2033,62.5,27.159367167112201,1,1]
["Cucuana U1 13.8",2023,0,18.658203464421341,1,1]
["Cucuana U1 13.8",2024,0,18.867762009362998,1,1]
["Cucuana U1 13.8",2025,0,19.490213754628169,1,1]
["Cucuana U1 13.8",2026,0,19.642032121430809,1,1]
["Cucuana U1 13.8",2027,0,19.639450418809599,1,1]
["Cucuana U1 13.8",2028,0,19.639450418809599,1,1]
["Cucuana U1 13.8",2029,0,19.675685870279839,1,1]
["Cucuana U1 13.8",2030,0,19.675685870279839,1,1]
["Cucuana U1 13.8",2031,0,19.675685870279839,1,1]
["Cucuana U1 13.8",2032,0,19.675685868356329,1,1]
["Cucuana U1 13.8",2033,0,19.64328514435628,1,1]
["Cucuana U2 13.8",2023,0,18.669204939136961,1,1]
["Cucuana U2 13.8",2024,0,18.878738679720321,1,1]
["Cucuana U2 13.8",2025,0,19.501100490510598,1,1]
["Cucuana U2 13.8",2026,0,19.652908053506351,1,1]
["Cucuana U2 13.8",2027,0,19.650326626828051,1,1]
["Cucuana U2 13.8",2028,0,19.650326626828051,1,1]
["Cucuana U2 13.8",2029,0,19.68655952940259,1,1]
["Cucuana U2 13.8",2030,0,19.68655952940259,1,1]
["Cucuana U2 13.8",2031,0,19.68655952940259,1,1]
["Cucuana U2 13.8",2032,0,19.686559527480451,1,1]
["Cucuana U2 13.8",2033,0,19.654162570475279,1,1]
["Dario Valencia Samper 1 13.8",2023,0,54.58645009318073,1,1]
["Dario Valencia Samper 1 13.8",2024,0,55.602272612143672,1,1]
["Dario Valencia Samper 1 13.8",2025,0,56.743662593810413,1,1]
["Dario Valencia Samper 1 13.8",2026,0,56.869726321539687,1,1]
["Dario Valencia Samper 1 13.8",2027,0,56.853578482372427,1,1]
["Dario Valencia Samper 1 13.8",2028,0,56.853578482372427,1,1]
["Dario Valencia Samper 1 13.8",2029,0,57.031242315264159,1,1]
["Dario Valencia Samper 1 13.8",2030,0,57.031242315264159,1,1]
["Dario Valencia Samper 1 13.8",2031,0,57.031242315264159,1,1]
["Dario Valencia Samper 1 13.8",2032,0,57.031242315956021,1,1]
["Dario Valencia Samper 1 13.8",2033,0,56.940762533477603,1,1]
["Dario Valencia Samper 2 13.8",2023,0,54.58645009318073,1,1]
["Dario Valencia Samper 2 13.8",2024,0,55.602272612143672,1,1]
["Dario Valencia Samper 2 13.8",2025,0,56.743662593810413,1,1]
["Dario Valencia Samper 2 13.8",2026,0,56.869726321539687,1,1]
["Dario Valencia Samper 2 13.8",2027,0,56.853578482372427,1,1]
["Dario Valencia Samper 2 13.8",2028,0,56.853578482372427,1,1]
["Dario Valencia Samper 2 13.8",2029,0,57.031242315264137,1,1]
["Dario Valencia Samper 2 13.8",2030,0,57.031242315264137,1,1]
["Dario Valencia Samper 2 13.8",2031,0,57.031242315264137,1,1]
["Dario Valencia Samper 2 13.8",2032,0,57.031242315956021,1,1]
["Dario Valencia Samper 2 13.8",2033,0,56.940762533477603,1,1]
["Dario Valencia Samper 5 13.8",2023,0,48.951896190991377,1,1]
["Dario Valencia Samper 5 13.8",2024,0,49.957413741832212,1,1]
["Dario Valencia Samper 5 13.8",2025,0,51.087861624328681,1,1]
["Dario Valencia Samper 5 13.8",2026,0,51.212719756499737,1,1]
["Dario Valencia Samper 5 13.8",2027,0,51.196726480771588,1,1]
["Dario Valencia Samper 5 13.8",2028,0,51.196726480771588,1,1]
["Dario Valencia Samper 5 13.8",2029,0,51.372667883234691,1,1]
["Dario Valencia Samper 5 13.8",2030,0,51.372667883234691,1,1]
["Dario Valencia Samper 5 13.8",2031,0,51.372667883234691,1,1]
["Dario Valencia Samper 5 13.8",2032,0,51.372667883920293,1,1]
["Dario Valencia Samper 5 13.8",2033,0,51.283056004019222,1,1]
["Diaco COD 115",2023,0,14.83147828365235,1,1]
["Diaco COD 115",2024,0,15.40958762120772,1,1]
["Diaco COD 115",2025,0,19.522649369963091,1,1]
["Diaco COD 115",2026,0,19.546446305236898,1,1]
["Diaco COD 115",2027,0,19.535790047799651,1,1]
["Diaco COD 115",2028,0,19.535790047799651,1,1]
["Diaco COD 115",2029,0,19.598254571139449,1,1]
["Diaco COD 115",2030,0,19.598254571139449,1,1]
["Diaco COD 115",2031,0,19.598254571139449,1,1]
["Diaco COD 115",2032,0,19.598254571212031,1,1]
["Diaco COD 115",2033,0,19.58875431277874,1,1]
["Diamante 115",2023,128.3836364746094,21.88425974675182,1,1]
["Diamante 115",2024,128.3836364746094,21.746282357025041,1,1]
["Diamante 115",2025,24.071931838989261,20.663389352873018,1,1]
["Diamante 115",2026,30.321931838989261,20.506735847666398,1,1]
["Diamante 115",2027,30.321931838989251,20.509431297257311,1,1]
["Diamante 115",2028,30.321931838989251,20.509431297257311,1,1]
["Diamante 115",2029,33.446931838989258,20.525688862158741,1,1]
["Diamante 115",2030,33.446931838989258,20.525688862158741,1,1]
["Diamante 115",2031,32.8125,20.525688862158741,1,1]
["Diamante 115",2032,32.8125,20.52568885735257,1,1]
["Diamante 115",2033,32.8125,20.572523067810408,1,1]
["Doncello 115",2023,0,1.1714905758142471,1,1]
["Doncello 115",2024,0,1.1755994358977659,1,1]
["Doncello 115",2025,0,1.188033946297959,1,1]
["Doncello 115",2026,0,1.2119033094527321,1,1]
["Doncello 115",2027,0,1.2116973414994121,1,1]
["Doncello 115",2028,0,1.2116973414994121,1,1]
["Doncello 115",2029,0,1.213703994254004,1,1]
["Doncello 115",2030,0,1.213703994254004,1,1]
["Doncello 115",2031,0,1.213703994254004,1,1]
["Doncello 115",2032,0,1.21370399427181,1,1]
["Doncello 115",2033,0,1.212943649483182,1,1]
["Doña Juana 0.48",2023,0,78.960696986221819,1,1]
["Doña Juana 0.48",2024,0,80.179595983648824,1,1]
["Doña Juana 0.48",2025,0,81.107367225812865,1,1]
["Doña Juana 0.48",2026,0,81.219610746499569,1,1]
["Doña Juana 0.48",2027,0,81.196125566903049,1,1]
["Doña Juana 0.48",2028,0,81.196125566903049,1,1]
["Doña Juana 0.48",2029,0,81.493505391655944,1,1]
["Doña Juana 0.48",2030,0,81.493505391655944,1,1]
["Doña Juana 0.48",2031,0,81.493505391655944,1,1]
["Doña Juana 0.48",2032,0,81.493505392124234,1,1]
["Doña Juana 0.48",2033,0,81.4386376413633,1,1]
["Dorada 115",2023,0,10.15951434759976,1,1]
["Dorada 115",2024,0,10.42784245004173,1,1]
["Dorada 115",2025,0,10.50334736134857,1,1]
["Dorada 115",2026,0,10.5052826474681,1,1]
["Dorada 115",2027,0,9.7689377879699411,1,1]
["Dorada 115",2028,0,9.7689377877694934,1,1]
["Dorada 115",2029,0,9.7640861009309496,1,1]
["Dorada 115",2030,0,10.567841852360861,1,1]
["Dorada 115",2031,0,10.567841852360861,1,1]
["Dorada 115",2032,0,10.567841852334711,1,1]
["Dorada 115",2033,0,10.565264403380789,1,1]
["Dorada 13.8",2023,0,36.850080885301892,1,1]
["Dorada 13.8",2024,0,37.30123467463968,1,1]
["Dorada 13.8",2025,0,37.351474897775603,1,1]
["Dorada 13.8",2026,0,37.355262681957832,1,1]
["Dorada 13.8",2027,0,9.8608401584093457,1,1]
["Dorada 13.8",2028,0,9.8608401583077328,1,1]
["Dorada 13.8",2029,0,9.8576220723471106,1,1]
["Dorada 13.8",2030,0,37.507474493305899,1,1]
["Dorada 13.8",2031,0,37.507474493305899,1,1]
["Dorada 13.8",2032,0,37.50747449324821,1,1]
["Dorada 13.8",2033,0,37.501816609706268,1,1]
["Dorada 13.8_2",2023,0,8.5798908105922287,1,1]
["Dorada 13.8_2",2024,0,8.6700970993258668,1,1]
["Dorada 13.8_2",2025,0,8.6752531116373763,1,1]
["Dorada 13.8_2",2026,0,8.6760310865292976,1,1]
["Dorada 13.8_2",2027,0,37.507474493305899,1,1]
["Dorada 13.8_2",2028,0,37.50747449324821,1,1]
["Dorada 13.8_2",2029,0,37.501816609706268,1,1]
["Dorada 13.8_2",2030,0,8.7090037825906848,1,1]
["Dorada 13.8_2",2031,0,8.7090037825906848,1,1]
["Dorada 13.8_2",2032,0,8.709003782578467,1,1]
["Dorada 13.8_2",2033,0,8.7078064789676972,1,1]
["Dosquebradas 115",2023,0,14.03104259738971,1,1]
["Dosquebradas 115",2024,0,14.32893115050117,1,1]
["Dosquebradas 115",2025,0,14.54966371235291,1,1]
["Dosquebradas 115",2026,0,14.566269653744261,1,1]
["Dosquebradas 115",2027,0,10.567841852360861,1,1]
["Dosquebradas 115",2028,0,10.567841852334711,1,1]
["Dosquebradas 115",2029,0,10.565264403380789,1,1]
["Dosquebradas 115",2030,0,14.62600775846753,1,1]
["Dosquebradas 115",2031,0,14.62600775846753,1,1]
["Dosquebradas 115",2032,0,14.62600775819074,1,1]
["Dosquebradas 115",2033,0,14.61911189749495,1,1]
["Dosquebradas 33",2023,0,13.561385171571439,1,1]
["Dosquebradas 33",2024,0,13.7555315371334,1,1]
["Dosquebradas 33",2025,0,13.854808258397179,1,1]
["Dosquebradas 33",2026,0,13.86900519691905,1,1]
["Dosquebradas 33",2027,0,8.7090037825906848,1,1]
["Dosquebradas 33",2028,0,8.709003782578467,1,1]
["Dosquebradas 33",2029,0,8.7078064789676972,1,1]
["Dosquebradas 33",2030,0,13.940415078200809,1,1]
["Dosquebradas 33",2031,0,13.940415078200809,1,1]
["Dosquebradas 33",2032,0,13.94041507793523,1,1]
["Dosquebradas 33",2033,0,13.93387019799237,1,1]
["Eden 13.8",2023,0,16.059113295614878,1,1]
["Eden 13.8",2024,0,16.36174936285142,1,1]
["Eden 13.8",2025,0,16.516471645991409,1,1]
["Eden 13.8",2026,0,16.522519100958348,1,1]
["Eden 13.8",2027,0,13.940415078200809,1,1]
["Eden 13.8",2028,0,13.94041507793523,1,1]
["Eden 13.8",2029,0,13.93387019799237,1,1]
["Eden 13.8",2030,0,16.590824001378039,1,1]
["Eden 13.8",2031,0,16.590824001378039,1,1]
["Eden 13.8",2032,0,16.590824001313042,1,1]
["Eden 13.8",2033,0,16.5872735226231,1,1]
["El Bote 115",2023,28.125,23.17664431549186,1,1]
["El Bote 115",2024,32.4493408203125,23.15217226682557,1,1]
["El Bote 115",2025,82.4493408203125,22.915665022993171,1,1]
["El Bote 115",2026,84.765625,18.626500776849461,1,1]
["El Bote 115",2027,84.765625,18.628933405387709,1,1]
["El Bote 115",2028,84.765625,18.628933405387709,1,1]
["El Bote 115",2029,84.765625,18.602410388987039,1,1]
["El Bote 115",2030,84.765625,18.602410388987039,1,1]
["El Bote 115",2031,81.25,18.602410388987039,1,1]
["El Bote 115",2032,81.25,18.602410388389991,1,1]
["El Bote 115",2033,81.25,18.625290445975939,1,1]
["El Bote 34.5",2023,27.48046875,3.5572445293039121,1,1]
["El Bote 34.5",2024,32.919692993164063,4.4666215005417396,1,1]
["El Bote 34.5",2025,60.46875,3.0785798554256409,1,1]
["El Bote 34.5",2026,65.46875,0.1,1,1]
["El Bote 34.5",2027,57.734375,0.1,1,1]
["El Bote 34.5",2028,53.30078125,0.1,1,1]
["El Bote 34.5",2029,46.650390625,0.1,1,1]
["El Bote 34.5",2030,38.3251953125,0.1,1,1]
["El Bote 34.5",2031,29.921875,0.1,1,1]
["El Bote 34.5",2032,24.9609375,0.1,1,1]
["El Bote 34.5",2033,17.48046875,0.1,1,1]
["El Siete 2 220",2023,0,0.1,1,1]
["El Siete 2 220",2024,0,0.1,1,1]
["El Siete 2 220",2025,0,4.0970260528070153,1,1]
["El Siete 2 220",2026,0,4.0888998177932141,1,1]
["El Siete 2 220",2027,0,11.50176000255138,1,1]
["El Siete 2 220",2028,0,11.50176000248263,1,1]
["El Siete 2 220",2029,0,11.49856483638896,1,1]
["El Siete 2 220",2030,0,4.1123601261913523,1,1]
["El Siete 2 220",2031,0,4.1123601261913523,1,1]
["El Siete 2 220",2032,0,4.1123601261802429,1,1]
["El Siete 2 220",2033,0,4.1116595425236921,1,1]
["El Sol 115",2023,0,14.722303337777459,1,1]
["El Sol 115",2024,0,15.304720570820169,1,1]
["El Sol 115",2025,0,20.980929309957649,1,1]
["El Sol 115",2026,0,21.008461587073882,1,1]
["El Sol 115",2027,0,20.996796418132469,1,1]
["El Sol 115",2028,0,20.996796418132469,1,1]
["El Sol 115",2029,0,21.05794550599909,1,1]
["El Sol 115",2030,0,21.05794550599909,1,1]
["El Sol 115",2031,0,21.05794550599909,1,1]
["El Sol 115",2032,0,21.057945506081971,1,1]
["El Sol 115",2033,0,21.047230665472121,1,1]
["El Zaque 115",2023,0,4.980839901185405,1,1]
["El Zaque 115",2024,0,5.0223385152300581,1,1]
["El Zaque 115",2025,0,5.0493855696227676,1,1]
["El Zaque 115",2026,0,5.0775106922613871,1,1]
["El Zaque 115",2027,0,8.2131850057456965,1,1]
["El Zaque 115",2028,0,8.2131850056567863,1,1]
["El Zaque 115",2029,0,8.2105524685384026,1,1]
["El Zaque 115",2030,0,5.0838004034968263,1,1]
["El Zaque 115",2031,0,5.0838004034968263,1,1]
["El Zaque 115",2032,0,5.0838004035073494,1,1]
["El Zaque 115",2033,0,5.0827562784050082,1,1]
["Enea 115",2023,0,16.093935173791099,1,1]
["Enea 115",2024,0,16.496149159260039,1,1]
["Enea 115",2025,0,16.642297568161808,1,1]
["Enea 115",2026,0,16.650985195325259,1,1]
["Enea 115",2027,0,14.62600775846753,1,1]
["Enea 115",2028,0,14.62600775819074,1,1]
["Enea 115",2029,0,14.61911189749495,1,1]
["Enea 115",2030,0,16.737522919369269,1,1]
["Enea 115",2031,0,16.737522919369269,1,1]
["Enea 115",2032,0,16.73752291922413,1,1]
["Enea 115",2033,0,16.731913983099162,1,1]
["Enea 13.8",2023,0,28.73669226796121,1,1]
["Enea 13.8",2024,0,29.209789437073439,1,1]
["Enea 13.8",2025,0,29.307015569150671,1,1]
["Enea 13.8",2026,0,29.320445068468288,1,1]
["Enea 13.8",2027,0,16.590824001378039,1,1]
["Enea 13.8",2028,0,16.590824001313042,1,1]
["Enea 13.8",2029,0,16.5872735226231,1,1]
["Enea 13.8",2030,0,29.487932562491832,1,1]
["Enea 13.8",2031,0,29.487932562491832,1,1]
["Enea 13.8",2032,0,29.487932562220511,1,1]
["Enea 13.8",2033,0,29.478098553761139,1,1]
["Enea 2 13.8",2023,0,27.482001741756068,1,1]
["Enea 2 13.8",2024,0,27.9307417501647,1,1]
["Enea 2 13.8",2025,0,28.021094969079051,1,1]
["Enea 2 13.8",2026,0,28.03388239506636,1,1]
["Enea 2 13.8",2027,0,29.487932562491832,1,1]
["Enea 2 13.8",2028,0,29.487932562220511,1,1]
["Enea 2 13.8",2029,0,29.478098553761139,1,1]
["Enea 2 13.8",2030,0,28.194432085815759,1,1]
["Enea 2 13.8",2031,0,28.194432085815759,1,1]
["Enea 2 13.8",2032,0,28.19443208555542,1,1]
["Enea 2 13.8",2033,0,28.185035345803659,1,1]
["Enea 220",2023,0,16.501434687932552,1,1]
["Enea 220",2024,0,17.222189674535208,1,1]
["Enea 220",2025,0,17.43725584992691,1,1]
["Enea 220",2026,0,17.451969219570088,1,1]
["Enea 220",2027,0,16.737522919369269,1,1]
["Enea 220",2028,0,16.73752291922413,1,1]
["Enea 220",2029,0,16.731913983099162,1,1]
["Enea 220",2030,0,17.48967849542105,1,1]
["Enea 220",2031,0,17.48967849542105,1,1]
["Enea 220",2032,0,17.489678495301721,1,1]
["Enea 220",2033,0,17.483226876368249,1,1]
["Esmeralda 1 13.8",2023,0,66.654155999897512,1,1]
["Esmeralda 1 13.8",2024,0,67.862074816124419,1,1]
["Esmeralda 1 13.8",2025,0,68.321113125030038,1,1]
["Esmeralda 1 13.8",2026,0,68.342849406422829,1,1]
["Esmeralda 1 13.8",2027,0,28.194432085815759,1,1]
["Esmeralda 1 13.8",2028,0,28.19443208555542,1,1]
["Esmeralda 1 13.8",2029,0,28.185035345803659,1,1]
["Esmeralda 1 13.8",2030,0,68.712125303868419,1,1]
["Esmeralda 1 13.8",2031,0,68.712125303868419,1,1]
["Esmeralda 1 13.8",2032,0,68.712125303165024,1,1]
["Esmeralda 1 13.8",2033,0,68.689218325473064,1,1]
["Esmeralda 13.8 1",2023,0,11.551970667252689,1,1]
["Esmeralda 13.8 1",2024,0,11.662422322401691,1,1]
["Esmeralda 13.8 1",2025,0,11.69404424659044,1,1]
["Esmeralda 13.8 1",2026,0,11.697129817661111,1,1]
["Esmeralda 13.8 1",2027,0,68.712125303868419,1,1]
["Esmeralda 13.8 1",2028,0,68.712125303165024,1,1]
["Esmeralda 13.8 1",2029,0,68.689218325473064,1,1]
["Esmeralda 13.8 1",2030,0,11.74740877067914,1,1]
["Esmeralda 13.8 1",2031,0,11.74740877067914,1,1]
["Esmeralda 13.8 1",2032,0,11.74740877058357,1,1]
["Esmeralda 13.8 1",2033,0,11.74460483909678,1,1]
["Esmeralda 13.8 2",2023,0,12.27479390281953,1,1]
["Esmeralda 13.8 2",2024,0,12.39568299472881,1,1]
["Esmeralda 13.8 2",2025,0,12.431168132409139,1,1]
["Esmeralda 13.8 2",2026,0,12.434540024404621,1,1]
["Esmeralda 13.8 2",2027,0,11.74740877067914,1,1]
["Esmeralda 13.8 2",2028,0,11.74740877058357,1,1]
["Esmeralda 13.8 2",2029,0,11.74460483909678,1,1]
["Esmeralda 13.8 2",2030,0,12.48930823613658,1,1]
["Esmeralda 13.8 2",2031,0,12.48930823613658,1,1]
["Esmeralda 13.8 2",2032,0,12.48930823603234,1,1]
["Esmeralda 13.8 2",2033,0,12.48624971074725,1,1]
["Esmeralda 2 13.8",2023,0,21.958863364420289,1,1]
["Esmeralda 2 13.8",2024,0,22.277707819402011,1,1]
["Esmeralda 2 13.8",2025,0,22.42004699369965,1,1]
["Esmeralda 2 13.8",2026,0,22.42902509539109,1,1]
["Esmeralda 2 13.8",2027,0,12.48930823613658,1,1]
["Esmeralda 2 13.8",2028,0,12.48930823603234,1,1]
["Esmeralda 2 13.8",2029,0,12.48624971074725,1,1]
["Esmeralda 2 13.8",2030,0,22.56159113381004,1,1]
["Esmeralda 2 13.8",2031,0,22.56159113381004,1,1]
["Esmeralda 2 13.8",2032,0,22.561591133543779,1,1]
["Esmeralda 2 13.8",2033,0,22.55397316727397,1,1]
["Esmeralda 220",2023,0,26.412043914001721,1,1]
["Esmeralda 220",2024,0,27.55406479305022,1,1]
["Esmeralda 220",2025,0,28.17466674493911,1,1]
["Esmeralda 220",2026,0,28.18738618285046,1,1]
["Esmeralda 220",2027,0,17.48967849542105,1,1]
["Esmeralda 220",2028,0,17.489678495301721,1,1]
["Esmeralda 220",2029,0,17.483226876368249,1,1]
["Esmeralda 220",2030,0,28.27019542992463,1,1]
["Esmeralda 220",2031,0,28.27019542992463,1,1]
["Esmeralda 220",2032,0,28.270195429792771,1,1]
["Esmeralda 220",2033,0,28.26097912539192,1,1]
["Esmeralda 3 13.8",2023,0,22.799353514980179,1,1]
["Esmeralda 3 13.8",2024,0,23.132541973435298,1,1]
["Esmeralda 3 13.8",2025,0,23.270141300081949,1,1]
["Esmeralda 3 13.8",2026,0,23.278997861498311,1,1]
["Esmeralda 3 13.8",2027,0,22.56159113381004,1,1]
["Esmeralda 3 13.8",2028,0,22.561591133543779,1,1]
["Esmeralda 3 13.8",2029,0,22.55397316727397,1,1]
["Esmeralda 3 13.8",2030,0,23.416694004821171,1,1]
["Esmeralda 3 13.8",2031,0,23.416694004821171,1,1]
["Esmeralda 3 13.8",2032,0,23.416694004549139,1,1]
["Esmeralda 3 13.8",2033,0,23.408804673753892,1,1]
["Esmeralda CQR 115",2023,0,28.184916662214849,1,1]
["Esmeralda CQR 115",2024,0,29.074948320434029,1,1]
["Esmeralda CQR 115",2025,0,29.872906298761531,1,1]
["Esmeralda CQR 115",2026,0,29.888403419936392,1,1]
["Esmeralda CQR 115",2027,0,28.27019542992463,1,1]
["Esmeralda CQR 115",2028,0,28.270195429792771,1,1]
["Esmeralda CQR 115",2029,0,28.26097912539192,1,1]
["Esmeralda CQR 115",2030,0,30.249688732564682,1,1]
["Esmeralda CQR 115",2031,0,30.249688732564682,1,1]
["Esmeralda CQR 115",2032,0,30.249688732239619,1,1]
["Esmeralda CQR 115",2033,0,30.239481826597672,1,1]
["Esmeralda Resp 13.8",2023,0,0.1,1,1]
["Esmeralda Resp 13.8",2024,0,0.1,1,1]
["Esmeralda Resp 13.8",2025,0,0.1,1,1]
["Esmeralda Resp 13.8",2026,0,0.1,1,1]
["Esmeralda Resp 13.8",2027,0,23.416694004821171,1,1]
["Esmeralda Resp 13.8",2028,0,23.416694004549139,1,1]
["Esmeralda Resp 13.8",2029,0,23.408804673753892,1,1]
["Esmeralda Resp 13.8",2030,0,0.1,1,1]
["Esmeralda Resp 13.8",2031,0,0.1,1,1]
["Esmeralda Resp 13.8",2032,0,0.1,1,1]
["Esmeralda Resp 13.8",2033,0,0.1,1,1]
["Esmeralda Trf1 115",2023,0,22.774605571499141,1,1]
["Esmeralda Trf1 115",2024,0,23.347075991937771,1,1]
["Esmeralda Trf1 115",2025,0,23.816407443578729,1,1]
["Esmeralda Trf1 115",2026,0,23.827602148408051,1,1]
["Esmeralda Trf1 115",2027,0,0.1,1,1]
["Esmeralda Trf1 115",2028,0,0.1,1,1]
["Esmeralda Trf1 115",2029,0,0.1,1,1]
["Esmeralda Trf1 115",2030,0,24.020287505322461,1,1]
["Esmeralda Trf1 115",2031,0,24.020287505322461,1,1]
["Esmeralda Trf1 115",2032,0,24.020287505062171,1,1]
["Esmeralda Trf1 115",2033,0,24.012200133371319,1,1]
["Esmeralda Trf2 115",2023,0,22.285801348391839,1,1]
["Esmeralda Trf2 115",2024,0,22.852019743260751,1,1]
["Esmeralda Trf2 115",2025,0,23.308810341220639,1,1]
["Esmeralda Trf2 115",2026,0,23.319734378818779,1,1]
["Esmeralda Trf2 115",2027,0,24.020287505322461,1,1]
["Esmeralda Trf2 115",2028,0,24.020287505062171,1,1]
["Esmeralda Trf2 115",2029,0,24.012200133371319,1,1]
["Esmeralda Trf2 115",2030,0,23.517035693833801,1,1]
["Esmeralda Trf2 115",2031,0,23.517035693833801,1,1]
["Esmeralda Trf2 115",2032,0,23.517035693581299,1,1]
["Esmeralda Trf2 115",2033,0,23.509117806058232,1,1]
["Esmeralda Trf3 115",2023,0,21.56467682599127,1,1]
["Esmeralda Trf3 115",2024,0,22.104074695346579,1,1]
["Esmeralda Trf3 115",2025,0,22.53037990072016,1,1]
["Esmeralda Trf3 115",2026,0,22.540850540336621,1,1]
["Esmeralda Trf3 115",2027,0,23.517035693833801,1,1]
["Esmeralda Trf3 115",2028,0,23.517035693581299,1,1]
["Esmeralda Trf3 115",2029,0,23.509117806058232,1,1]
["Esmeralda Trf3 115",2030,0,22.730270465208172,1,1]
["Esmeralda Trf3 115",2031,0,22.730270465208172,1,1]
["Esmeralda Trf3 115",2032,0,22.730270464962508,1,1]
["Esmeralda Trf3 115",2033,0,22.72261870862356,1,1]
["Espinal 115",2023,7.086181640625,19.408860562551311,1,1]
["Espinal 115",2024,7.0387125015258789,19.283221049430541,1,1]
["Espinal 115",2025,17.976212501525879,18.88716261981395,1,1]
["Espinal 115",2026,18.3868408203125,18.720150385429879,1,1]
["Espinal 115",2027,18.3868408203125,18.721752464299389,1,1]
["Espinal 115",2028,18.3868408203125,18.721752464299389,1,1]
["Espinal 115",2029,18.3868408203125,18.70201135484816,1,1]
["Espinal 115",2030,18.3868408203125,18.70201135484816,1,1]
["Espinal 115",2031,18.75,18.70201135484816,1,1]
["Espinal 115",2032,18.75,18.70201135434198,1,1]
["Espinal 115",2033,19.04296875,18.747944175096158,1,1]
["Espinal 34.5",2023,85.052909851074219,10.215094325589989,1,1]
["Espinal 34.5",2024,88.083362579345703,10.150179974009371,1,1]
["Espinal 34.5",2025,37.044477462768548,9.9676612740600596,1,1]
["Espinal 34.5",2026,37.044477462768562,9.9332111655700484,1,1]
["Espinal 34.5",2027,37.044477462768562,9.9339418433110716,1,1]
["Espinal 34.5",2028,37.044477462768562,9.9339418433110716,1,1]
["Espinal 34.5",2029,35,9.9238150103826968,1,1]
["Espinal 34.5",2030,40,9.9238150103826968,1,1]
["Espinal 34.5",2031,40,9.9238150103826968,1,1]
["Espinal 34.5",2032,40,9.9238150101574636,1,1]
["Espinal 34.5",2033,40,9.9476531312639374,1,1]
["Extremo Cond SCAVIR 500",2023,0,12.158730842338869,1,1]
["Extremo Cond SCAVIR 500",2024,0,13.209214043812629,1,1]
["Extremo Cond SCAVIR 500",2025,0,13.730043587884809,1,1]
["Extremo Cond SCAVIR 500",2026,0,13.699851242151469,1,1]
["Extremo Cond SCAVIR 500",2027,0,4.9459959144611991,1,1]
["Extremo Cond SCAVIR 500",2028,0,4.945995914436093,1,1]
["Extremo Cond SCAVIR 500",2029,0,4.9452134418801243,1,1]
["Extremo Cond SCAVIR 500",2030,0,13.557115082732141,1,1]
["Extremo Cond SCAVIR 500",2031,0,13.557115082732141,1,1]
["Extremo Cond SCAVIR 500",2032,0,13.55711508272622,1,1]
["Extremo Cond SCAVIR 500",2033,0,13.554400048789971,1,1]
["Facatativa 115",2023,0,6.0838755244327292,1,1]
["Facatativa 115",2024,0,6.2126521875756966,1,1]
["Facatativa 115",2025,0,8.0653583658480912,1,1]
["Facatativa 115",2026,0,8.0868663548241759,1,1]
["Facatativa 115",2027,0,8.0823705473187175,1,1]
["Facatativa 115",2028,0,8.0823705473187175,1,1]
["Facatativa 115",2029,0,8.1274461279061434,1,1]
["Facatativa 115",2030,0,8.1274461279061434,1,1]
["Facatativa 115",2031,0,8.1274461279061434,1,1]
["Facatativa 115",2032,0,8.1274461279928971,1,1]
["Facatativa 115",2033,0,8.1193529744924273,1,1]
["Flandes 115",2023,0,14.581426708174661,1,1]
["Flandes 115",2024,0,14.19284618615993,1,1]
["Flandes 115",2025,0,12.93408384779878,1,1]
["Flandes 115",2026,0,12.765962581323571,1,1]
["Flandes 115",2027,0,12.76946265707622,1,1]
["Flandes 115",2028,0,12.76946265707622,1,1]
["Flandes 115",2029,0,12.72949828222351,1,1]
["Flandes 115",2030,0,12.72949828222351,1,1]
["Flandes 115",2031,0,12.72949828222351,1,1]
["Flandes 115",2032,0,12.7294982512601,1,1]
["Flandes 115",2033,0,12.84697802759748,1,1]
["Flandes 13.2",2023,9.765625,10.97882282771784,1,1]
["Flandes 13.2",2024,9.8486328125,10.5793274114461,1,1]
["Flandes 13.2",2025,9.7265625,9.4308494010653607,1,1]
["Flandes 13.2",2026,9.921875,9.2159933749272192,1,1]
["Flandes 13.2",2027,9.70703125,9.22047219919979,1,1]
["Flandes 13.2",2028,9.8046875,9.22047219919979,1,1]
["Flandes 13.2",2029,9.697265625,9.1601224198563909,1,1]
["Flandes 13.2",2030,10.009765625,9.1601224198563909,1,1]
["Flandes 13.2",2031,9.6875,9.1601224198563909,1,1]
["Flandes 13.2",2032,9.84375,9.1601224186544705,1,1]
["Flandes 13.2",2033,9.6875,9.3066929953599509,1,1]
["Flandes 34.5",2023,64.0625,5.4097917119048908,1,1]
["Flandes 34.5",2024,75.625,4.8489360434498998,1,1]
["Flandes 34.5",2025,28.90625,3.1522020200350411,1,1]
["Flandes 34.5",2026,33.90625,2.8449303285455301,1,1]
["Flandes 34.5",2027,33.90625,2.8511758490713111,1,1]
["Flandes 34.5",2028,33.90625,2.8511758490713111,1,1]
["Flandes 34.5",2029,30.4296875,2.7721196928394778,1,1]
["Flandes 34.5",2030,30.4296875,2.7721196928394778,1,1]
["Flandes 34.5",2031,30,2.7721196928394778,1,1]
["Flandes 34.5",2032,30,2.7721196912282302,1,1]
["Flandes 34.5",2033,30,2.9778080226400299,1,1]
["Florencia 115",2023,0,2.104771499987002,1,1]
["Florencia 115",2024,0,2.111258873713846,1,1]
["Florencia 115",2025,0,2.1349581301704288,1,1]
["Florencia 115",2026,0,2.1772117324509961,1,1]
["Florencia 115",2027,0,2.1768421164176992,1,1]
["Florencia 115",2028,0,2.1768421164176992,1,1]
["Florencia 115",2029,0,2.1804331449470258,1,1]
["Florencia 115",2030,0,2.1804331449470258,1,1]
["Florencia 115",2031,0,2.1804331449470258,1,1]
["Florencia 115",2032,0,2.180433144979022,1,1]
["Florencia 115",2033,0,2.1790671768462802,1,1]
["Florida (Cauca) 115",2023,0,4.9662632871456607,1,1]
["Florida (Cauca) 115",2024,0,5.0900763172201016,1,1]
["Florida (Cauca) 115",2025,0,5.1263156621388708,1,1]
["Florida (Cauca) 115",2026,0,5.1556198776167932,1,1]
["Florida (Cauca) 115",2027,0,5.0838004034968263,1,1]
["Florida (Cauca) 115",2028,0,5.0838004035073494,1,1]
["Florida (Cauca) 115",2029,0,5.0827562784050082,1,1]
["Florida (Cauca) 115",2030,0,5.1637119830901712,1,1]
["Florida (Cauca) 115",2031,0,5.1637119830901712,1,1]
["Florida (Cauca) 115",2032,0,5.163711983099228,1,1]
["Florida (Cauca) 115",2033,0,5.1625430586772616,1,1]
["Florida 13.8 1",2023,0,10.643143416855651,1,1]
["Florida 13.8 1",2024,0,10.65380252512578,1,1]
["Florida 13.8 1",2025,0,10.69135698221022,1,1]
["Florida 13.8 1",2026,0,12.339148895864581,1,1]
["Florida 13.8 1",2027,0,12.339148895864581,1,1]
["Florida 13.8 1",2028,0,12.339148895866289,1,1]
["Florida 13.8 1",2029,0,10.736041261456499,1,1]
["Florida 13.8 1",2030,0,10.736041261456499,1,1]
["Florida 13.8 1",2031,0,10.736041261456499,1,1]
["Florida 13.8 1",2032,0,10.736041261467291,1,1]
["Florida 13.8 1",2033,0,10.734646317031951,1,1]
["Florida 13.8 2",2023,0,10.643143416855651,1,1]
["Florida 13.8 2",2024,0,10.65380252512578,1,1]
["Florida 13.8 2",2025,0,10.69135698221022,1,1]
["Florida 13.8 2",2026,0,10.736041261456499,1,1]
["Florida 13.8 2",2027,0,10.736041261456499,1,1]
["Florida 13.8 2",2028,0,10.736041261467291,1,1]
["Florida 13.8 2",2029,0,10.736041261456499,1,1]
["Florida 13.8 2",2030,0,10.736041261456499,1,1]
["Florida 13.8 2",2031,0,10.736041261456499,1,1]
["Florida 13.8 2",2032,0,10.736041261467291,1,1]
["Florida 13.8 2",2033,0,10.734646317031951,1,1]
["Florida COD 115",2023,0,13.699857875918109,1,1]
["Florida COD 115",2024,0,14.483292249159939,1,1]
["Florida COD 115",2025,0,14.770237415989961,1,1]
["Florida COD 115",2026,0,14.793243121724361,1,1]
["Florida COD 115",2027,0,14.78369097232232,1,1]
["Florida COD 115",2028,0,14.78369097232232,1,1]
["Florida COD 115",2029,0,14.848387061428451,1,1]
["Florida COD 115",2030,0,14.848387061428451,1,1]
["Florida COD 115",2031,0,14.848387061428451,1,1]
["Florida COD 115",2032,0,14.84838706151711,1,1]
["Florida COD 115",2033,0,14.838591282697861,1,1]
["Fontibon 115",2023,0,21.291706735497058,1,1]
["Fontibon 115",2024,0,22.252912572065981,1,1]
["Fontibon 115",2025,0,22.833830475931389,1,1]
["Fontibon 115",2026,0,22.893393402359251,1,1]
["Fontibon 115",2027,0,22.880993996232629,1,1]
["Fontibon 115",2028,0,22.880993996232629,1,1]
["Fontibon 115",2029,0,22.93364115477468,1,1]
["Fontibon 115",2030,0,22.93364115477468,1,1]
["Fontibon 115",2031,0,22.93364115477468,1,1]
["Fontibon 115",2032,0,22.933641155008161,1,1]
["Fontibon 115",2033,0,22.9113390037103,1,1]
["Fortalecillas 34.5",2023,29.404296875,8.724844550558565,1,1]
["Fortalecillas 34.5",2024,29.716796875,8.7438667458609665,1,1]
["Fortalecillas 34.5",2025,29.716796875,8.6179396209971877,1,1]
["Fortalecillas 34.5",2026,30.029296875,8.3198288964798817,1,1]
["Fortalecillas 34.5",2027,30.029296875,8.3206056787868086,1,1]
["Fortalecillas 34.5",2028,30.029296875,8.3206056787868086,1,1]
["Fortalecillas 34.5",2029,30.029296875,8.3115723027930422,1,1]
["Fortalecillas 34.5",2030,30.341796875,8.3115723027930422,1,1]
["Fortalecillas 34.5",2031,30.3125,8.3115723027930422,1,1]
["Fortalecillas 34.5",2032,25.68359375,8.3115723026131363,1,1]
["Fortalecillas 34.5",2033,17.841796875,8.3186648527022626,1,1]
["Garzon 34.5",2023,0,2.1999175284407282,1,1]
["Garzon 34.5",2024,0,1.15422355733745,1,1]
["Garzon 34.5",2025,0,2.2350416303298668,1,1]
["Garzon 34.5",2026,0,1.1894777532705749,1,1]
["Garzon 34.5",2027,0,1.1892753878651789,1,1]
["Garzon 34.5",2028,0,1.1892753878651789,1,1]
["Garzon 34.5",2029,0,1.1912519963555921,1,1]
["Garzon 34.5",2030,0,1.1912519963555921,1,1]
["Garzon 34.5",2031,0,1.1912519963555921,1,1]
["Garzon 34.5",2032,0,1.191251996373065,1,1]
["Garzon 34.5",2033,0,1.190505717007093,1,1]
["Gigante 34.5",2023,0,1.7797711480380951,1,1]
["Gigante 34.5",2024,0,1.019378003716696,1,1]
["Gigante 34.5",2025,0,1.8127869945003059,1,1]
["Gigante 34.5",2026,0,1.0699722500821489,1,1]
["Gigante 34.5",2027,0,1.069781097534988,1,1]
["Gigante 34.5",2028,0,1.069781097534988,1,1]
["Gigante 34.5",2029,0,1.0718288092434129,1,1]
["Gigante 34.5",2030,0,1.0718288092434129,1,1]
["Gigante 34.5",2031,0,1.0718288092434129,1,1]
["Gigante 34.5",2032,0,1.071828809275271,1,1]
["Gigante 34.5",2033,0,1.0706436503866881,1,1]
["Gorgonzola 57.5",2023,0,15.947357137053549,1,1]
["Gorgonzola 57.5",2024,0,16.852725941305781,1,1]
["Gorgonzola 57.5",2025,0,17.30367735154557,1,1]
["Gorgonzola 57.5",2026,0,17.340814603391561,1,1]
["Gorgonzola 57.5",2027,0,17.330802244648599,1,1]
["Gorgonzola 57.5",2028,0,17.330802244648599,1,1]
["Gorgonzola 57.5",2029,0,17.423302250115619,1,1]
["Gorgonzola 57.5",2030,0,17.423302250115619,1,1]
["Gorgonzola 57.5",2031,0,17.423302250115619,1,1]
["Gorgonzola 57.5",2032,0,17.423302250266051,1,1]
["Gorgonzola 57.5",2033,0,17.408541958044729,1,1]
["Gran Sabana 115",2023,0,12.85118940413726,1,1]
["Gran Sabana 115",2024,0,13.32368951077631,1,1]
["Gran Sabana 115",2025,0,19.349441519118859,1,1]
["Gran Sabana 115",2026,0,19.374475230099851,1,1]
["Gran Sabana 115",2027,0,19.364000911291608,1,1]
["Gran Sabana 115",2028,0,19.364000911291608,1,1]
["Gran Sabana 115",2029,0,19.424961045936332,1,1]
["Gran Sabana 115",2030,0,19.424961045936332,1,1]
["Gran Sabana 115",2031,0,19.424961045936332,1,1]
["Gran Sabana 115",2032,0,19.424961046007351,1,1]
["Gran Sabana 115",2033,0,19.415564467524799,1,1]
["Guaca 1 13.8",2023,0,94.112097770480631,1,1]
["Guaca 1 13.8",2024,0,95.831590265383298,1,1]
["Guaca 1 13.8",2025,0,97.351387551771666,1,1]
["Guaca 1 13.8",2026,0,97.677762093381105,1,1]
["Guaca 1 13.8",2027,0,97.646375754783648,1,1]
["Guaca 1 13.8",2028,0,97.646375754783648,1,1]
["Guaca 1 13.8",2029,0,97.998331456375524,1,1]
["Guaca 1 13.8",2030,0,97.998331456375524,1,1]
["Guaca 1 13.8",2031,0,97.998331456375524,1,1]
["Guaca 1 13.8",2032,0,97.998331456185454,1,1]
["Guaca 1 13.8",2033,0,97.936510193744979,1,1]
["Guaca 115",2023,0,21.241012434902899,1,1]
["Guaca 115",2024,0,22.052519602382251,1,1]
["Guaca 115",2025,0,26.087136769192231,1,1]
["Guaca 115",2026,0,26.201167155668049,1,1]
["Guaca 115",2027,0,26.19006301891671,1,1]
["Guaca 115",2028,0,26.19006301891671,1,1]
["Guaca 115",2029,0,26.283100629946489,1,1]
["Guaca 115",2030,0,26.283100629946489,1,1]
["Guaca 115",2031,0,26.283100629946489,1,1]
["Guaca 115",2032,0,26.283100631864471,1,1]
["Guaca 115",2033,0,26.197150512088019,1,1]
["Guaca 13.8",2023,0,31.62755183359068,1,1]
["Guaca 13.8",2024,0,32.584249302076692,1,1]
["Guaca 13.8",2025,0,34.37675552057712,1,1]
["Guaca 13.8",2026,0,34.527549671498441,1,1]
["Guaca 13.8",2027,0,34.512224983824318,1,1]
["Guaca 13.8",2028,0,34.512224983824318,1,1]
["Guaca 13.8",2029,0,34.682757844083923,1,1]
["Guaca 13.8",2030,0,34.682757844083923,1,1]
["Guaca 13.8",2031,0,34.682757844083923,1,1]
["Guaca 13.8",2032,0,34.682757845065801,1,1]
["Guaca 13.8",2033,0,34.56632005933627,1,1]
["Guaca 2 13.8",2023,0,93.873731416715941,1,1]
["Guaca 2 13.8",2024,0,95.585412328890257,1,1]
["Guaca 2 13.8",2025,0,97.098295029023319,1,1]
["Guaca 2 13.8",2026,0,97.423387789761406,1,1]
["Guaca 2 13.8",2027,0,97.392115563432782,1,1]
["Guaca 2 13.8",2028,0,97.392115563432782,1,1]
["Guaca 2 13.8",2029,0,97.743051755960749,1,1]
["Guaca 2 13.8",2030,0,97.743051755960749,1,1]
["Guaca 2 13.8",2031,0,97.743051755960749,1,1]
["Guaca 2 13.8",2032,0,97.74305175577139,1,1]
["Guaca 2 13.8",2033,0,97.681461331328606,1,1]
["Guaca 220",2023,0,30.74457600383726,1,1]
["Guaca 220",2024,0,32.317330758249469,1,1]
["Guaca 220",2025,0,33.783583789828022,1,1]
["Guaca 220",2026,0,33.983985142310161,1,1]
["Guaca 220",2027,0,33.97038018234187,1,1]
["Guaca 220",2028,0,33.97038018234187,1,1]
["Guaca 220",2029,0,33.993393782072268,1,1]
["Guaca 220",2030,0,33.993393782072268,1,1]
["Guaca 220",2031,0,33.993393782072268,1,1]
["Guaca 220",2032,0,33.99339378477098,1,1]
["Guaca 220",2033,0,33.962990686482662,1,1]
["Guaca 3 13.8",2023,0,94.471198334355933,1,1]
["Guaca 3 13.8",2024,0,96.202506586639075,1,1]
["Guaca 3 13.8",2025,0,97.732770873106332,1,1]
["Guaca 3 13.8",2026,0,98.06108750244114,1,1]
["Guaca 3 13.8",2027,0,98.029528250184271,1,1]
["Guaca 3 13.8",2028,0,98.029528250184271,1,1]
["Guaca 3 13.8",2029,0,98.383026792533357,1,1]
["Guaca 3 13.8",2030,0,98.383026792533357,1,1]
["Guaca 3 13.8",2031,0,98.383026792533357,1,1]
["Guaca 3 13.8",2032,0,98.383026792342235,1,1]
["Guaca 3 13.8",2033,0,98.320855522274655,1,1]
["Guacaica 13.8",2023,0,0.94540237158059237,1,1]
["Guacaica 13.8",2024,0,0.95352223377032819,1,1]
["Guacaica 13.8",2025,0,0.95372411968938542,1,1]
["Guacaica 13.8",2026,0,0.95398100684050813,1,1]
["Guacaica 13.8",2027,0,22.730270465208172,1,1]
["Guacaica 13.8",2028,0,22.730270464962508,1,1]
["Guacaica 13.8",2029,0,22.72261870862356,1,1]
["Guacaica 13.8",2030,0,0.95760832755076786,1,1]
["Guacaica 13.8",2031,0,0.95760832755076786,1,1]
["Guacaica 13.8",2032,0,0.95760832754528202,1,1]
["Guacaica 13.8",2033,0,0.95740935670341265,1,1]
["Guaipa 34.5",2023,0,6.8057147449308024,1,1]
["Guaipa 34.5",2024,0,5.9694941843432341,1,1]
["Guaipa 34.5",2025,0,7.1089216726440174,1,1]
["Guaipa 34.5",2026,0,6.4139947144151952,1,1]
["Guaipa 34.5",2027,0,6.4125929111054916,1,1]
["Guaipa 34.5",2028,0,6.4125929111054916,1,1]
["Guaipa 34.5",2029,0,6.4304567204680794,1,1]
["Guaipa 34.5",2030,0,6.4304567204680794,1,1]
["Guaipa 34.5",2031,0,6.4304567204680794,1,1]
["Guaipa 34.5",2032,0,6.4304567207734404,1,1]
["Guaipa 34.5",2033,0,6.4115701071746338,1,1]
["Gualanday 115",2023,118.75,21.275114127995391,1,1]
["Gualanday 115",2024,128.125,21.053347625358661,1,1]
["Gualanday 115",2025,22.021484375,20.031410535299091,1,1]
["Gualanday 115",2026,28.271484375,19.869802309582049,1,1]
["Gualanday 115",2027,28.271484375,19.872687479765649,1,1]
["Gualanday 115",2028,28.271484375,19.872687479765649,1,1]
["Gualanday 115",2029,31.396484375,19.860280147173821,1,1]
["Gualanday 115",2030,31.396484375,19.860280147173821,1,1]
["Gualanday 115",2031,31.25,19.860280147173821,1,1]
["Gualanday 115",2032,31.25,19.860280144751229,1,1]
["Gualanday 115",2033,31.25,19.915692631201701,1,1]
["Gualanday 34.5",2023,23.5888671875,17.247848493797981,1,1]
["Gualanday 34.5",2024,23.9013671875,17.046930869276281,1,1]
["Gualanday 34.5",2025,21.95068359375,16.37264252446419,1,1]
["Gualanday 34.5",2026,23.51318359375,16.251150969962271,1,1]
["Gualanday 34.5",2027,23.07403564453125,16.253379841738418,1,1]
["Gualanday 34.5",2028,23.38653564453125,16.253379841738418,1,1]
["Gualanday 34.5",2029,23.38653564453125,16.221098720160299,1,1]
["Gualanday 34.5",2030,23.38653564453125,16.221098720160299,1,1]
["Gualanday 34.5",2031,23.4375,16.221098720160299,1,1]
["Gualanday 34.5",2032,23.4375,16.221098718413131,1,1]
["Gualanday 34.5",2033,23.4375,16.262891884695279,1,1]
["Guapi 115",2023,0,0.84898282038545547,1,1]
["Guapi 115",2024,0,0.85221725726685393,1,1]
["Guapi 115",2025,0,0.85825560562287484,1,1]
["Guapi 115",2026,0,0.86360348508791174,1,1]
["Guapi 115",2027,0,5.1637119830901712,1,1]
["Guapi 115",2028,0,5.163711983099228,1,1]
["Guapi 115",2029,0,5.1625430586772616,1,1]
["Guapi 115",2030,0,0.86519013583111892,1,1]
["Guapi 115",2031,0,0.86519013583111892,1,1]
["Guapi 115",2032,0,0.86519013583269411,1,1]
["Guapi 115",2033,0,0.86497226082177103,1,1]
["Guateque 115",2023,0,5.171611112647053,1,1]
["Guateque 115",2024,0,5.364909571132487,1,1]
["Guateque 115",2025,0,5.5159247439521497,1,1]
["Guateque 115",2026,0,5.5866758024639642,1,1]
["Guateque 115",2027,0,5.5852899434353356,1,1]
["Guateque 115",2028,0,5.5852899434353356,1,1]
["Guateque 115",2029,0,5.6126968435505358,1,1]
["Guateque 115",2030,0,5.6126968435505358,1,1]
["Guateque 115",2031,0,5.6126968435505358,1,1]
["Guateque 115",2032,0,5.6126968435568054,1,1]
["Guateque 115",2033,0,5.6115366281945347,1,1]
["Guavio 115",2023,0,5.3190416866500057,1,1]
["Guavio 115",2024,0,5.4431303773348301,1,1]
["Guavio 115",2025,0,5.5799039500671794,1,1]
["Guavio 115",2026,0,5.6217203447476658,1,1]
["Guavio 115",2027,0,5.6202866149462256,1,1]
["Guavio 115",2028,0,5.6202866149462256,1,1]
["Guavio 115",2029,0,5.6546221037282338,1,1]
["Guavio 115",2030,0,5.6546221037282338,1,1]
["Guavio 115",2031,0,5.6546221037282338,1,1]
["Guavio 115",2032,0,5.6546221037361031,1,1]
["Guavio 115",2033,0,5.6531612704370193,1,1]
["Guavio 13.8",2023,0,17.34766209673905,1,1]
["Guavio 13.8",2024,0,17.73475576432627,1,1]
["Guavio 13.8",2025,0,18.18452735040384,1,1]
["Guavio 13.8",2026,0,18.32584417601139,1,1]
["Guavio 13.8",2027,0,18.321290915491321,1,1]
["Guavio 13.8",2028,0,18.321290915491321,1,1]
["Guavio 13.8",2029,0,18.444947980733492,1,1]
["Guavio 13.8",2030,0,18.444947980733492,1,1]
["Guavio 13.8",2031,0,18.444947980733492,1,1]
["Guavio 13.8",2032,0,18.444947980757849,1,1]
["Guavio 13.8",2033,0,18.44039711856043,1,1]
["Guavio 13.8 1",2023,0,167.0667662728595,1,1]
["Guavio 13.8 1",2024,0,168.9742040489175,1,1]
["Guavio 13.8 1",2025,0,170.74174303351529,1,1]
["Guavio 13.8 1",2026,0,171.1240037658535,1,1]
["Guavio 13.8 1",2027,0,171.08935182559529,1,1]
["Guavio 13.8 1",2028,0,171.08935182559529,1,1]
["Guavio 13.8 1",2029,0,171.5997920094556,1,1]
["Guavio 13.8 1",2030,0,171.5997920094556,1,1]
["Guavio 13.8 1",2031,0,171.5997920094556,1,1]
["Guavio 13.8 1",2032,0,171.59979200968169,1,1]
["Guavio 13.8 1",2033,0,171.55845173614119,1,1]
["Guavio 13.8 2",2023,0,166.31373149145571,1,1]
["Guavio 13.8 2",2024,0,168.20110574281509,1,1]
["Guavio 13.8 2",2025,0,169.94912047496589,1,1]
["Guavio 13.8 2",2026,0,170.32770380373589,1,1]
["Guavio 13.8 2",2027,0,170.29337478295611,1,1]
["Guavio 13.8 2",2028,0,170.29337478295611,1,1]
["Guavio 13.8 2",2029,0,170.80370029630299,1,1]
["Guavio 13.8 2",2030,0,170.80370029630299,1,1]
["Guavio 13.8 2",2031,0,170.80370029630299,1,1]
["Guavio 13.8 2",2032,0,170.80370029652741,1,1]
["Guavio 13.8 2",2033,0,170.76275042042761,1,1]
["Guavio 13.8 3",2023,0,166.23091572225789,1,1]
["Guavio 13.8 3",2024,0,168.11608625453891,1,1]
["Guavio 13.8 3",2025,0,169.86195755321921,1,1]
["Guavio 13.8 3",2026,0,170.24013659587021,1,1]
["Guavio 13.8 3",2027,0,170.20584308878401,1,1]
["Guavio 13.8 3",2028,0,170.20584308878401,1,1]
["Guavio 13.8 3",2029,0,170.7161502236832,1,1]
["Guavio 13.8 3",2030,0,170.7161502236832,1,1]
["Guavio 13.8 3",2031,0,170.7161502236832,1,1]
["Guavio 13.8 3",2032,0,170.71615022390719,1,1]
["Guavio 13.8 3",2033,0,170.6752432764892,1,1]
["Guavio 13.8 4",2023,0,166.60492130914491,1,1]
["Guavio 13.8 4",2024,0,168.5000484769171,1,1]
["Guavio 13.8 4",2025,0,170.2556056931486,1,1]
["Guavio 13.8 4",2026,0,170.6356107591651,1,1]
["Guavio 13.8 4",2027,0,170.60115686857969,1,1]
["Guavio 13.8 4",2028,0,170.60115686857969,1,1]
["Guavio 13.8 4",2029,0,171.1115379319366,1,1]
["Guavio 13.8 4",2030,0,171.1115379319366,1,1]
["Guavio 13.8 4",2031,0,171.1115379319366,1,1]
["Guavio 13.8 4",2032,0,171.11153793216181,1,1]
["Guavio 13.8 4",2033,0,171.07043710490561,1,1]
["Guavio 13.8 5",2023,0,166.3851720419411,1,1]
["Guavio 13.8 5",2024,0,168.27276155520741,1,1]
["Guavio 13.8 5",2025,0,170.02100380010941,1,1]
["Guavio 13.8 5",2026,0,170.3995740606735,1,1]
["Guavio 13.8 5",2027,0,170.36524583484601,1,1]
["Guavio 13.8 5",2028,0,170.36524583484601,1,1]
["Guavio 13.8 5",2029,0,170.8748251163241,1,1]
["Guavio 13.8 5",2030,0,170.8748251163241,1,1]
["Guavio 13.8 5",2031,0,170.8748251163241,1,1]
["Guavio 13.8 5",2032,0,170.87482511654841,1,1]
["Guavio 13.8 5",2033,0,170.83387664466929,1,1]
["Guavio 220",2023,0,37.13342522005032,1,1]
["Guavio 220",2024,0,38.313988119146558,1,1]
["Guavio 220",2025,0,39.618653625183597,1,1]
["Guavio 220",2026,0,39.780979502965501,1,1]
["Guavio 220",2027,0,39.768675865296068,1,1]
["Guavio 220",2028,0,39.768675865296068,1,1]
["Guavio 220",2029,0,38.902226560365627,1,1]
["Guavio 220",2030,0,38.902226560365627,1,1]
["Guavio 220",2031,0,38.902226560365627,1,1]
["Guavio 220",2032,0,38.902226560456128,1,1]
["Guavio 220",2033,0,38.886456691455983,1,1]
["Guavio Gen 220",2023,0,37.191374894524053,1,1]
["Guavio Gen 220",2024,0,38.371200081635017,1,1]
["Guavio Gen 220",2025,0,39.675410296773052,1,1]
["Guavio Gen 220",2026,0,39.837672204460901,1,1]
["Guavio Gen 220",2027,0,39.825371578657041,1,1]
["Guavio Gen 220",2028,0,39.825371578657041,1,1]
["Guavio Gen 220",2029,0,38.960058873028132,1,1]
["Guavio Gen 220",2030,0,38.960058873028132,1,1]
["Guavio Gen 220",2031,0,38.960058873028132,1,1]
["Guavio Gen 220",2032,0,38.96005887311842,1,1]
["Guavio Gen 220",2033,0,38.944292990890418,1,1]
["Hermosa 1 13.8",2023,0,30.877214704546571,1,1]
["Hermosa 1 13.8",2024,0,31.34825829137592,1,1]
["Hermosa 1 13.8",2025,0,31.736611939558479,1,1]
["Hermosa 1 13.8",2026,0,31.775887079780599,1,1]
["Hermosa 1 13.8",2027,0,0.95760832755076786,1,1]
["Hermosa 1 13.8",2028,0,0.95760832754528202,1,1]
["Hermosa 1 13.8",2029,0,0.95740935670341265,1,1]
["Hermosa 1 13.8",2030,0,31.942730133495051,1,1]
["Hermosa 1 13.8",2031,0,31.942730133495051,1,1]
["Hermosa 1 13.8",2032,0,31.942730132791141,1,1]
["Hermosa 1 13.8",2033,0,31.92627629062045,1,1]
["Hermosa 115",2023,0,21.563259842779011,1,1]
["Hermosa 115",2024,0,22.033251168759008,1,1]
["Hermosa 115",2025,0,22.768716996863919,1,1]
["Hermosa 115",2026,0,22.797714476333411,1,1]
["Hermosa 115",2027,0,30.249688732564682,1,1]
["Hermosa 115",2028,0,30.249688732239619,1,1]
["Hermosa 115",2029,0,30.239481826597672,1,1]
["Hermosa 115",2030,0,22.903254908393819,1,1]
["Hermosa 115",2031,0,22.903254908393819,1,1]
["Hermosa 115",2032,0,22.903254908186689,1,1]
["Hermosa 115",2033,0,22.891754057627359,1,1]
["Hermosa 2 13.8",2023,0,29.68299746695223,1,1]
["Hermosa 2 13.8",2024,0,30.133368920505848,1,1]
["Hermosa 2 13.8",2025,0,30.49842566895326,1,1]
["Hermosa 2 13.8",2026,0,30.5360417510628,1,1]
["Hermosa 2 13.8",2027,0,31.942730133495051,1,1]
["Hermosa 2 13.8",2028,0,31.942730132791141,1,1]
["Hermosa 2 13.8",2029,0,31.92627629062045,1,1]
["Hermosa 2 13.8",2030,0,30.69683505504419,1,1]
["Hermosa 2 13.8",2031,0,30.69683505504419,1,1]
["Hermosa 2 13.8",2032,0,30.69683505436798,1,1]
["Hermosa 2 13.8",2033,0,30.681036340120851,1,1]
["Hermosa 220",2023,0,15.92599401465468,1,1]
["Hermosa 220",2024,0,16.524729355893079,1,1]
["Hermosa 220",2025,0,16.700200952608139,1,1]
["Hermosa 220",2026,0,16.710463374955442,1,1]
["Hermosa 220",2027,0,22.903254908393819,1,1]
["Hermosa 220",2028,0,22.903254908186689,1,1]
["Hermosa 220",2029,0,22.891754057627359,1,1]
["Hermosa 220",2030,0,16.74826340825101,1,1]
["Hermosa 220",2031,0,16.74826340825101,1,1]
["Hermosa 220",2032,0,16.74826340808033,1,1]
["Hermosa 220",2033,0,16.741995963802719,1,1]
["Hilarco 34.5",2023,13.86962890625,10.647354975140709,1,1]
["Hilarco 34.5",2024,12.109565734863279,10.6131956188377,1,1]
["Hilarco 34.5",2025,22.422065734863281,10.521356108584291,1,1]
["Hilarco 34.5",2026,22.29217529296875,10.47178798228629,1,1]
["Hilarco 34.5",2027,22.29217529296875,10.472248796266079,1,1]
["Hilarco 34.5",2028,22.29217529296875,10.472248796266079,1,1]
["Hilarco 34.5",2029,22.29217529296875,10.46609941548129,1,1]
["Hilarco 34.5",2030,22.29217529296875,10.46609941548129,1,1]
["Hilarco 34.5",2031,22.1875,10.46609941548129,1,1]
["Hilarco 34.5",2032,22.4267578125,10.46609941536183,1,1]
["Hilarco 34.5",2033,22.1875,10.477497774455509,1,1]
["Hobo 115",2023,18.75,9.8937352706836883,1,1]
["Hobo 115",2024,49.21875,10.019456946658851,1,1]
["Hobo 115",2025,12.890625,9.7608985985490975,1,1]
["Hobo 115",2026,93.669986724853516,9.4493315862980936,1,1]
["Hobo 115",2027,93.669986724853516,9.4504924864659703,1,1]
["Hobo 115",2028,93.669986724853516,9.4504924864659703,1,1]
["Hobo 115",2029,56.25,9.4383468100864913,1,1]
["Hobo 115",2030,93.75,9.4383468100864913,1,1]
["Hobo 115",2031,93.75,9.4383468100864913,1,1]
["Hobo 115",2032,93.75,9.4383468098906818,1,1]
["Hobo 115",2033,93.75,9.4456022610765338,1,1]
["Hobo 34.5",2023,0.9375,7.4812154613514448,1,1]
["Hobo 34.5",2024,27.8125,8.9973594864660029,1,1]
["Hobo 34.5",2025,14.6875,7.3749327653697696,1,1]
["Hobo 34.5",2026,28.125,8.8024999011952563,1,1]
["Hobo 34.5",2027,28.125,8.8031597271058697,1,1]
["Hobo 34.5",2028,28.125,8.8031597271058697,1,1]
["Hobo 34.5",2029,28.125,8.79611397887194,1,1]
["Hobo 34.5",2030,28.125,8.79611397887194,1,1]
["Hobo 34.5",2031,28.125,8.79611397887194,1,1]
["Hobo 34.5",2032,28.125,8.7961139787618237,1,1]
["Hobo 34.5",2033,28.125,8.8002094960718278,1,1]
["Huila 115",2023,0,0.1,1,1]
["Huila 115",2024,0,0.1,1,1]
["Huila 115",2025,0,0.1,1,1]
["Huila 115",2026,81.25,24.46018445307357,1,1]
["Huila 115",2027,81.25,24.46320140006646,1,1]
["Huila 115",2028,81.25,24.46320140006646,1,1]
["Huila 115",2029,81.25,24.42946878928938,1,1]
["Huila 115",2030,81.25,24.42946878928938,1,1]
["Huila 115",2031,81.25,24.42946878928938,1,1]
["Huila 115",2032,81.25,24.429468788244641,1,1]
["Huila 115",2033,81.25,24.454167869443332,1,1]
["Huila 230",2023,0,0.1,1,1]
["Huila 230",2024,0,0.1,1,1]
["Huila 230",2025,0,0.1,1,1]
["Huila 230",2026,75,29.14372591705914,1,1]
["Huila 230",2027,75,29.146009759801348,1,1]
["Huila 230",2028,75,29.146009759801348,1,1]
["Huila 230",2029,75,29.120813566861159,1,1]
["Huila 230",2030,75,29.120813566861159,1,1]
["Huila 230",2031,75,29.120813566861159,1,1]
["Huila 230",2032,75,29.120813565463699,1,1]
["Huila 230",2033,70.3125,29.135836281703259,1,1]
["Huila 34.5",2023,28.808097839355469,24.68578482321195,1,1]
["Huila 34.5",2024,36.531329690478742,24.89575334089243,1,1]
["Huila 34.5",2025,40.593829690478742,24.492297853867711,1,1]
["Huila 34.5",2026,37.060298919677727,21.732578586345429,1,1]
["Huila 34.5",2027,36.793731749057763,21.734433654420659,1,1]
["Huila 34.5",2028,36.793731749057763,21.734433654420659,1,1]
["Huila 34.5",2029,36.531329690478742,21.71304154690695,1,1]
["Huila 34.5",2030,36.531329690478742,21.71304154690695,1,1]
["Huila 34.5",2031,36.5625,21.71304154690695,1,1]
["Huila 34.5",2032,36.5625,21.713041546406579,1,1]
["Huila 34.5",2033,36.3037109375,21.729169573893831,1,1]
["Huila T1 13.8",2023,0,0.1,1,1]
["Huila T1 13.8",2024,0,0.1,1,1]
["Huila T1 13.8",2025,0,0.1,1,1]
["Huila T1 13.8",2026,0,29.15606741941486,1,1]
["Huila T1 13.8",2027,0,29.150405468413549,1,1]
["Huila T1 13.8",2028,0,29.150405468413549,1,1]
["Huila T1 13.8",2029,0,29.215544531204849,1,1]
["Huila T1 13.8",2030,0,29.215544531204849,1,1]
["Huila T1 13.8",2031,0,29.215544531204849,1,1]
["Huila T1 13.8",2032,0,29.215544532894551,1,1]
["Huila T1 13.8",2033,0,29.167825551869029,1,1]
["Huila T2 13.8",2023,0,0.1,1,1]
["Huila T2 13.8",2024,0,0.1,1,1]
["Huila T2 13.8",2025,0,0.1,1,1]
["Huila T2 13.8",2026,0,30.45712122354815,1,1]
["Huila T2 13.8",2027,0,30.4511689967389,1,1]
["Huila T2 13.8",2028,0,30.4511689967389,1,1]
["Huila T2 13.8",2029,0,30.51973332139103,1,1]
["Huila T2 13.8",2030,0,30.51973332139103,1,1]
["Huila T2 13.8",2031,0,30.51973332139103,1,1]
["Huila T2 13.8",2032,0,30.519733322995329,1,1]
["Huila T2 13.8",2033,0,30.470822161005071,1,1]
["Ibague 220",2023,122.8271484375,0.1,1,1]
["Ibague 220",2024,166.5771484375,0.1,1,1]
["Ibague 220",2025,78.083038330078125,0.1,1,1]
["Ibague 220",2026,46.361804008483887,0.1,1,1]
["Ibague 220",2027,46.361804008483887,0.1,1,1]
["Ibague 220",2028,46.361804008483887,0.1,1,1]
["Ibague 220",2029,46.875,0.1,1,1]
["Ibague 220",2030,46.875,0.1,1,1]
["Ibague 220",2031,46.875,0.1,1,1]
["Ibague 220",2032,46.875,0.1,1,1]
["Ibague 220",2033,46.875,0.1,1,1]
["Incauca 115",2023,0,4.8973216132430037,1,1]
["Incauca 115",2024,0,4.9337252316679114,1,1]
["Incauca 115",2025,0,4.9819124264768426,1,1]
["Incauca 115",2026,0,5.0028759487620453,1,1]
["Incauca 115",2027,0,0.86519013583111892,1,1]
["Incauca 115",2028,0,0.86519013583269411,1,1]
["Incauca 115",2029,0,0.86497226082177103,1,1]
["Incauca 115",2030,0,5.0139216834337121,1,1]
["Incauca 115",2031,0,5.0139216834337121,1,1]
["Incauca 115",2032,0,5.0139216834348073,1,1]
["Incauca 115",2033,0,5.0129126799900323,1,1]
["Indumil 57.5",2023,0,3.5263450051190102,1,1]
["Indumil 57.5",2024,0,3.6562668984422042,1,1]
["Indumil 57.5",2025,0,3.733931944328285,1,1]
["Indumil 57.5",2026,0,3.741714664489824,1,1]
["Indumil 57.5",2027,0,3.7394938373959108,1,1]
["Indumil 57.5",2028,0,3.7394938373959108,1,1]
["Indumil 57.5",2029,0,3.765370935780481,1,1]
["Indumil 57.5",2030,0,3.765370935780481,1,1]
["Indumil 57.5",2031,0,3.765370935780481,1,1]
["Indumil 57.5",2032,0,3.7653709358129079,1,1]
["Indumil 57.5",2033,0,3.762181380510091,1,1]
["Ingenio Risaralda 13.2",2023,0,19.468824694014611,1,1]
["Ingenio Risaralda 13.2",2024,0,19.624733984731549,1,1]
["Ingenio Risaralda 13.2",2025,0,19.67317244141778,1,1]
["Ingenio Risaralda 13.2",2026,0,19.67750318704169,1,1]
["Ingenio Risaralda 13.2",2027,0,30.69683505504419,1,1]
["Ingenio Risaralda 13.2",2028,0,30.69683505436798,1,1]
["Ingenio Risaralda 13.2",2029,0,30.681036340120851,1,1]
["Ingenio Risaralda 13.2",2030,0,19.747305029007151,1,1]
["Ingenio Risaralda 13.2",2031,0,19.747305029007151,1,1]
["Ingenio Risaralda 13.2",2032,0,19.747305028873871,1,1]
["Ingenio Risaralda 13.2",2033,0,19.743393871011239,1,1]
["Insula 13.2",2023,0,7.5664766968570838,1,1]
["Insula 13.2",2024,0,7.6197837038116516,1,1]
["Insula 13.2",2025,0,7.6293595718400988,1,1]
["Insula 13.2",2026,0,7.6309344206705019,1,1]
["Insula 13.2",2027,0,19.747305029007151,1,1]
["Insula 13.2",2028,0,19.747305028873871,1,1]
["Insula 13.2",2029,0,19.743393871011239,1,1]
["Insula 13.2",2030,0,7.6554667875876792,1,1]
["Insula 13.2",2031,0,7.6554667875876792,1,1]
["Insula 13.2",2032,0,7.6554667875443387,1,1]
["Insula 13.2",2033,0,7.654108599024954,1,1]
["Insula 3 4.2",2023,0,27.879361514527631,1,1]
["Insula 3 4.2",2024,0,28.060738225609011,1,1]
["Insula 3 4.2",2025,0,28.091617019097502,1,1]
["Insula 3 4.2",2026,0,28.09698843776625,1,1]
["Insula 3 4.2",2027,0,7.6554667875876792,1,1]
["Insula 3 4.2",2028,0,7.6554667875443387,1,1]
["Insula 3 4.2",2029,0,7.654108599024954,1,1]
["Insula 3 4.2",2030,0,28.180987099546119,1,1]
["Insula 3 4.2",2031,0,28.180987099546119,1,1]
["Insula 3 4.2",2032,0,28.180987099398049,1,1]
["Insula 3 4.2",2033,0,28.17634712167068,1,1]
["Insula 33",2023,0,10.7002623248092,1,1]
["Insula 33",2024,0,10.807206654939231,1,1]
["Insula 33",2025,0,10.832870991834509,1,1]
["Insula 33",2026,0,10.83592967741871,1,1]
["Insula 33",2027,0,28.180987099546119,1,1]
["Insula 33",2028,0,28.180987099398049,1,1]
["Insula 33",2029,0,28.17634712167068,1,1]
["Insula 33",2030,0,10.88241166116452,1,1]
["Insula 33",2031,0,10.88241166116452,1,1]
["Insula 33",2032,0,10.8824116610821,1,1]
["Insula 33",2033,0,10.87982577345598,1,1]
["Insula 4.2 1",2023,0,26.382124182937648,1,1]
["Insula 4.2 1",2024,0,26.565565685116241,1,1]
["Insula 4.2 1",2025,0,26.59900059844643,1,1]
["Insula 4.2 1",2026,0,26.604413021380459,1,1]
["Insula 4.2 1",2027,0,10.88241166116452,1,1]
["Insula 4.2 1",2028,0,10.8824116610821,1,1]
["Insula 4.2 1",2029,0,10.87982577345598,1,1]
["Insula 4.2 1",2030,0,26.68860163503394,1,1]
["Insula 4.2 1",2031,0,26.68860163503394,1,1]
["Insula 4.2 1",2032,0,26.68860163488511,1,1]
["Insula 4.2 1",2033,0,26.683937571454461,1,1]
["Insula 4.2 2",2023,0,31.614858469730319,1,1]
["Insula 4.2 2",2024,0,31.857448691830989,1,1]
["Insula 4.2 2",2025,0,31.9040693959093,1,1]
["Insula 4.2 2",2026,0,31.91119607480416,1,1]
["Insula 4.2 2",2027,0,26.68860163503394,1,1]
["Insula 4.2 2",2028,0,26.68860163488511,1,1]
["Insula 4.2 2",2029,0,26.683937571454461,1,1]
["Insula 4.2 2",2030,0,32.021450351412398,1,1]
["Insula 4.2 2",2031,0,32.021450351412398,1,1]
["Insula 4.2 2",2032,0,32.021450351217027,1,1]
["Insula 4.2 2",2033,0,32.015327318156409,1,1]
["Insula CQR 115",2023,0,12.551204793408189,1,1]
["Insula CQR 115",2024,0,12.81462727729409,1,1]
["Insula CQR 115",2025,0,12.98854415927182,1,1]
["Insula CQR 115",2026,0,12.994637366339161,1,1]
["Insula CQR 115",2027,0,16.74826340825101,1,1]
["Insula CQR 115",2028,0,16.74826340808033,1,1]
["Insula CQR 115",2029,0,16.741995963802719,1,1]
["Insula CQR 115",2030,0,13.05670542943127,1,1]
["Insula CQR 115",2031,0,13.05670542943127,1,1]
["Insula CQR 115",2032,0,13.056705429297089,1,1]
["Insula CQR 115",2033,0,13.052444372453751,1,1]
["Intermedia 13.8",2023,0,1.2367229319611439,1,1]
["Intermedia 13.8",2024,0,1.2444627851533789,1,1]
["Intermedia 13.8",2025,0,1.2451440114142629,1,1]
["Intermedia 13.8",2026,0,1.245387933637192,1,1]
["Intermedia 13.8",2027,0,32.021450351412398,1,1]
["Intermedia 13.8",2028,0,32.021450351217027,1,1]
["Intermedia 13.8",2029,0,32.015327318156409,1,1]
["Intermedia 13.8",2030,0,1.248971649052776,1,1]
["Intermedia 13.8",2031,0,1.248971649052776,1,1]
["Intermedia 13.8",2032,0,1.2489716490470151,1,1]
["Intermedia 13.8",2033,0,1.2487742890367499,1,1]
["Inza 13.8",2023,0,0.86151379289695385,1,1]
["Inza 13.8",2024,0,0.86565932824308245,1,1]
["Inza 13.8",2025,0,0.87565305978240748,1,1]
["Inza 13.8",2026,0,0.89949152717866487,1,1]
["Inza 13.8",2027,0,0.89939078294058283,1,1]
["Inza 13.8",2028,0,0.89939078294058283,1,1]
["Inza 13.8",2029,0,0.90056742492258368,1,1]
["Inza 13.8",2030,0,0.90056742492258368,1,1]
["Inza 13.8",2031,0,0.90056742492258368,1,1]
["Inza 13.8",2032,0,0.90056742494580611,1,1]
["Inza 13.8",2033,0,0.89964993988524278,1,1]
["IpialesT13.8",2023,0,6.9597861943621337,1,1]
["IpialesT13.8",2024,0,6.9724739084365908,1,1]
["IpialesT13.8",2025,0,7.0094394667032569,1,1]
["IpialesT13.8",2026,0,10.736041261456499,1,1]
["IpialesT13.8",2027,0,10.736041261456499,1,1]
["IpialesT13.8",2028,0,10.736041261467291,1,1]
["IpialesT13.8",2029,0,7.0743840732981011,1,1]
["IpialesT13.8",2030,0,7.0743840732981011,1,1]
["IpialesT13.8",2031,0,7.0743840732981011,1,1]
["IpialesT13.8",2032,0,7.0743840733243211,1,1]
["IpialesT13.8",2033,0,7.072511066736487,1,1]
["Iquira I 13.8",2023,0,5.6947312316938934,1,1]
["Iquira I 13.8",2024,0,5.7103187118811087,1,1]
["Iquira I 13.8",2025,0,5.762813783309924,1,1]
["Iquira I 13.8",2026,0,5.8848691316853774,1,1]
["Iquira I 13.8",2027,0,5.8843840065196718,1,1]
["Iquira I 13.8",2028,0,5.8843840065196718,1,1]
["Iquira I 13.8",2029,0,5.8900467242711496,1,1]
["Iquira I 13.8",2030,0,5.8900467242711496,1,1]
["Iquira I 13.8",2031,0,5.8900467242711496,1,1]
["Iquira I 13.8",2032,0,5.8900467243830059,1,1]
["Iquira I 13.8",2033,0,5.8856277765164089,1,1]
["Iquira I 34.5",2023,0,0.68174996430380086,1,1]
["Iquira I 34.5",2024,0,0.68599829823615766,1,1]
["Iquira I 34.5",2025,0,0.70093658425006133,1,1]
["Iquira I 34.5",2026,0,0.73662694886268232,1,1]
["Iquira I 34.5",2027,0,0.73648987848940428,1,1]
["Iquira I 34.5",2028,0,0.73648987848940428,1,1]
["Iquira I 34.5",2029,0,0.73809146894668354,1,1]
["Iquira I 34.5",2030,0,0.73809146894668354,1,1]
["Iquira I 34.5",2031,0,0.73809146894668354,1,1]
["Iquira I 34.5",2032,0,0.73809146897833022,1,1]
["Iquira I 34.5",2033,0,0.73684160838864521,1,1]
["Iquira II",2023,0,0.7178060296766634,1,1]
["Iquira II",2024,0,0.72218652346163337,1,1]
["Iquira II",2025,0,0.73800881473490432,1,1]
["Iquira II",2026,0,0.77580431477958223,1,1]
["Iquira II",2027,0,0.77565995651875219,1,1]
["Iquira II",2028,0,0.77565995651875219,1,1]
["Iquira II",2029,0,0.777346613400415,1,1]
["Iquira II",2030,0,0.777346613400415,1,1]
["Iquira II",2031,0,0.777346613400415,1,1]
["Iquira II",2032,0,0.777346613433746,1,1]
["Iquira II",2033,0,0.77603027943247749,1,1]
["Iquira II 13.8",2023,0,7.2276449106782641,1,1]
["Iquira II 13.8",2024,0,7.2470091775723846,1,1]
["Iquira II 13.8",2025,0,7.3490559311527903,1,1]
["Iquira II 13.8",2026,0,7.5813825475642762,1,1]
["Iquira II 13.8",2027,0,7.5805162120680896,1,1]
["Iquira II 13.8",2028,0,7.5805162120680896,1,1]
["Iquira II 13.8",2029,0,7.5906221232805313,1,1]
["Iquira II 13.8",2030,0,7.5906221232805313,1,1]
["Iquira II 13.8",2031,0,7.5906221232805313,1,1]
["Iquira II 13.8",2032,0,7.5906221234803644,1,1]
["Iquira II 13.8",2033,0,7.5827290216743348,1,1]
["Irra 115",2023,0,6.3774652346588363,1,1]
["Irra 115",2024,0,6.467311986261203,1,1]
["Irra 115",2025,0,8.4469741409382397,1,1]
["Irra 115",2026,0,8.4481749004268636,1,1]
["Irra 115",2027,0,13.05670542943127,1,1]
["Irra 115",2028,0,13.056705429297089,1,1]
["Irra 115",2029,0,13.052444372453751,1,1]
["Irra 115",2030,0,8.4954389416910132,1,1]
["Irra 115",2031,0,8.4954389416910132,1,1]
["Irra 115",2032,0,8.4954389416113276,1,1]
["Irra 115",2033,0,8.4929349163474228,1,1]
["Jaguey Ficticia 220",2023,0,32.126695603999877,1,1]
["Jaguey Ficticia 220",2024,0,33.03305134313252,1,1]
["Jaguey Ficticia 220",2025,0,29.470115090275449,1,1]
["Jaguey Ficticia 220",2026,0,29.666526655044009,1,1]
["Jaguey Ficticia 220",2027,0,29.657294829628949,1,1]
["Jaguey Ficticia 220",2028,0,29.657294829628949,1,1]
["Jaguey Ficticia 220",2029,0,27.19336739511467,1,1]
["Jaguey Ficticia 220",2030,0,27.19336739511467,1,1]
["Jaguey Ficticia 220",2031,0,27.19336739511467,1,1]
["Jaguey Ficticia 220",2032,0,27.19336739517059,1,1]
["Jaguey Ficticia 220",2033,0,27.18331965068019,1,1]
["Jamondino - Tesalia 220 shn",2023,0,10.276508613578841,1,1]
["Jamondino - Tesalia 220 shn",2024,0,10.326374612122439,1,1]
["Jamondino - Tesalia 220 shn",2025,0,10.394917384521211,1,1]
["Jamondino - Tesalia 220 shn",2026,0,10.48884644251889,1,1]
["Jamondino - Tesalia 220 shn",2027,0,10.48727943285312,1,1]
["Jamondino - Tesalia 220 shn",2028,0,10.48727943285312,1,1]
["Jamondino - Tesalia 220 shn",2029,0,10.50099791698436,1,1]
["Jamondino - Tesalia 220 shn",2030,0,10.50099791698436,1,1]
["Jamondino - Tesalia 220 shn",2031,0,10.50099791698436,1,1]
["Jamondino - Tesalia 220 shn",2032,0,10.500997917029281,1,1]
["Jamondino - Tesalia 220 shn",2033,0,10.497944329087231,1,1]
["Jamondino 115",2023,0,14.047410351826271,1,1]
["Jamondino 115",2024,0,14.11133835266698,1,1]
["Jamondino 115",2025,0,14.195060152291839,1,1]
["Jamondino 115",2026,0,7.0743840732981011,1,1]
["Jamondino 115",2027,0,7.0743840732981011,1,1]
["Jamondino 115",2028,0,7.0743840733243211,1,1]
["Jamondino 115",2029,0,14.32614607413308,1,1]
["Jamondino 115",2030,0,14.32614607413308,1,1]
["Jamondino 115",2031,0,14.32614607413308,1,1]
["Jamondino 115",2032,0,14.326146074186189,1,1]
["Jamondino 115",2033,0,14.322353075537499,1,1]
["Jamondino 13.2 T1",2023,0,25.762728188206658,1,1]
["Jamondino 13.2 T1",2024,0,25.83540037793507,1,1]
["Jamondino 13.2 T1",2025,0,25.984281665605231,1,1]
["Jamondino 13.2 T1",2026,0,14.32614607413308,1,1]
["Jamondino 13.2 T1",2027,0,14.32614607413308,1,1]
["Jamondino 13.2 T1",2028,0,14.326146074186189,1,1]
["Jamondino 13.2 T1",2029,0,26.233620666400739,1,1]
["Jamondino 13.2 T1",2030,0,26.233620666400739,1,1]
["Jamondino 13.2 T1",2031,0,26.233620666400739,1,1]
["Jamondino 13.2 T1",2032,0,26.233620666501139,1,1]
["Jamondino 13.2 T1",2033,0,26.226416137851679,1,1]
["Jamondino 13.2 T2",2023,0,25.764472751410871,1,1]
["Jamondino 13.2 T2",2024,0,25.837156290678749,1,1]
["Jamondino 13.2 T2",2025,0,25.98604321360142,1,1]
["Jamondino 13.2 T2",2026,0,26.233620666400739,1,1]
["Jamondino 13.2 T2",2027,0,26.233620666400739,1,1]
["Jamondino 13.2 T2",2028,0,26.233620666501139,1,1]
["Jamondino 13.2 T2",2029,0,26.235378916302121,1,1]
["Jamondino 13.2 T2",2030,0,26.235378916302121,1,1]
["Jamondino 13.2 T2",2031,0,26.235378916302121,1,1]
["Jamondino 13.2 T2",2032,0,26.2353789164025,1,1]
["Jamondino 13.2 T2",2033,0,26.228174423022089,1,1]
["Jamondino 220",2023,0,10.29145329665484,1,1]
["Jamondino 220",2024,0,10.341434641896109,1,1]
["Jamondino 220",2025,0,10.41008936829939,1,1]
["Jamondino 220",2026,0,10.50414629695862,1,1]
["Jamondino 220",2027,0,5.0139216834337121,1,1]
["Jamondino 220",2028,0,5.0139216834348073,1,1]
["Jamondino 220",2029,0,5.0129126799900323,1,1]
["Jamondino 220",2030,0,10.51631452487903,1,1]
["Jamondino 220",2031,0,10.51631452487903,1,1]
["Jamondino 220",2032,0,10.51631452492401,1,1]
["Jamondino 220",2033,0,10.513256731799631,1,1]
["Jamundi 115",2023,0,8.8193666119045009,1,1]
["Jamundi 115",2024,0,8.9472575588623044,1,1]
["Jamundi 115",2025,0,9.0900981443154851,1,1]
["Jamundi 115",2026,0,9.1205460829475449,1,1]
["Jamundi 115",2027,0,10.51631452487903,1,1]
["Jamundi 115",2028,0,10.51631452492401,1,1]
["Jamundi 115",2029,0,10.513256731799631,1,1]
["Jamundi 115",2030,0,9.1448103020435099,1,1]
["Jamundi 115",2031,0,9.1448103020435099,1,1]
["Jamundi 115",2032,0,9.144810302039577,1,1]
["Jamundi 115",2033,0,9.1428055358746576,1,1]
["Jardinera 115",2023,0,3.4175283107617611,1,1]
["Jardinera 115",2024,0,3.4270945596957709,1,1]
["Jardinera 115",2025,0,3.4461815201640258,1,1]
["Jardinera 115",2026,0,3.474126638088407,1,1]
["Jardinera 115",2027,0,9.1448103020435099,1,1]
["Jardinera 115",2028,0,9.144810302039577,1,1]
["Jardinera 115",2029,0,9.1428055358746576,1,1]
["Jardinera 115",2030,0,3.4780634331673541,1,1]
["Jardinera 115",2031,0,3.4780634331673541,1,1]
["Jardinera 115",2032,0,3.4780634331802469,1,1]
["Jardinera 115",2033,0,3.4771425847140338,1,1]
["Junin 115",2023,0,1.36193124580828,1,1]
["Junin 115",2024,0,1.3646802458137139,1,1]
["Junin 115",2025,0,1.371988892121643,1,1]
["Junin 115",2026,0,1.3831181068879399,1,1]
["Junin 115",2027,0,3.4780634331673541,1,1]
["Junin 115",2028,0,3.4780634331802469,1,1]
["Junin 115",2029,0,3.4771425847140338,1,1]
["Junin 115",2030,0,1.384697117617214,1,1]
["Junin 115",2031,0,1.384697117617214,1,1]
["Junin 115",2032,0,1.3846971176223459,1,1]
["Junin 115",2033,0,1.384330506650058,1,1]
["La Frisolera 13.8",2023,0,4.7165553846720929,1,1]
["La Frisolera 13.8",2024,0,4.7265335354799252,1,1]
["La Frisolera 13.8",2025,0,4.7510804555673252,1,1]
["La Frisolera 13.8",2026,0,4.7508192033694172,1,1]
["La Frisolera 13.8",2027,0,1.248971649052776,1,1]
["La Frisolera 13.8",2028,0,1.2489716490470151,1,1]
["La Frisolera 13.8",2029,0,1.2487742890367499,1,1]
["La Frisolera 13.8",2030,0,4.7584735873450441,1,1]
["La Frisolera 13.8",2031,0,4.7584735873450441,1,1]
["La Frisolera 13.8",2032,0,4.7584735873373676,1,1]
["La Frisolera 13.8",2033,0,4.7582081342244029,1,1]
["La Miel 13.8 1",2023,0,230.53661260726221,1,1]
["La Miel 13.8 1",2024,0,233.41071343068069,1,1]
["La Miel 13.8 1",2025,0,234.28783358453521,1,1]
["La Miel 13.8 1",2026,0,234.34192674075049,1,1]
["La Miel 13.8 1",2027,0,4.7584735873450441,1,1]
["La Miel 13.8 1",2028,0,4.7584735873373676,1,1]
["La Miel 13.8 1",2029,0,4.7582081342244029,1,1]
["La Miel 13.8 1",2030,0,235.49747504205811,1,1]
["La Miel 13.8 1",2031,0,235.49747504205811,1,1]
["La Miel 13.8 1",2032,0,235.49747504183321,1,1]
["La Miel 13.8 1",2033,0,235.44603535947681,1,1]
["La Miel 13.8 2",2023,0,230.439697535856,1,1]
["La Miel 13.8 2",2024,0,233.31126964538251,1,1]
["La Miel 13.8 2",2025,0,234.18754052355189,1,1]
["La Miel 13.8 2",2026,0,234.24158898831701,1,1]
["La Miel 13.8 2",2027,0,235.49747504205811,1,1]
["La Miel 13.8 2",2028,0,235.49747504183321,1,1]
["La Miel 13.8 2",2029,0,235.44603535947681,1,1]
["La Miel 13.8 2",2030,0,235.39646968318559,1,1]
["La Miel 13.8 2",2031,0,235.39646968318559,1,1]
["La Miel 13.8 2",2032,0,235.39646968296171,1,1]
["La Miel 13.8 2",2033,0,235.34506762403549,1,1]
["La Miel 13.8 3",2023,0,231.2188831115206,1,1]
["La Miel 13.8 3",2024,0,234.1108054601803,1,1]
["La Miel 13.8 3",2025,0,234.99391402657551,1,1]
["La Miel 13.8 3",2026,0,235.04832206163431,1,1]
["La Miel 13.8 3",2027,0,235.39646968318559,1,1]
["La Miel 13.8 3",2028,0,235.39646968296171,1,1]
["La Miel 13.8 3",2029,0,235.34506762403549,1,1]
["La Miel 13.8 3",2030,0,236.20856299024891,1,1]
["La Miel 13.8 3",2031,0,236.20856299024891,1,1]
["La Miel 13.8 3",2032,0,236.20856299002369,1,1]
["La Miel 13.8 3",2033,0,236.15685841782039,1,1]
["La Miel 220",2023,0,22.185206980892879,1,1]
["La Miel 220",2024,0,22.869478103261791,1,1]
["La Miel 220",2025,0,23.10893047498956,1,1]
["La Miel 220",2026,0,23.11964813979964,1,1]
["La Miel 220",2027,0,8.4954389416910132,1,1]
["La Miel 220",2028,0,8.4954389416113276,1,1]
["La Miel 220",2029,0,8.4929349163474228,1,1]
["La Miel 220",2030,0,23.204197404613488,1,1]
["La Miel 220",2031,0,23.204197404613488,1,1]
["La Miel 220",2032,0,23.204197404589429,1,1]
["La Miel 220",2033,0,23.19662594202887,1,1]
["La Naveta 4.16",2023,0,34.038695201851993,1,1]
["La Naveta 4.16",2024,0,34.900573021867942,1,1]
["La Naveta 4.16",2025,0,36.00352165156162,1,1]
["La Naveta 4.16",2026,0,36.147181343673829,1,1]
["La Naveta 4.16",2027,0,36.132453151047443,1,1]
["La Naveta 4.16",2028,0,36.132453151047443,1,1]
["La Naveta 4.16",2029,0,36.306512899007991,1,1]
["La Naveta 4.16",2030,0,36.306512899007991,1,1]
["La Naveta 4.16",2031,0,36.306512899007991,1,1]
["La Naveta 4.16",2032,0,36.306512899848983,1,1]
["La Naveta 4.16",2033,0,36.198512773330208,1,1]
["La Paz 115",2023,0,29.39655505898622,1,1]
["La Paz 115",2024,0,30.897201211051101,1,1]
["La Paz 115",2025,0,32.380818177418398,1,1]
["La Paz 115",2026,0,32.453374123919851,1,1]
["La Paz 115",2027,0,32.436033136392908,1,1]
["La Paz 115",2028,0,32.436033136392908,1,1]
["La Paz 115",2029,0,32.439644765944067,1,1]
["La Paz 115",2030,0,32.439644765944067,1,1]
["La Paz 115",2031,0,32.439644765944067,1,1]
["La Paz 115",2032,0,32.439644766230337,1,1]
["La Paz 115",2033,0,32.412099536349977,1,1]
["La Pita 13.8",2023,0,2.3235597088781832,1,1]
["La Pita 13.8",2024,0,2.333811175786503,1,1]
["La Pita 13.8",2025,0,2.3750307557407671,1,1]
["La Pita 13.8",2026,0,2.4701492796848332,1,1]
["La Pita 13.8",2027,0,2.4697821578845729,1,1]
["La Pita 13.8",2028,0,2.4697821578845729,1,1]
["La Pita 13.8",2029,0,2.474070986669954,1,1]
["La Pita 13.8",2030,0,2.474070986669954,1,1]
["La Pita 13.8",2031,0,2.474070986669954,1,1]
["La Pita 13.8",2032,0,2.4740709867547022,1,1]
["La Pita 13.8",2033,0,2.470723225425187,1,1]
["La Plata 115",2023,50,37.5869442155971,1,1]
["La Plata 115",2024,67.67578125,37.580016382573042,1,1]
["La Plata 115",2025,58.0078125,37.552136830249111,1,1]
["La Plata 115",2026,107.3043518825523,37.504013286782957,1,1]
["La Plata 115",2027,107.3043518825523,37.50443681690659,1,1]
["La Plata 115",2028,107.3043518825523,37.50443681690659,1,1]
["La Plata 115",2029,62.5,37.500326771390029,1,1]
["La Plata 115",2030,112.5,37.500326771390029,1,1]
["La Plata 115",2031,112.5,37.500326771390029,1,1]
["La Plata 115",2032,112.5,37.50032677135335,1,1]
["La Plata 115",2033,112.5,37.501892732676453,1,1]
["La Plata 34.5",2023,10,18.724294186366709,1,1]
["La Plata 34.5",2024,21.25,19.0487117043279,1,1]
["La Plata 34.5",2025,10.6640625,18.705008663511581,1,1]
["La Plata 34.5",2026,21.875,19.019663363013301,1,1]
["La Plata 34.5",2027,21.875,19.019830153002129,1,1]
["La Plata 34.5",2028,21.875,19.019830153002129,1,1]
["La Plata 34.5",2029,21.40625,19.01820087597045,1,1]
["La Plata 34.5",2030,21.71875,19.01820087597045,1,1]
["La Plata 34.5",2031,21.2890625,19.01820087597045,1,1]
["La Plata 34.5",2032,21.6015625,19.018200875956051,1,1]
["La Plata 34.5",2033,21.6015625,19.018815940132122,1,1]
["La Plata A  34.5",2023,0,1.275724279279451,1,1]
["La Plata A  34.5",2024,0,0.95129852871679466,1,1]
["La Plata A  34.5",2025,0,1.2950100829879589,1,1]
["La Plata A  34.5",2026,0,0.9803471837483243,1,1]
["La Plata A  34.5",2027,0,0.98018039196577889,1,1]
["La Plata A  34.5",2028,0,0.98018039196577889,1,1]
["La Plata A  34.5",2029,0,0.98180968650335554,1,1]
["La Plata A  34.5",2030,0,0.98180968650335554,1,1]
["La Plata A  34.5",2031,0,0.98180968650335554,1,1]
["La Plata A  34.5",2032,0,0.98180968651775591,1,1]
["La Plata A  34.5",2033,0,0.98119461572465316,1,1]
["La Rosa 115",2023,0,17.227038321970468,1,1]
["La Rosa 115",2024,0,17.62532406173365,1,1]
["La Rosa 115",2025,0,17.986289561427441,1,1]
["La Rosa 115",2026,0,18.010037734439099,1,1]
["La Rosa 115",2027,0,23.204197404613488,1,1]
["La Rosa 115",2028,0,23.204197404589429,1,1]
["La Rosa 115",2029,0,23.19662594202887,1,1]
["La Rosa 115",2030,0,18.07975877965437,1,1]
["La Rosa 115",2031,0,18.07975877965437,1,1]
["La Rosa 115",2032,0,18.07975877928342,1,1]
["La Rosa 115",2033,0,18.070659620134869,1,1]
["Laguneta 115",2023,0,24.515828261973251,1,1]
["Laguneta 115",2024,0,26.53318889419095,1,1]
["Laguneta 115",2025,0,27.96452131237735,1,1]
["Laguneta 115",2026,0,28.020442224424041,1,1]
["Laguneta 115",2027,0,28.005791156650481,1,1]
["Laguneta 115",2028,0,28.005791156650481,1,1]
["Laguneta 115",2029,0,28.06977272291174,1,1]
["Laguneta 115",2030,0,28.06977272291174,1,1]
["Laguneta 115",2031,0,28.06977272291174,1,1]
["Laguneta 115",2032,0,28.069772723241751,1,1]
["Laguneta 115",2033,0,28.032332344012239,1,1]
["Laguneta G1 6.9",2023,0,40.59383383014432,1,1]
["Laguneta G1 6.9",2024,0,41.801509904866577,1,1]
["Laguneta G1 6.9",2025,0,42.580895097513462,1,1]
["Laguneta G1 6.9",2026,0,42.639540945629143,1,1]
["Laguneta G1 6.9",2027,0,42.62100558231063,1,1]
["Laguneta G1 6.9",2028,0,42.62100558231063,1,1]
["Laguneta G1 6.9",2029,0,42.804895275572967,1,1]
["Laguneta G1 6.9",2030,0,42.804895275572967,1,1]
["Laguneta G1 6.9",2031,0,42.804895275572967,1,1]
["Laguneta G1 6.9",2032,0,42.804895275932601,1,1]
["Laguneta G1 6.9",2033,0,42.762152866795653,1,1]
["Lanceros 115",2023,64.453125,25.24650728377274,1,1]
["Lanceros 115",2024,76.953125,25.064356095263491,1,1]
["Lanceros 115",2025,28.857421875,24.48179327810935,1,1]
["Lanceros 115",2026,31.982421875,24.386796942534922,1,1]
["Lanceros 115",2027,31.982421875,24.388800350363571,1,1]
["Lanceros 115",2028,31.982421875,24.388800350363571,1,1]
["Lanceros 115",2029,31.982421875,24.365284750159869,1,1]
["Lanceros 115",2030,31.982421875,24.365284750159869,1,1]
["Lanceros 115",2031,31.25,24.365284750159869,1,1]
["Lanceros 115",2032,31.25,24.365284749438409,1,1]
["Lanceros 115",2033,31.25,24.432266661590301,1,1]
["Lanceros 34.5",2023,47.681884765625,16.569417970705651,1,1]
["Lanceros 34.5",2024,47.994384765625,16.312745235215679,1,1]
["Lanceros 34.5",2025,28.9971923828125,15.571142740168931,1,1]
["Lanceros 34.5",2026,33.9971923828125,15.44049723605225,1,1]
["Lanceros 34.5",2027,30.497894287109379,15.443357001973069,1,1]
["Lanceros 34.5",2028,30.497894287109371,15.443357001973069,1,1]
["Lanceros 34.5",2029,30.497894287109371,15.4049778039287,1,1]
["Lanceros 34.5",2030,30.497894287109371,15.4049778039287,1,1]
["Lanceros 34.5",2031,30,15.4049778039287,1,1]
["Lanceros 34.5",2032,30,15.404977803075321,1,1]
["Lanceros 34.5",2033,30,15.49933525757697,1,1]
["Leona 115",2023,0,0.1,1,1]
["Leona 115",2024,0,0.1,1,1]
["Leona 115",2025,0,0.1,1,1]
["Leona 115",2026,0,0.1,1,1]
["Leona 115",2027,0,0.1,1,1]
["Leona 115",2028,0,0.1,1,1]
["Leona 115",2029,0,0.1,1,1]
["Leona 115",2030,0,0.1,1,1]
["Leona 115",2031,0,0.1,1,1]
["Leona 115",2032,0,0.1,1,1]
["Leona 115",2033,0,0.1,1,1]
["Limonar 6.9",2023,0,40.726905883192423,1,1]
["Limonar 6.9",2024,0,41.934577889732488,1,1]
["Limonar 6.9",2025,0,42.71396030573483,1,1]
["Limonar 6.9",2026,0,42.772606136433552,1,1]
["Limonar 6.9",2027,0,42.75407077703052,1,1]
["Limonar 6.9",2028,0,42.75407077703052,1,1]
["Limonar 6.9",2029,0,42.93796043645564,1,1]
["Limonar 6.9",2030,0,42.93796043645564,1,1]
["Limonar 6.9",2031,0,42.93796043645564,1,1]
["Limonar 6.9",2032,0,42.937960436815267,1,1]
["Limonar 6.9",2033,0,42.895218029010962,1,1]
["Mambita 115",2023,0,4.7368746109747164,1,1]
["Mambita 115",2024,0,4.8499735167169638,1,1]
["Mambita 115",2025,0,4.9760982316171232,1,1]
["Mambita 115",2026,0,5.015138445396385,1,1]
["Mambita 115",2027,0,5.0138628834540073,1,1]
["Mambita 115",2028,0,5.0138628834540073,1,1]
["Mambita 115",2029,0,5.0455590493749147,1,1]
["Mambita 115",2030,0,5.0455590493749147,1,1]
["Mambita 115",2031,0,5.0455590493749147,1,1]
["Mambita 115",2032,0,5.0455590493818123,1,1]
["Mambita 115",2033,0,5.0442784942902277,1,1]
["Manizales 115",2023,0,14.26963446020237,1,1]
["Manizales 115",2024,0,14.641912672731481,1,1]
["Manizales 115",2025,0,14.836577893443939,1,1]
["Manizales 115",2026,0,14.844265719000971,1,1]
["Manizales 115",2027,0,18.07975877965437,1,1]
["Manizales 115",2028,0,18.07975877928342,1,1]
["Manizales 115",2029,0,18.070659620134869,1,1]
["Manizales 115",2030,0,14.911971552733061,1,1]
["Manizales 115",2031,0,14.911971552733061,1,1]
["Manizales 115",2032,0,14.91197155259143,1,1]
["Manizales 115",2033,0,14.907058077000251,1,1]
["Manzanares 115",2023,0,5.3893988731055078,1,1]
["Manzanares 115",2024,0,5.5649176962510172,1,1]
["Manzanares 115",2025,0,6.018439237343836,1,1]
["Manzanares 115",2026,0,6.0213858859537526,1,1]
["Manzanares 115",2027,0,14.911971552733061,1,1]
["Manzanares 115",2028,0,14.91197155259143,1,1]
["Manzanares 115",2029,0,14.907058077000251,1,1]
["Manzanares 115",2030,0,6.0510503657265824,1,1]
["Manzanares 115",2031,0,6.0510503657265824,1,1]
["Manzanares 115",2032,0,6.0510503656962742,1,1]
["Manzanares 115",2033,0,6.0493901680163651,1,1]
["Manzanares 13.2",2023,0,0.95058983014231158,1,1]
["Manzanares 13.2",2024,0,0.96362573901245963,1,1]
["Manzanares 13.2",2025,0,0.95938443884022684,1,1]
["Manzanares 13.2",2026,0,0.95966828213676725,1,1]
["Manzanares 13.2",2027,0,236.20856299024891,1,1]
["Manzanares 13.2",2028,0,236.20856299002369,1,1]
["Manzanares 13.2",2029,0,236.15685841782039,1,1]
["Manzanares 13.2",2030,0,0.96299626451493747,1,1]
["Manzanares 13.2",2031,0,0.96299626451493747,1,1]
["Manzanares 13.2",2032,0,0.9629962645118425,1,1]
["Manzanares 13.2",2033,0,0.96282728849798227,1,1]
["Mariquita 115",2023,0,7.223072709095824,1,1]
["Mariquita 115",2024,0,7.630437977662476,1,1]
["Mariquita 115",2025,0,7.7569521739834206,1,1]
["Mariquita 115",2026,0,7.7634647754692194,1,1]
["Mariquita 115",2027,0,7.7612223234478703,1,1]
["Mariquita 115",2028,0,7.7612223234478703,1,1]
["Mariquita 115",2029,0,7.8031323528623702,1,1]
["Mariquita 115",2030,0,7.8031323528623702,1,1]
["Mariquita 115",2031,0,7.8031323528623702,1,1]
["Mariquita 115",2032,0,7.803132352833849,1,1]
["Mariquita 115",2033,0,7.8005957986642356,1,1]
["Men Bayona 13.8",2023,0,0.95627244690513002,1,1]
["Men Bayona 13.8",2024,0,0.96531599894305953,1,1]
["Men Bayona 13.8",2025,0,0.97198088734519095,1,1]
["Men Bayona 13.8",2026,0,0.97391938493375818,1,1]
["Men Bayona 13.8",2027,0,0.96299626451493747,1,1]
["Men Bayona 13.8",2028,0,0.9629962645118425,1,1]
["Men Bayona 13.8",2029,0,0.96282728849798227,1,1]
["Men Bayona 13.8",2030,0,0.97719363796482872,1,1]
["Men Bayona 13.8",2031,0,0.97719363796482872,1,1]
["Men Bayona 13.8",2032,0,0.97719363793688119,1,1]
["Men Bayona 13.8",2033,0,0.97662892362774067,1,1]
["Men Campestre 13.8",2023,0,0.95627244690513002,1,1]
["Men Campestre 13.8",2024,0,0.96531599894305953,1,1]
["Men Campestre 13.8",2025,0,0.97198088734519095,1,1]
["Men Campestre 13.8",2026,0,0.97391938493375818,1,1]
["Men Campestre 13.8",2027,0,0.97719363796482872,1,1]
["Men Campestre 13.8",2028,0,0.97719363793688119,1,1]
["Men Campestre 13.8",2029,0,0.97662892362774067,1,1]
["Men Campestre 13.8",2030,0,0.97719363796482872,1,1]
["Men Campestre 13.8",2031,0,0.97719363796482872,1,1]
["Men Campestre 13.8",2032,0,0.97719363793688119,1,1]
["Men Campestre 13.8",2033,0,0.97662892362774067,1,1]
["Men Coconuco 13.8",2023,0,5.7698520401476019,1,1]
["Men Coconuco 13.8",2024,0,5.7667751209186093,1,1]
["Men Coconuco 13.8",2025,0,5.7837634196551786,1,1]
["Men Coconuco 13.8",2026,0,26.235378916302121,1,1]
["Men Coconuco 13.8",2027,0,26.235378916302121,1,1]
["Men Coconuco 13.8",2028,0,26.2353789164025,1,1]
["Men Coconuco 13.8",2029,0,5.8038494072918336,1,1]
["Men Coconuco 13.8",2030,0,5.8038494072918336,1,1]
["Men Coconuco 13.8",2031,0,5.8038494072918336,1,1]
["Men Coconuco 13.8",2032,0,5.8038494072963953,1,1]
["Men Coconuco 13.8",2033,0,5.8032184264182396,1,1]
["Men Julio Bravo 13.8",2023,0,2.342776362983789,1,1]
["Men Julio Bravo 13.8",2024,0,2.3454290356789702,1,1]
["Men Julio Bravo 13.8",2025,0,2.35499147468839,1,1]
["Men Julio Bravo 13.8",2026,0,5.8038494072918336,1,1]
["Men Julio Bravo 13.8",2027,0,5.8038494072918336,1,1]
["Men Julio Bravo 13.8",2028,0,5.8038494072963944,1,1]
["Men Julio Bravo 13.8",2029,0,2.3717588999713679,1,1]
["Men Julio Bravo 13.8",2030,0,2.3717588999713679,1,1]
["Men Julio Bravo 13.8",2031,0,2.3717588999713679,1,1]
["Men Julio Bravo 13.8",2032,0,2.371758899978055,1,1]
["Men Julio Bravo 13.8",2033,0,2.3712742487584721,1,1]
["Men Mondomo 13.8",2023,0,0.9358573367629307,1,1]
["Men Mondomo 13.8",2024,0,0.93714642521043989,1,1]
["Men Mondomo 13.8",2025,0,0.94211585210291515,1,1]
["Men Mondomo 13.8",2026,0,2.3717588999713679,1,1]
["Men Mondomo 13.8",2027,0,2.3717588999713679,1,1]
["Men Mondomo 13.8",2028,0,2.371758899978055,1,1]
["Men Mondomo 13.8",2029,0,0.94582394067406017,1,1]
["Men Mondomo 13.8",2030,0,0.94582394067405939,1,1]
["Men Mondomo 13.8",2031,0,0.94582394067405939,1,1]
["Men Mondomo 13.8",2032,0,0.94582394067421582,1,1]
["Men Mondomo 13.8",2033,0,0.94569029693488416,1,1]
["Men Patico C 13.8",2023,0,2.4037698779455821,1,1]
["Men Patico C 13.8",2024,0,2.4023143165393752,1,1]
["Men Patico C 13.8",2025,0,2.41451717951393,1,1]
["Men Patico C 13.8",2026,0,0.94582394067406017,1,1]
["Men Patico C 13.8",2027,0,0.94582394067406017,1,1]
["Men Patico C 13.8",2028,0,0.94582394067421605,1,1]
["Men Patico C 13.8",2029,0,2.4292856850613571,1,1]
["Men Patico C 13.8",2030,0,2.4292856850613571,1,1]
["Men Patico C 13.8",2031,0,2.4292856850613571,1,1]
["Men Patico C 13.8",2032,0,2.4292856850649232,1,1]
["Men Patico C 13.8",2033,0,2.428824709910149,1,1]
["Men Rio Bobo 13.8",2023,0,3.4307546085442722,1,1]
["Men Rio Bobo 13.8",2024,0,3.4337001589514551,1,1]
["Men Rio Bobo 13.8",2025,0,3.444765930650957,1,1]
["Men Rio Bobo 13.8",2026,0,2.4292856850613571,1,1]
["Men Rio Bobo 13.8",2027,0,2.4292856850613571,1,1]
["Men Rio Bobo 13.8",2028,0,2.4292856850649232,1,1]
["Men Rio Bobo 13.8",2029,0,3.46415739338706,1,1]
["Men Rio Bobo 13.8",2030,0,3.46415739338706,1,1]
["Men Rio Bobo 13.8",2031,0,3.46415739338706,1,1]
["Men Rio Bobo 13.8",2032,0,3.4641573933947698,1,1]
["Men Rio Bobo 13.8",2033,0,3.463596576325962,1,1]
["Men Rio Palo 13.8",2023,0,2.3759364054303518,1,1]
["Men Rio Palo 13.8",2024,0,2.380654409595337,1,1]
["Men Rio Palo 13.8",2025,0,2.3966633384257241,1,1]
["Men Rio Palo 13.8",2026,0,3.46415739338706,1,1]
["Men Rio Palo 13.8",2027,0,3.46415739338706,1,1]
["Men Rio Palo 13.8",2028,0,3.4641573933947698,1,1]
["Men Rio Palo 13.8",2029,0,2.4084770446616579,1,1]
["Men Rio Palo 13.8",2030,0,2.4084770446616579,1,1]
["Men Rio Palo 13.8",2031,0,2.4084770446616579,1,1]
["Men Rio Palo 13.8",2032,0,2.4084770446621548,1,1]
["Men Rio Palo 13.8",2033,0,2.408051591818849,1,1]
["Men Rio Sapuyes 13.8",2023,0,3.4307546085442722,1,1]
["Men Rio Sapuyes 13.8",2024,0,3.4337001589514551,1,1]
["Men Rio Sapuyes 13.8",2025,0,3.444765930650957,1,1]
["Men Rio Sapuyes 13.8",2026,0,2.4084770446616579,1,1]
["Men Rio Sapuyes 13.8",2027,0,2.4084770446616579,1,1]
["Men Rio Sapuyes 13.8",2028,0,2.4084770446621548,1,1]
["Men Rio Sapuyes 13.8",2029,0,3.46415739338706,1,1]
["Men Rio Sapuyes 13.8",2030,0,3.46415739338706,1,1]
["Men Rio Sapuyes 13.8",2031,0,3.46415739338706,1,1]
["Men Rio Sapuyes 13.8",2032,0,3.4641573933947698,1,1]
["Men Rio Sapuyes 13.8",2033,0,3.463596576325962,1,1]
["Men Sajandi 13.8",2023,0,3.7379276858888271,1,1]
["Men Sajandi 13.8",2024,0,3.73723947078508,1,1]
["Men Sajandi 13.8",2025,0,3.7495005728085991,1,1]
["Men Sajandi 13.8",2026,0,3.46415739338706,1,1]
["Men Sajandi 13.8",2027,0,3.46415739338706,1,1]
["Men Sajandi 13.8",2028,0,3.4641573933947698,1,1]
["Men Sajandi 13.8",2029,0,3.766441292214223,1,1]
["Men Sajandi 13.8",2030,0,3.7664412922142221,1,1]
["Men Sajandi 13.8",2031,0,3.7664412922142221,1,1]
["Men Sajandi 13.8",2032,0,3.7664412922193939,1,1]
["Men Sajandi 13.8",2033,0,3.7659278321676402,1,1]
["Men Silvia 13.8",2023,0,0.94194787648077827,1,1]
["Men Silvia 13.8",2024,0,0.94065298363003669,1,1]
["Men Silvia 13.8",2025,0,0.94471291024260107,1,1]
["Men Silvia 13.8",2026,0,3.766441292214223,1,1]
["Men Silvia 13.8",2027,0,3.766441292214223,1,1]
["Men Silvia 13.8",2028,0,3.7664412922193971,1,1]
["Men Silvia 13.8",2029,0,0.94953756024259184,1,1]
["Men Silvia 13.8",2030,0,0.94953756024259195,1,1]
["Men Silvia 13.8",2031,0,0.94953756024259195,1,1]
["Men Silvia 13.8",2032,0,0.94953756024368752,1,1]
["Men Silvia 13.8",2033,0,0.94938600125583084,1,1]
["Men Union 13.8",2023,0,0.95627244690513002,1,1]
["Men Union 13.8",2024,0,0.96531599894305953,1,1]
["Men Union 13.8",2025,0,0.97198088734519095,1,1]
["Men Union 13.8",2026,0,0.97391938493375818,1,1]
["Men Union 13.8",2027,0,0.97719363796482872,1,1]
["Men Union 13.8",2028,0,0.97719363793688119,1,1]
["Men Union 13.8",2029,0,0.97662892362774067,1,1]
["Men Union 13.8",2030,0,0.97719363796482872,1,1]
["Men Union 13.8",2031,0,0.97719363796482872,1,1]
["Men Union 13.8",2032,0,0.97719363793688119,1,1]
["Men Union 13.8",2033,0,0.97662892362774067,1,1]
["Men Ventana A 13.8",2023,0,3.6793367510549149,1,1]
["Men Ventana A 13.8",2024,0,3.7338981130183009,1,1]
["Men Ventana A 13.8",2025,0,3.8947584492898391,1,1]
["Men Ventana A 13.8",2026,0,3.934026162939829,1,1]
["Men Ventana A 13.8",2027,0,3.9333493596647102,1,1]
["Men Ventana A 13.8",2028,0,3.9333493596647102,1,1]
["Men Ventana A 13.8",2029,0,3.942945929762955,1,1]
["Men Ventana A 13.8",2030,0,3.942945929762955,1,1]
["Men Ventana A 13.8",2031,0,3.942945929762955,1,1]
["Men Ventana A 13.8",2032,0,3.9429459292547322,1,1]
["Men Ventana A 13.8",2033,0,3.9344836356936201,1,1]
["Men Ventana B 13.8",2023,0,3.6793367510549149,1,1]
["Men Ventana B 13.8",2024,0,3.7338981130183009,1,1]
["Men Ventana B 13.8",2025,0,3.8947584492898391,1,1]
["Men Ventana B 13.8",2026,0,3.934026162939829,1,1]
["Men Ventana B 13.8",2027,0,3.9333493596647102,1,1]
["Men Ventana B 13.8",2028,0,3.9333493596647102,1,1]
["Men Ventana B 13.8",2029,0,3.942945929762955,1,1]
["Men Ventana B 13.8",2030,0,3.942945929762955,1,1]
["Men Ventana B 13.8",2031,0,3.942945929762955,1,1]
["Men Ventana B 13.8",2032,0,3.9429459292547322,1,1]
["Men Ventana B 13.8",2033,0,3.9344836356936201,1,1]
["Menor Mirolindo 13.8",2023,0,3.6701283783008791,1,1]
["Menor Mirolindo 13.8",2024,0,3.7239206622276799,1,1]
["Menor Mirolindo 13.8",2025,0,3.8823563687702238,1,1]
["Menor Mirolindo 13.8",2026,0,3.9206032839951872,1,1]
["Menor Mirolindo 13.8",2027,0,3.9199355062511771,1,1]
["Menor Mirolindo 13.8",2028,0,3.9199355062511771,1,1]
["Menor Mirolindo 13.8",2029,0,3.928002771301939,1,1]
["Menor Mirolindo 13.8",2030,0,3.928002771301939,1,1]
["Menor Mirolindo 13.8",2031,0,3.928002771301939,1,1]
["Menor Mirolindo 13.8",2032,0,3.9280027708058829,1,1]
["Menor Mirolindo 13.8",2033,0,3.919734472043328,1,1]
["Menor Pastales 13.8",2023,0,0.99086242918316803,1,1]
["Menor Pastales 13.8",2024,0,1.0053308788361139,1,1]
["Menor Pastales 13.8",2025,0,1.04742544853311,1,1]
["Menor Pastales 13.8",2026,0,1.057639527491393,1,1]
["Menor Pastales 13.8",2027,0,1.0574597267013861,1,1]
["Menor Pastales 13.8",2028,0,1.0574597267013861,1,1]
["Menor Pastales 13.8",2029,0,1.059816191959736,1,1]
["Menor Pastales 13.8",2030,0,1.059816191959736,1,1]
["Menor Pastales 13.8",2031,0,1.059816191959736,1,1]
["Menor Pastales 13.8",2032,0,1.059816191827079,1,1]
["Menor Pastales 13.8",2033,0,1.057604128740294,1,1]
["Menor RRecio 13.8",2023,0,0.96232045290317048,1,1]
["Menor RRecio 13.8",2024,0,0.97581490322336384,1,1]
["Menor RRecio 13.8",2025,0,1.015497892979494,1,1]
["Menor RRecio 13.8",2026,0,1.0250853298227609,1,1]
["Menor RRecio 13.8",2027,0,1.0249176591394591,1,1]
["Menor RRecio 13.8",2028,0,1.0249176591394591,1,1]
["Menor RRecio 13.8",2029,0,1.0269615039561351,1,1]
["Menor RRecio 13.8",2030,0,1.0269615039561351,1,1]
["Menor RRecio 13.8",2031,0,1.0269615039561351,1,1]
["Menor RRecio 13.8",2032,0,1.0269615038315909,1,1]
["Menor RRecio 13.8",2033,0,1.024886277224254,1,1]
["Menor T Piedras 13.8",2023,0,0.1,1,1]
["Menor T Piedras 13.8",2024,0,0.1,1,1]
["Menor T Piedras 13.8",2025,0,0.1,1,1]
["Menor T Piedras 13.8",2026,0,0.1,1,1]
["Menor T Piedras 13.8",2027,0,0.1,1,1]
["Menor T Piedras 13.8",2028,0,0.1,1,1]
["Menor T Piedras 13.8",2029,0,0.1,1,1]
["Menor T Piedras 13.8",2030,0,0.1,1,1]
["Menor T Piedras 13.8",2031,0,0.1,1,1]
["Menor T Piedras 13.8",2032,0,0.1,1,1]
["Menor T Piedras 13.8",2033,0,0.1,1,1]
["Menor Tolima13.8 1",2023,0,3.67012837830088,1,1]
["Menor Tolima13.8 1",2024,0,3.7239206622276821,1,1]
["Menor Tolima13.8 1",2025,0,3.8823563687702278,1,1]
["Menor Tolima13.8 1",2026,0,3.9206032839951881,1,1]
["Menor Tolima13.8 1",2027,0,3.9199355062511771,1,1]
["Menor Tolima13.8 1",2028,0,3.9199355062511771,1,1]
["Menor Tolima13.8 1",2029,0,3.9280027713019381,1,1]
["Menor Tolima13.8 1",2030,0,3.9280027713019381,1,1]
["Menor Tolima13.8 1",2031,0,3.9280027713019381,1,1]
["Menor Tolima13.8 1",2032,0,3.9280027708058829,1,1]
["Menor Tolima13.8 1",2033,0,3.9197344720433289,1,1]
["Mesa 220",2023,0,28.268644668041819,1,1]
["Mesa 220",2024,0,29.893275755242289,1,1]
["Mesa 220",2025,0,31.619603141787341,1,1]
["Mesa 220",2026,0,31.849935515937009,1,1]
["Mesa 220",2027,0,31.8380144767841,1,1]
["Mesa 220",2028,0,31.8380144767841,1,1]
["Mesa 220",2029,0,31.759329172096791,1,1]
["Mesa 220",2030,0,31.759329172096791,1,1]
["Mesa 220",2031,0,31.759329172096791,1,1]
["Mesa 220",2032,0,31.759329171972681,1,1]
["Mesa 220",2033,0,31.73058203792386,1,1]
["Mirolindo 115",2023,160.9375,15.319440188366769,1,1]
["Mirolindo 115",2024,198.4375,14.930972277316579,1,1]
["Mirolindo 115",2025,80.615234375,13.40495402231727,1,1]
["Mirolindo 115",2026,50.384521484375,13.06006164518398,1,1]
["Mirolindo 115",2027,56.634521484375,13.06460199526304,1,1]
["Mirolindo 115",2028,56.634521484375,13.06460199526304,1,1]
["Mirolindo 115",2029,62.884521484375,13.009688945701919,1,1]
["Mirolindo 115",2030,62.884521484375,13.009688945701919,1,1]
["Mirolindo 115",2031,62.5,13.009688945701919,1,1]
["Mirolindo 115",2032,62.5,13.009688635091679,1,1]
["Mirolindo 115",2033,62.5,13.06870201407863,1,1]
["Mirolindo 13.2 2",2023,0,29.995863043648619,1,1]
["Mirolindo 13.2 2",2024,0,30.707542134361869,1,1]
["Mirolindo 13.2 2",2025,0,32.933381930978939,1,1]
["Mirolindo 13.2 2",2026,0,33.424871267423491,1,1]
["Mirolindo 13.2 2",2027,0,33.416603799974041,1,1]
["Mirolindo 13.2 2",2028,0,33.416603799974041,1,1]
["Mirolindo 13.2 2",2029,0,33.528359453143537,1,1]
["Mirolindo 13.2 2",2030,0,33.528359453143537,1,1]
["Mirolindo 13.2 2",2031,0,33.528359453143537,1,1]
["Mirolindo 13.2 2",2032,0,33.528359446730249,1,1]
["Mirolindo 13.2 2",2033,0,33.417041495888192,1,1]
["Mirolindo 13.8",2023,0,30.10597647417967,1,1]
["Mirolindo 13.8",2024,0,30.829052092561039,1,1]
["Mirolindo 13.8",2025,0,33.138419650684881,1,1]
["Mirolindo 13.8",2026,0,33.614431037596198,1,1]
["Mirolindo 13.8",2027,0,33.606237551472113,1,1]
["Mirolindo 13.8",2028,0,33.606237551472113,1,1]
["Mirolindo 13.8",2029,0,33.717623523442278,1,1]
["Mirolindo 13.8",2030,0,33.717623523442278,1,1]
["Mirolindo 13.8",2031,0,33.717623523442278,1,1]
["Mirolindo 13.8",2032,0,33.717623516397268,1,1]
["Mirolindo 13.8",2033,0,33.602180531156783,1,1]
["Mirolindo 34.5",2023,0,15.34574394200575,1,1]
["Mirolindo 34.5",2024,0,15.70131667223708,1,1]
["Mirolindo 34.5",2025,0,18.74518054801246,1,1]
["Mirolindo 34.5",2026,0,19.035152892533411,1,1]
["Mirolindo 34.5",2027,0,19.030355512878401,1,1]
["Mirolindo 34.5",2028,0,19.030355512878401,1,1]
["Mirolindo 34.5",2029,0,19.10127582036197,1,1]
["Mirolindo 34.5",2030,0,19.10127582036197,1,1]
["Mirolindo 34.5",2031,0,19.10127582036197,1,1]
["Mirolindo 34.5",2032,0,19.101275827975439,1,1]
["Mirolindo 34.5",2033,0,19.03832438284498,1,1]
["Molinos 115(1)",2023,0,0.1,1,1]
["Molinos 115(1)",2024,0,0.1,1,1]
["Molinos 115(1)",2025,0,9.7343605254691408,1,1]
["Molinos 115(1)",2026,0,9.7551146162674272,1,1]
["Molinos 115(1)",2027,0,43.138367603948907,1,1]
["Molinos 115(1)",2028,0,43.138367603874912,1,1]
["Molinos 115(1)",2029,0,43.131109166664373,1,1]
["Molinos 115(1)",2030,0,9.799660126025131,1,1]
["Molinos 115(1)",2031,0,9.799660126025131,1,1]
["Molinos 115(1)",2032,0,9.7996601257278062,1,1]
["Molinos 115(1)",2033,0,9.7930021119972519,1,1]
["Morato 115",2023,0,23.914099454126301,1,1]
["Morato 115",2024,0,25.13383670062764,1,1]
["Morato 115",2025,0,26.17695236005169,1,1]
["Morato 115",2026,0,26.2362079710865,1,1]
["Morato 115",2027,0,26.22173500396211,1,1]
["Morato 115",2028,0,26.22173500396211,1,1]
["Morato 115",2029,0,26.24896420785403,1,1]
["Morato 115",2030,0,26.24896420785403,1,1]
["Morato 115",2031,0,26.24896420785403,1,1]
["Morato 115",2032,0,26.24896420805819,1,1]
["Morato 115",2033,0,26.22814187764115,1,1]
["Morro Azul 13.2",2023,0,14.95460767049159,1,1]
["Morro Azul 13.2",2024,0,15.089879347768511,1,1]
["Morro Azul 13.2",2025,0,15.683367253141601,1,1]
["Morro Azul 13.2",2026,0,15.68447950842247,1,1]
["Morro Azul 13.2",2027,0,0.97719363796482872,1,1]
["Morro Azul 13.2",2028,0,0.97719363793688119,1,1]
["Morro Azul 13.2",2029,0,0.97662892362774067,1,1]
["Morro Azul 13.2",2030,0,15.76150550657673,1,1]
["Morro Azul 13.2",2031,0,15.76150550657673,1,1]
["Morro Azul 13.2",2032,0,15.76150550646331,1,1]
["Morro Azul 13.2",2033,0,15.757969134240961,1,1]
["Mosquera 115",2023,0,20.020201239548349,1,1]
["Mosquera 115",2024,0,21.0223694388547,1,1]
["Mosquera 115",2025,0,17.323621106773022,1,1]
["Mosquera 115",2026,0,17.374912857464238,1,1]
["Mosquera 115",2027,0,17.365658724695031,1,1]
["Mosquera 115",2028,0,17.365658724695031,1,1]
["Mosquera 115",2029,0,17.429063195439412,1,1]
["Mosquera 115",2030,0,17.429063195439412,1,1]
["Mosquera 115",2031,0,17.429063195439412,1,1]
["Mosquera 115",2032,0,17.429063195646979,1,1]
["Mosquera 115",2033,0,17.410248226536229,1,1]
["Municipal 13.8",2023,0,2.4110368882806501,1,1]
["Municipal 13.8",2024,0,2.43641189522894,1,1]
["Municipal 13.8",2025,0,2.438941577446708,1,1]
["Municipal 13.8",2026,0,2.4397356735388631,1,1]
["Municipal 13.8",2027,0,15.76150550657673,1,1]
["Municipal 13.8",2028,0,15.76150550646331,1,1]
["Municipal 13.8",2029,0,15.757969134240961,1,1]
["Municipal 13.8",2030,0,2.4513383183351971,1,1]
["Municipal 13.8",2031,0,2.4513383183351971,1,1]
["Municipal 13.8",2032,0,2.4513383183164978,1,1]
["Municipal 13.8",2033,0,2.450697501190187,1,1]
["Muña 1 115",2023,0,21.9761423837679,1,1]
["Muña 1 115",2024,0,23.934737662350699,1,1]
["Muña 1 115",2025,0,25.200436318919319,1,1]
["Muña 1 115",2026,0,25.24063436949378,1,1]
["Muña 1 115",2027,0,25.226195221233539,1,1]
["Muña 1 115",2028,0,25.226195221233539,1,1]
["Muña 1 115",2029,0,25.289095355422081,1,1]
["Muña 1 115",2030,0,25.289095355422081,1,1]
["Muña 1 115",2031,0,25.289095355422081,1,1]
["Muña 1 115",2032,0,25.289095355683202,1,1]
["Muña 1 115",2033,0,25.265234098297611,1,1]
["Muña 3 115",2023,0,19.746511992068491,1,1]
["Muña 3 115",2024,0,21.356307453975209,1,1]
["Muña 3 115",2025,0,22.394184674296781,1,1]
["Muña 3 115",2026,0,22.430446640092811,1,1]
["Muña 3 115",2027,0,22.417656818595368,1,1]
["Muña 3 115",2028,0,22.417656818595368,1,1]
["Muña 3 115",2029,0,22.48411548132643,1,1]
["Muña 3 115",2030,0,22.48411548132643,1,1]
["Muña 3 115",2031,0,22.48411548132643,1,1]
["Muña 3 115",2032,0,22.484115481560231,1,1]
["Muña 3 115",2033,0,22.461720784963749,1,1]
["Muña II 57.5",2023,0,2.673565905223068,1,1]
["Muña II 57.5",2024,0,2.7685610595415082,1,1]
["Muña II 57.5",2025,0,2.8263906344734262,1,1]
["Muña II 57.5",2026,0,2.8322705093150842,1,1]
["Muña II 57.5",2027,0,2.8305866054361579,1,1]
["Muña II 57.5",2028,0,2.8305866054361579,1,1]
["Muña II 57.5",2029,0,2.8504623219693022,1,1]
["Muña II 57.5",2030,0,2.8504623219693022,1,1]
["Muña II 57.5",2031,0,2.8504623219693022,1,1]
["Muña II 57.5",2032,0,2.850462321993839,1,1]
["Muña II 57.5",2033,0,2.848047763808339,1,1]
["Muzu 115",2023,0,28.75533688100704,1,1]
["Muzu 115",2024,0,32.979403600164908,1,1]
["Muzu 115",2025,0,34.534210293745929,1,1]
["Muzu 115",2026,0,34.613289693853822,1,1]
["Muzu 115",2027,0,34.595464082051777,1,1]
["Muzu 115",2028,0,34.595464082051777,1,1]
["Muzu 115",2029,0,34.581779576501987,1,1]
["Muzu 115",2030,0,34.581779576501987,1,1]
["Muzu 115",2031,0,34.581779576501987,1,1]
["Muzu 115",2032,0,34.581779576805367,1,1]
["Muzu 115",2033,0,34.553766921098394,1,1]
["Natagaima 115",2023,0,32.781891396317612,1,1]
["Natagaima 115",2024,0,32.711644529073013,1,1]
["Natagaima 115",2025,0,32.407217567526807,1,1]
["Natagaima 115",2026,0,32.069745362335652,1,1]
["Natagaima 115",2027,0,32.071415240855387,1,1]
["Natagaima 115",2028,0,32.071415240855387,1,1]
["Natagaima 115",2029,0,32.050595869764557,1,1]
["Natagaima 115",2030,0,32.050595869764557,1,1]
["Natagaima 115",2031,0,32.050595869764557,1,1]
["Natagaima 115",2032,0,32.050595869180363,1,1]
["Natagaima 115",2033,0,32.080101307512876,1,1]
["Natagaima 34.5",2023,19.81543064117432,24.378549322266341,1,1]
["Natagaima 34.5",2024,19.505814537405971,25.434639171606999,1,1]
["Natagaima 34.5",2025,20.755814537405971,24.05159087323209,1,1]
["Natagaima 34.5",2026,23.194198608398441,24.984540960520171,1,1]
["Natagaima 34.5",2027,23.506698608398441,24.985954062110341,1,1]
["Natagaima 34.5",2028,23.068361282348629,24.985954062110341,1,1]
["Natagaima 34.5",2029,23.380861282348629,24.967933485197509,1,1]
["Natagaima 34.5",2030,23.38086128234864,24.967933485197509,1,1]
["Natagaima 34.5",2031,23.4375,24.967933485197509,1,1]
["Natagaima 34.5",2032,23.4375,24.967933485054139,1,1]
["Natagaima 34.5",2033,23.4375,24.988452750273979,1,1]
["Neiva1 34.5",2023,0,4.1931089390309531,1,1]
["Neiva1 34.5",2024,0,2.7280026833467539,1,1]
["Neiva1 34.5",2025,0,4.3080370378765229,1,1]
["Neiva1 34.5",2026,0,2.9990908306013551,1,1]
["Neiva1 34.5",2027,0,2.998533255984754,1,1]
["Neiva1 34.5",2028,0,2.998533255984754,1,1]
["Neiva1 34.5",2029,0,3.00502823725791,1,1]
["Neiva1 34.5",2030,0,3.00502823725791,1,1]
["Neiva1 34.5",2031,0,3.00502823725791,1,1]
["Neiva1 34.5",2032,0,3.0050282373869099,1,1]
["Neiva1 34.5",2033,0,2.9999396182603948,1,1]
["Noroeste 1 13.2",2023,0,36.061913770118217,1,1]
["Noroeste 1 13.2",2024,0,37.440324180522353,1,1]
["Noroeste 1 13.2",2025,0,37.87611562993267,1,1]
["Noroeste 1 13.2",2026,0,37.947991603586317,1,1]
["Noroeste 1 13.2",2027,0,37.924673732934387,1,1]
["Noroeste 1 13.2",2028,0,37.924673732934387,1,1]
["Noroeste 1 13.2",2029,0,38.176382916316243,1,1]
["Noroeste 1 13.2",2030,0,38.176382916316243,1,1]
["Noroeste 1 13.2",2031,0,38.176382916316243,1,1]
["Noroeste 1 13.2",2032,0,38.176382916576628,1,1]
["Noroeste 1 13.2",2033,0,38.149848906591977,1,1]
["Noroeste 115",2023,0,28.335977339340879,1,1]
["Noroeste 115",2024,0,30.699770552296911,1,1]
["Noroeste 115",2025,0,30.505249917353449,1,1]
["Noroeste 115",2026,0,30.569108481310881,1,1]
["Noroeste 115",2027,0,30.55164041527167,1,1]
["Noroeste 115",2028,0,30.55164041527167,1,1]
["Noroeste 115",2029,0,30.653943977544969,1,1]
["Noroeste 115",2030,0,30.653943977544969,1,1]
["Noroeste 115",2031,0,30.653943977544969,1,1]
["Noroeste 115",2032,0,30.653943977781939,1,1]
["Noroeste 115",2033,0,30.63277223251005,1,1]
["Noroeste 2 13.2",2023,0,34.194021167608589,1,1]
["Noroeste 2 13.2",2024,0,35.481746847360967,1,1]
["Noroeste 2 13.2",2025,0,35.902763248043932,1,1]
["Noroeste 2 13.2",2026,0,35.9707501697482,1,1]
["Noroeste 2 13.2",2027,0,35.948622190030108,1,1]
["Noroeste 2 13.2",2028,0,35.948622190030108,1,1]
["Noroeste 2 13.2",2029,0,36.189028314485682,1,1]
["Noroeste 2 13.2",2030,0,36.189028314485682,1,1]
["Noroeste 2 13.2",2031,0,36.189028314485682,1,1]
["Noroeste 2 13.2",2032,0,36.189028314733307,1,1]
["Noroeste 2 13.2",2033,0,36.163866281617423,1,1]
["Noroeste 220",2023,0,27.209632795407789,1,1]
["Noroeste 220",2024,0,28.927734592111999,1,1]
["Noroeste 220",2025,0,34.03737451767676,1,1]
["Noroeste 220",2026,0,34.14439893939619,1,1]
["Noroeste 220",2027,0,34.128893219685231,1,1]
["Noroeste 220",2028,0,34.128893219685231,1,1]
["Noroeste 220",2029,0,33.790121805881967,1,1]
["Noroeste 220",2030,0,33.790121805881967,1,1]
["Noroeste 220",2031,0,33.790121805881967,1,1]
["Noroeste 220",2032,0,33.790121805981308,1,1]
["Noroeste 220",2033,0,33.76789052074723,1,1]
["Noroeste 3 13.8",2023,0,32.686798457383198,1,1]
["Noroeste 3 13.8",2024,0,33.905976740695451,1,1]
["Noroeste 3 13.8",2025,0,34.325093673449807,1,1]
["Noroeste 3 13.8",2026,0,34.390384909478563,1,1]
["Noroeste 3 13.8",2027,0,34.36925057373049,1,1]
["Noroeste 3 13.8",2028,0,34.36925057373049,1,1]
["Noroeste 3 13.8",2029,0,34.599427718253359,1,1]
["Noroeste 3 13.8",2030,0,34.599427718253359,1,1]
["Noroeste 3 13.8",2031,0,34.599427718253359,1,1]
["Noroeste 3 13.8",2032,0,34.599427718486801,1,1]
["Noroeste 3 13.8",2033,0,34.575418735237371,1,1]
["Nva Cajamarca 115",2023,77.325439453125,33.216676811761182,1,1]
["Nva Cajamarca 115",2024,78.106689453125,33.081167505645922,1,1]
["Nva Cajamarca 115",2025,53.698348999023438,32.589734356508792,1,1]
["Nva Cajamarca 115",2026,20.136880874633789,32.517351957704193,1,1]
["Nva Cajamarca 115",2027,23.261880874633789,32.518935487026887,1,1]
["Nva Cajamarca 115",2028,23.261880874633789,32.518935487026887,1,1]
["Nva Cajamarca 115",2029,29.511880874633789,32.492362891739411,1,1]
["Nva Cajamarca 115",2030,29.511880874633789,32.492362891739411,1,1]
["Nva Cajamarca 115",2031,28.125,32.492362891739411,1,1]
["Nva Cajamarca 115",2032,28.125,32.492362892594237,1,1]
["Nva Cajamarca 115",2033,31.25,32.508024091197591,1,1]
["Nva Esperanza 11.4 T1",2023,0,28.51255563530766,1,1]
["Nva Esperanza 11.4 T1",2024,0,30.05024143218321,1,1]
["Nva Esperanza 11.4 T1",2025,0,30.810293251507371,1,1]
["Nva Esperanza 11.4 T1",2026,0,30.84605623781529,1,1]
["Nva Esperanza 11.4 T1",2027,0,30.82592983766013,1,1]
["Nva Esperanza 11.4 T1",2028,0,30.82592983766013,1,1]
["Nva Esperanza 11.4 T1",2029,0,31.01139705516357,1,1]
["Nva Esperanza 11.4 T1",2030,0,31.01139705516357,1,1]
["Nva Esperanza 11.4 T1",2031,0,31.01139705516357,1,1]
["Nva Esperanza 11.4 T1",2032,0,31.011397055461568,1,1]
["Nva Esperanza 11.4 T1",2033,0,30.98550440827065,1,1]
["Nva Esperanza 11.4 T2",2023,0,28.517336131906291,1,1]
["Nva Esperanza 11.4 T2",2024,0,30.054504616700779,1,1]
["Nva Esperanza 11.4 T2",2025,0,30.81426775877344,1,1]
["Nva Esperanza 11.4 T2",2026,0,30.850026871646019,1,1]
["Nva Esperanza 11.4 T2",2027,0,30.829896842642381,1,1]
["Nva Esperanza 11.4 T2",2028,0,30.829896842642381,1,1]
["Nva Esperanza 11.4 T2",2029,0,31.015400799534621,1,1]
["Nva Esperanza 11.4 T2",2030,0,31.015400799534621,1,1]
["Nva Esperanza 11.4 T2",2031,0,31.015400799534621,1,1]
["Nva Esperanza 11.4 T2",2032,0,31.015400799832541,1,1]
["Nva Esperanza 11.4 T2",2033,0,30.98950648203359,1,1]
["Nva Esperanza 115",2023,0,36.709934999964261,1,1]
["Nva Esperanza 115",2024,0,45.400767232681012,1,1]
["Nva Esperanza 115",2025,0,49.525282407525033,1,1]
["Nva Esperanza 115",2026,0,49.59418503830625,1,1]
["Nva Esperanza 115",2027,0,49.564739273179143,1,1]
["Nva Esperanza 115",2028,0,49.564739273179143,1,1]
["Nva Esperanza 115",2029,0,49.643704356450463,1,1]
["Nva Esperanza 115",2030,0,49.643704356450463,1,1]
["Nva Esperanza 115",2031,0,49.643704356450463,1,1]
["Nva Esperanza 115",2032,0,49.643704356978688,1,1]
["Nva Esperanza 115",2033,0,49.602392741341717,1,1]
["Nva Esperanza 220",2023,0,24.603753211755429,1,1]
["Nva Esperanza 220",2024,0,26.535417669782031,1,1]
["Nva Esperanza 220",2025,0,28.09383212254814,1,1]
["Nva Esperanza 220",2026,0,28.204186242302679,1,1]
["Nva Esperanza 220",2027,0,28.191738052575669,1,1]
["Nva Esperanza 220",2028,0,28.191738052575669,1,1]
["Nva Esperanza 220",2029,0,28.098781108436,1,1]
["Nva Esperanza 220",2030,0,28.098781108436,1,1]
["Nva Esperanza 220",2031,0,28.098781108436,1,1]
["Nva Esperanza 220",2032,0,28.098781108454212,1,1]
["Nva Esperanza 220",2033,0,28.07788386034607,1,1]
["Nva Esperanza 34.5 T1",2023,0,22.630708245404481,1,1]
["Nva Esperanza 34.5 T1",2024,0,23.328781186925891,1,1]
["Nva Esperanza 34.5 T1",2025,0,23.856469012168461,1,1]
["Nva Esperanza 34.5 T1",2026,0,23.931170530930459,1,1]
["Nva Esperanza 34.5 T1",2027,0,23.919021282832929,1,1]
["Nva Esperanza 34.5 T1",2028,0,23.919021282832929,1,1]
["Nva Esperanza 34.5 T1",2029,0,24.04642817389146,1,1]
["Nva Esperanza 34.5 T1",2030,0,24.04642817389146,1,1]
["Nva Esperanza 34.5 T1",2031,0,24.04642817389146,1,1]
["Nva Esperanza 34.5 T1",2032,0,24.046428173904658,1,1]
["Nva Esperanza 34.5 T1",2033,0,24.029100342946801,1,1]
["Nva Esperanza 500",2023,0,11.231015921801459,1,1]
["Nva Esperanza 500",2024,0,14.843824677949289,1,1]
["Nva Esperanza 500",2025,0,18.540720543384658,1,1]
["Nva Esperanza 500",2026,0,18.56312186056822,1,1]
["Nva Esperanza 500",2027,0,18.55440755403616,1,1]
["Nva Esperanza 500",2028,0,18.55440755403616,1,1]
["Nva Esperanza 500",2029,0,18.444726074747731,1,1]
["Nva Esperanza 500",2030,0,18.444726074747731,1,1]
["Nva Esperanza 500",2031,0,18.444726074747731,1,1]
["Nva Esperanza 500",2032,0,18.444726074820231,1,1]
["Nva Esperanza 500",2033,0,18.434327126536999,1,1]
["Nva Espinal 34.5",2023,2.2265625,18.92982255091415,1,1]
["Nva Espinal 34.5",2024,2.280426025390625,18.782347097047019,1,1]
["Nva Espinal 34.5",2025,5.717926025390625,18.369316433482378,1,1]
["Nva Espinal 34.5",2026,5.95703125,18.245376669790101,1,1]
["Nva Espinal 34.5",2027,5.95703125,18.247140880754749,1,1]
["Nva Espinal 34.5",2028,5.95703125,18.247140880754749,1,1]
["Nva Espinal 34.5",2029,5.95703125,18.223317570292998,1,1]
["Nva Espinal 34.5",2030,5.95703125,18.223317570292998,1,1]
["Nva Espinal 34.5",2031,6.25,18.223317570292998,1,1]
["Nva Espinal 34.5",2032,6.25,18.22331756961804,1,1]
["Nva Espinal 34.5",2033,6.25,18.275874341192289,1,1]
["Nvo Libare 13.2",2023,0,10.68635302828584,1,1]
["Nvo Libare 13.2",2024,0,10.8101933482868,1,1]
["Nvo Libare 13.2",2025,0,10.87207889978065,1,1]
["Nvo Libare 13.2",2026,0,10.882761734676,1,1]
["Nvo Libare 13.2",2027,0,2.4513383183351971,1,1]
["Nvo Libare 13.2",2028,0,2.4513383183164978,1,1]
["Nvo Libare 13.2",2029,0,2.450697501190187,1,1]
["Nvo Libare 13.2",2030,0,10.9330507024813,1,1]
["Nvo Libare 13.2",2031,0,10.9330507024813,1,1]
["Nvo Libare 13.2",2032,0,10.9330507022832,1,1]
["Nvo Libare 13.2",2033,0,10.928356451888691,1,1]
["Olaya 115",2023,0,0.62207295594096068,1,1]
["Olaya 115",2024,0,0.62339130346164018,1,1]
["Olaya 115",2025,0,0.62776717782879199,1,1]
["Olaya 115",2026,0,0.63167761619364304,1,1]
["Olaya 115",2027,0,1.384697117617214,1,1]
["Olaya 115",2028,0,1.3846971176223459,1,1]
["Olaya 115",2029,0,1.384330506650058,1,1]
["Olaya 115",2030,0,0.63283973466772825,1,1]
["Olaya 115",2031,0,0.63283973466772825,1,1]
["Olaya 115",2032,0,0.63283973466888055,1,1]
["Olaya 115",2033,0,0.63268037089623486,1,1]
["Oriente 115",2023,30.078125,19.89603454401508,1,1]
["Oriente 115",2024,31.7230224609375,19.958303946355841,1,1]
["Oriente 115",2025,61.283111572265618,19.748816344498859,1,1]
["Oriente 115",2026,84.5947265625,15.168832651557461,1,1]
["Oriente 115",2027,84.5947265625,15.17071475570361,1,1]
["Oriente 115",2028,84.5947265625,15.17071475570361,1,1]
["Oriente 115",2029,84.5947265625,15.14986220866794,1,1]
["Oriente 115",2030,84.5947265625,15.14986220866794,1,1]
["Oriente 115",2031,81.25,15.14986220866794,1,1]
["Oriente 115",2032,81.25,15.149862208197581,1,1]
["Oriente 115",2033,81.25,15.165719256054491,1,1]
["Oriente 34.5",2023,32.734375,11.000527413909261,1,1]
["Oriente 34.5",2024,37.55859375,12.60503567168797,1,1]
["Oriente 34.5",2025,39.74609375,10.74467527095309,1,1]
["Oriente 34.5",2026,42.55859375,10.02946933842721,1,1]
["Oriente 34.5",2027,42.87109375,10.0313898398998,1,1]
["Oriente 34.5",2028,42.87109375,10.0313898398998,1,1]
["Oriente 34.5",2029,41.435546875,10.009164166598939,1,1]
["Oriente 34.5",2030,41.748046875,10.009164166598939,1,1]
["Oriente 34.5",2031,42.03125,10.009164166598939,1,1]
["Oriente 34.5",2032,42.03125,10.009164166079319,1,1]
["Oriente 34.5",2033,42.34375,10.0253986543316,1,1]
["Paez 115",2023,0,8.890554963154937,1,1]
["Paez 115",2024,0,8.9807702485206136,1,1]
["Paez 115",2025,0,9.0804835428599393,1,1]
["Paez 115",2026,0,9.1328177419892604,1,1]
["Paez 115",2027,0,0.63283973466772825,1,1]
["Paez 115",2028,0,0.63283973466888055,1,1]
["Paez 115",2029,0,0.63268037089623486,1,1]
["Paez 115",2030,0,9.1538562841595894,1,1]
["Paez 115",2031,0,9.1538562841595894,1,1]
["Paez 115",2032,0,9.1538562841617122,1,1]
["Paez 115",2033,0,9.1519204659295106,1,1]
["Paez 13.8",2023,0,17.088791359400719,1,1]
["Paez 13.8",2024,0,17.17437054667824,1,1]
["Paez 13.8",2025,0,17.32263220442595,1,1]
["Paez 13.8",2026,0,0.94953756024259184,1,1]
["Paez 13.8",2027,0,0.94953756024259184,1,1]
["Paez 13.8",2028,0,0.94953756024368707,1,1]
["Paez 13.8",2029,0,17.428011112846558,1,1]
["Paez 13.8",2030,0,17.428011112846558,1,1]
["Paez 13.8",2031,0,17.428011112846558,1,1]
["Paez 13.8",2032,0,17.428011112850491,1,1]
["Paez 13.8",2033,0,17.424381455902001,1,1]
["Paez 220",2023,0,8.6402393779126623,1,1]
["Paez 220",2024,0,8.8414919036755091,1,1]
["Paez 220",2025,0,9.0675515080079645,1,1]
["Paez 220",2026,0,9.2250312655876492,1,1]
["Paez 220",2027,0,9.1538562841595894,1,1]
["Paez 220",2028,0,9.1538562841617122,1,1]
["Paez 220",2029,0,9.1519204659295106,1,1]
["Paez 220",2030,0,9.2472408601804243,1,1]
["Paez 220",2031,0,9.2472408601804243,1,1]
["Paez 220",2032,0,9.2472408601828384,1,1]
["Paez 220",2033,0,9.2449166144758266,1,1]
["Palermo 34.5",2023,26.86767578125,10.56441995946351,1,1]
["Palermo 34.5",2024,26.86767578125,10.56100160222142,1,1]
["Palermo 34.5",2025,26.86767578125,10.509812286022919,1,1]
["Palermo 34.5",2026,27.18017578125,10.38788437886247,1,1]
["Palermo 34.5",2027,27.18017578125,10.38827719021676,1,1]
["Palermo 34.5",2028,27.18017578125,10.38827719021676,1,1]
["Palermo 34.5",2029,27.18017578125,10.383695861726039,1,1]
["Palermo 34.5",2030,27.18017578125,10.383695861726039,1,1]
["Palermo 34.5",2031,27.1875,10.383695861726039,1,1]
["Palermo 34.5",2032,23.7353515625,10.38369586163523,1,1]
["Palermo 34.5",2033,18.59375,10.38727954367271,1,1]
["Panamericana  T13.8",2023,0,15.265344293349781,1,1]
["Panamericana  T13.8",2024,0,15.298483676643841,1,1]
["Panamericana  T13.8",2025,0,15.38107197678746,1,1]
["Panamericana  T13.8",2026,0,17.428011112846558,1,1]
["Panamericana  T13.8",2027,0,17.428011112846558,1,1]
["Panamericana  T13.8",2028,0,17.428011112850491,1,1]
["Panamericana  T13.8",2029,0,15.52351346673591,1,1]
["Panamericana  T13.8",2030,0,15.52351346673591,1,1]
["Panamericana  T13.8",2031,0,15.52351346673591,1,1]
["Panamericana  T13.8",2032,0,15.52351346679346,1,1]
["Panamericana  T13.8",2033,0,15.519403477473089,1,1]
["Panamericana 115",2023,0,4.0656488525641308,1,1]
["Panamericana 115",2024,0,4.0752071603154469,1,1]
["Panamericana 115",2025,0,4.0972748193924584,1,1]
["Panamericana 115",2026,0,4.1305082347396986,1,1]
["Panamericana 115",2027,0,9.2472408601804243,1,1]
["Panamericana 115",2028,0,9.2472408601828384,1,1]
["Panamericana 115",2029,0,9.2449166144758266,1,1]
["Panamericana 115",2030,0,4.1352140359628571,1,1]
["Panamericana 115",2031,0,4.1352140359628571,1,1]
["Panamericana 115",2032,0,4.135214035978187,1,1]
["Panamericana 115",2033,0,4.1341191943525262,1,1]
["Panamericana 138",2023,0,0.1,1,1]
["Panamericana 138",2024,0,0.1,1,1]
["Panamericana 138",2025,0,0.1,1,1]
["Panamericana 138",2026,0,15.52351346673591,1,1]
["Panamericana 138",2027,0,15.52351346673591,1,1]
["Panamericana 138",2028,0,15.52351346679346,1,1]
["Panamericana 138",2029,0,0.1,1,1]
["Panamericana 138",2030,0,0.1,1,1]
["Panamericana 138",2031,0,0.1,1,1]
["Panamericana 138",2032,0,0.1,1,1]
["Panamericana 138",2033,0,0.1,1,1]
["Panamericana 34.5",2023,0,5.6093557564573473,1,1]
["Panamericana 34.5",2024,0,5.6198129622413244,1,1]
["Panamericana 34.5",2025,0,5.6495787206305259,1,1]
["Panamericana 34.5",2026,0,0.1,1,1]
["Panamericana 34.5",2027,0,0.1,1,1]
["Panamericana 34.5",2028,0,0.1,1,1]
["Panamericana 34.5",2029,0,5.7019241173333306,1,1]
["Panamericana 34.5",2030,0,5.7019241173333306,1,1]
["Panamericana 34.5",2031,0,5.7019241173333306,1,1]
["Panamericana 34.5",2032,0,5.7019241173544639,1,1]
["Panamericana 34.5",2033,0,5.7004144726770267,1,1]
["Papayo 115",2023,161.42425537109381,19.558021548959871,1,1]
["Papayo 115",2024,180.17425537109381,19.278301309773699,1,1]
["Papayo 115",2025,78.826236724853501,18.235170071821301,1,1]
["Papayo 115",2026,49.266397953033433,18.003997637237109,1,1]
["Papayo 115",2027,55.516397953033433,18.007323781864759,1,1]
["Papayo 115",2028,52.046623080968843,18.007323781864759,1,1]
["Papayo 115",2029,61.421623080968857,17.991669804283941,1,1]
["Papayo 115",2030,61.421623080968857,17.991669804283941,1,1]
["Papayo 115",2031,62.5,17.991669804283941,1,1]
["Papayo 115",2032,62.5,17.991669628628269,1,1]
["Papayo 115",2033,62.5,18.0340071281612,1,1]
["Papayo 34.5",2023,50.48095703125,10.843299271948011,1,1]
["Papayo 34.5",2024,50.48095703125,10.36806509892541,1,1]
["Papayo 34.5",2025,49.825897216796882,7.4635982221336299,1,1]
["Papayo 34.5",2026,44.912948608398438,7.1587973537007414,1,1]
["Papayo 34.5",2027,45.225448608398438,7.1648634697961384,1,1]
["Papayo 34.5",2028,45.537948608398438,7.1648634697961384,1,1]
["Papayo 34.5",2029,49.287948608398438,8.5061862716026511,1,1]
["Papayo 34.5",2030,49.287948608398438,8.5061862716026511,1,1]
["Papayo 34.5",2031,49.0625,8.5061862716026511,1,1]
["Papayo 34.5",2032,49.0625,8.5061862757721798,1,1]
["Papayo 34.5",2033,49.0625,8.5781074002801496,1,1]
["Papeles 115",2023,0,12.687620740324499,1,1]
["Papeles 115",2024,0,12.981521379793319,1,1]
["Papeles 115",2025,0,13.0855866201039,1,1]
["Papeles 115",2026,0,13.09202675103514,1,1]
["Papeles 115",2027,0,2.991905766310599,1,1]
["Papeles 115",2028,0,2.991905766232505,1,1]
["Papeles 115",2029,0,2.990296415881748,1,1]
["Papeles 115",2030,0,13.143774458725289,1,1]
["Papeles 115",2031,0,13.143774458725289,1,1]
["Papeles 115",2032,0,13.143774458569441,1,1]
["Papeles 115",2033,0,13.139294331494879,1,1]
["Paraiso 1 13.8",2023,0,81.647310043680804,1,1]
["Paraiso 1 13.8",2024,0,83.168635816432257,1,1]
["Paraiso 1 13.8",2025,0,84.431555542888304,1,1]
["Paraiso 1 13.8",2026,0,84.673418078032356,1,1]
["Paraiso 1 13.8",2027,0,84.645346525128787,1,1]
["Paraiso 1 13.8",2028,0,84.645346525128787,1,1]
["Paraiso 1 13.8",2029,0,84.958190776296149,1,1]
["Paraiso 1 13.8",2030,0,84.958190776296149,1,1]
["Paraiso 1 13.8",2031,0,84.958190776296149,1,1]
["Paraiso 1 13.8",2032,0,84.958190776208639,1,1]
["Paraiso 1 13.8",2033,0,84.909101000633115,1,1]
["Paraiso 2 13.8",2023,0,81.490695743902663,1,1]
["Paraiso 2 13.8",2024,0,83.006821805530393,1,1]
["Paraiso 2 13.8",2025,0,84.265475280189449,1,1]
["Paraiso 2 13.8",2026,0,84.506622813895873,1,1]
["Paraiso 2 13.8",2027,0,84.478629202701256,1,1]
["Paraiso 2 13.8",2028,0,84.478629202701256,1,1]
["Paraiso 2 13.8",2029,0,84.790758808773091,1,1]
["Paraiso 2 13.8",2030,0,84.790758808773091,1,1]
["Paraiso 2 13.8",2031,0,84.790758808773091,1,1]
["Paraiso 2 13.8",2032,0,84.790758808685823,1,1]
["Paraiso 2 13.8",2033,0,84.74180855792487,1,1]
["Paraiso 220",2023,0,28.67246537903954,1,1]
["Paraiso 220",2024,0,30.230959277915659,1,1]
["Paraiso 220",2025,0,31.526186569218389,1,1]
["Paraiso 220",2026,0,31.680517155069449,1,1]
["Paraiso 220",2027,0,31.667279461592059,1,1]
["Paraiso 220",2028,0,31.667279461592059,1,1]
["Paraiso 220",2029,0,31.693999793719112,1,1]
["Paraiso 220",2030,0,31.693999793719112,1,1]
["Paraiso 220",2031,0,31.693999793719112,1,1]
["Paraiso 220",2032,0,31.693999794815401,1,1]
["Paraiso 220",2033,0,31.66791121376588,1,1]
["Paraiso 3 13.8",2023,0,81.804794174300113,1,1]
["Paraiso 3 13.8",2024,0,83.331353945843659,1,1]
["Paraiso 3 13.8",2025,0,84.598567869127194,1,1]
["Paraiso 3 13.8",2026,0,84.841149594295473,1,1]
["Paraiso 3 13.8",2027,0,84.812999671288139,1,1]
["Paraiso 3 13.8",2028,0,84.812999671288139,1,1]
["Paraiso 3 13.8",2029,0,85.126561578706799,1,1]
["Paraiso 3 13.8",2030,0,85.126561578706799,1,1]
["Paraiso 3 13.8",2031,0,85.126561578706799,1,1]
["Paraiso 3 13.8",2032,0,85.126561578619047,1,1]
["Paraiso 3 13.8",2033,0,85.077331492160468,1,1]
["Pasto 115",2023,0,9.1913270807041396,1,1]
["Pasto 115",2024,0,9.226018075628966,1,1]
["Pasto 115",2025,0,9.2780735641927699,1,1]
["Pasto 115",2026,0,9.3513115273099352,1,1]
["Pasto 115",2027,0,4.1352140359628571,1,1]
["Pasto 115",2028,0,4.135214035978187,1,1]
["Pasto 115",2029,0,4.1341191943525262,1,1]
["Pasto 115",2030,0,9.3618797785628836,1,1]
["Pasto 115",2031,0,9.3618797785628836,1,1]
["Pasto 115",2032,0,9.3618797785963856,1,1]
["Pasto 115",2033,0,9.3594518615982736,1,1]
["Pata 34.5",2023,1.40625,11.68284589443007,1,1]
["Pata 34.5",2024,1.4520263671875,11.677786229202921,1,1]
["Pata 34.5",2025,1.2890625,11.659846843219659,1,1]
["Pata 34.5",2026,1.323394775390625,11.616242606048729,1,1]
["Pata 34.5",2027,1.2890625,11.616407052868009,1,1]
["Pata 34.5",2028,1.435546875,11.616407052868009,1,1]
["Pata 34.5",2029,1.5625,11.61448566766194,1,1]
["Pata 34.5",2030,1.31103515625,11.61448566766194,1,1]
["Pata 34.5",2031,1.40625,11.61448566766194,1,1]
["Pata 34.5",2032,1.31103515625,11.61448566762397,1,1]
["Pata 34.5",2033,1.2890625,11.615985169396231,1,1]
["Pavas 115",2023,0,11.350825562715009,1,1]
["Pavas 115",2024,0,11.582376468095189,1,1]
["Pavas 115",2025,0,11.69402542999619,1,1]
["Pavas 115",2026,0,11.702984673394401,1,1]
["Pavas 115",2027,0,13.143774458725289,1,1]
["Pavas 115",2028,0,13.143774458569441,1,1]
["Pavas 115",2029,0,13.139294331494879,1,1]
["Pavas 115",2030,0,11.75175253048713,1,1]
["Pavas 115",2031,0,11.75175253048713,1,1]
["Pavas 115",2032,0,11.75175253031048,1,1]
["Pavas 115",2033,0,11.74707290355424,1,1]
["Pavco 115",2023,0,18.716265236700881,1,1]
["Pavco 115",2024,0,20.246709911318071,1,1]
["Pavco 115",2025,0,21.124396641790241,1,1]
["Pavco 115",2026,0,21.162332873794039,1,1]
["Pavco 115",2027,0,21.14996918401701,1,1]
["Pavco 115",2028,0,21.14996918401701,1,1]
["Pavco 115",2029,0,21.21039282920853,1,1]
["Pavco 115",2030,0,21.21039282920853,1,1]
["Pavco 115",2031,0,21.21039282920853,1,1]
["Pavco 115",2032,0,21.210392829400799,1,1]
["Pavco 115",2033,0,21.193200929955431,1,1]
["PCH Alto Ovejas",2023,0,0.1,1,1]
["PCH Alto Ovejas",2024,0,6.6889423924588289,1,1]
["PCH Alto Ovejas",2025,0,6.7166816275067642,1,1]
["PCH Alto Ovejas",2026,0,6.7417873186698483,1,1]
["PCH Alto Ovejas",2027,0,19.035024468800351,1,1]
["PCH Alto Ovejas",2028,0,19.035024468826109,1,1]
["PCH Alto Ovejas",2029,0,19.0314639451929,1,1]
["PCH Alto Ovejas",2030,0,6.7492624633358096,1,1]
["PCH Alto Ovejas",2031,0,6.7492624633355893,1,1]
["PCH Alto Ovejas",2032,0,6.7492624633429852,1,1]
["PCH Alto Ovejas",2033,0,6.7482389596856551,1,1]
["PCH Bosque 13.8",2023,0,2.927196012524079,1,1]
["PCH Bosque 13.8",2024,0,2.9553796954835891,1,1]
["PCH Bosque 13.8",2025,0,2.9761364761713849,1,1]
["PCH Bosque 13.8",2026,0,2.9813345923629719,1,1]
["PCH Bosque 13.8",2027,0,10.9330507024813,1,1]
["PCH Bosque 13.8",2028,0,10.9330507022832,1,1]
["PCH Bosque 13.8",2029,0,10.928356451888691,1,1]
["PCH Bosque 13.8",2030,0,2.991905766310599,1,1]
["PCH Bosque 13.8",2031,0,2.991905766310599,1,1]
["PCH Bosque 13.8",2032,0,2.991905766232505,1,1]
["PCH Bosque 13.8",2033,0,2.990296415881748,1,1]
["PCH Coello 13.8",2023,0,2.1455665238550341,1,1]
["PCH Coello 13.8",2024,0,2.2055196706631488,1,1]
["PCH Coello 13.8",2025,0,2.3726705246148061,1,1]
["PCH Coello 13.8",2026,0,2.4028999642370601,1,1]
["PCH Coello 13.8",2027,0,2.4022286481462132,1,1]
["PCH Coello 13.8",2028,0,2.4022286481462132,1,1]
["PCH Coello 13.8",2029,0,2.4116271899305728,1,1]
["PCH Coello 13.8",2030,0,2.4116271899305728,1,1]
["PCH Coello 13.8",2031,0,2.4116271899305728,1,1]
["PCH Coello 13.8",2032,0,2.4116271901366999,1,1]
["PCH Coello 13.8",2033,0,2.3895623728340292,1,1]
["PCH Currucucues 13.8",2023,0,3.0116476176513292,1,1]
["PCH Currucucues 13.8",2024,0,3.0619202833366188,1,1]
["PCH Currucucues 13.8",2025,0,3.210129870029653,1,1]
["PCH Currucucues 13.8",2026,0,3.2463102718087411,1,1]
["PCH Currucucues 13.8",2027,0,3.245686627446795,1,1]
["PCH Currucucues 13.8",2028,0,3.245686627446795,1,1]
["PCH Currucucues 13.8",2029,0,3.2545301590095339,1,1]
["PCH Currucucues 13.8",2030,0,3.2545301590095339,1,1]
["PCH Currucucues 13.8",2031,0,3.2545301590095339,1,1]
["PCH Currucucues 13.8",2032,0,3.2545301585412401,1,1]
["PCH Currucucues 13.8",2033,0,3.246732686493683,1,1]
["PCH Patico II 13.8",2023,0,0.1,1,1]
["PCH Patico II 13.8",2024,0,18.82254074052106,1,1]
["PCH Patico II 13.8",2025,0,18.921694199076171,1,1]
["PCH Patico II 13.8",2026,0,19.009118337084821,1,1]
["PCH Patico II 13.8",2027,0,3.8030325826445912,1,1]
["PCH Patico II 13.8",2028,0,3.803032582649629,1,1]
["PCH Patico II 13.8",2029,0,3.8023356417541878,1,1]
["PCH Patico II 13.8",2030,0,19.035024468800351,1,1]
["PCH Patico II 13.8",2031,0,19.035024468799861,1,1]
["PCH Patico II 13.8",2032,0,19.035024468825611,1,1]
["PCH Patico II 13.8",2033,0,19.031463945192389,1,1]
["PCH Piendamó",2023,0,3.7623484256005488,1,1]
["PCH Piendamó",2024,0,3.7619390659361658,1,1]
["PCH Piendamó",2025,0,3.780847028182091,1,1]
["PCH Piendamó",2026,0,3.797941952437379,1,1]
["PCH Piendamó",2027,0,28.625550736512562,1,1]
["PCH Piendamó",2028,0,28.625550736309052,1,1]
["PCH Piendamó",2029,0,28.616806248813059,1,1]
["PCH Piendamó",2030,0,3.8030325826445912,1,1]
["PCH Piendamó",2031,0,3.8030325826445912,1,1]
["PCH Piendamó",2032,0,3.803032582649629,1,1]
["PCH Piendamó",2033,0,3.8023356417541878,1,1]
["PCH Tunjita 13.8",2023,0,11.72793613460863,1,1]
["PCH Tunjita 13.8",2024,0,11.92329745102319,1,1]
["PCH Tunjita 13.8",2025,0,12.16636677877251,1,1]
["PCH Tunjita 13.8",2026,0,12.24662387230928,1,1]
["PCH Tunjita 13.8",2027,0,12.24459256232651,1,1]
["PCH Tunjita 13.8",2028,0,12.24459256232651,1,1]
["PCH Tunjita 13.8",2029,0,12.30720454363416,1,1]
["PCH Tunjita 13.8",2030,0,12.30720454363416,1,1]
["PCH Tunjita 13.8",2031,0,12.30720454363416,1,1]
["PCH Tunjita 13.8",2032,0,12.30720454364419,1,1]
["PCH Tunjita 13.8",2033,0,12.305351966624871,1,1]
["Peldar 115",2023,0,5.4544558861924974,1,1]
["Peldar 115",2024,0,5.6113725203517202,1,1]
["Peldar 115",2025,0,10.682741691129291,1,1]
["Peldar 115",2026,0,10.69798527185028,1,1]
["Peldar 115",2027,0,10.691729252936121,1,1]
["Peldar 115",2028,0,10.691729252936121,1,1]
["Peldar 115",2029,0,10.744283800709789,1,1]
["Peldar 115",2030,0,10.744283800709789,1,1]
["Peldar 115",2031,0,10.744283800709789,1,1]
["Peldar 115",2032,0,10.74428380074982,1,1]
["Peldar 115",2033,0,10.738809169619451,1,1]
["Peñas blancas 34.5",2023,0,1.4199214901424371,1,1]
["Peñas blancas 34.5",2024,0,1.4262092358447509,1,1]
["Peñas blancas 34.5",2025,0,1.45992622616521,1,1]
["Peñas blancas 34.5",2026,0,1.5427545262104061,1,1]
["Peñas blancas 34.5",2027,0,1.5424675155036269,1,1]
["Peñas blancas 34.5",2028,0,1.5424675155036269,1,1]
["Peñas blancas 34.5",2029,0,1.5458184337854819,1,1]
["Peñas blancas 34.5",2030,0,1.5458184337854819,1,1]
["Peñas blancas 34.5",2031,0,1.5458184337854819,1,1]
["Peñas blancas 34.5",2032,0,1.545818433851802,1,1]
["Peñas blancas 34.5",2033,0,1.543200794140537,1,1]
["Perales 115",2023,23.4375,0.1,1,1]
["Perales 115",2024,23.4375,0.1,1,1]
["Perales 115",2025,25,29.996498705891621,1,1]
["Perales 115",2026,23.4375,29.85155872461787,1,1]
["Perales 115",2027,23.4375,29.854029652462849,1,1]
["Perales 115",2028,23.4375,29.854029652462849,1,1]
["Perales 115",2029,23.4375,29.910409395052412,1,1]
["Perales 115",2030,23.4375,29.910409395052412,1,1]
["Perales 115",2031,23.4375,29.910409395052412,1,1]
["Perales 115",2032,23.4375,29.910422427797521,1,1]
["Perales 115",2033,23.4375,29.94949159204398,1,1]
["Perales 34.5",2023,22.8125,29.710008711057171,1,1]
["Perales 34.5",2024,23.125,29.471384891621259,1,1]
["Perales 34.5",2025,4.697265625,29.81076928930052,1,1]
["Perales 34.5",2026,5.634765625,29.656633315729259,1,1]
["Perales 34.5",2027,5.634765625,29.659228481017561,1,1]
["Perales 34.5",2028,5.947265625,29.659228481017561,1,1]
["Perales 34.5",2029,5.947265625,29.62058253385354,1,1]
["Perales 34.5",2030,5.947265625,29.62058253385354,1,1]
["Perales 34.5",2031,6.25,29.62058253385354,1,1]
["Perales 34.5",2032,6.25,29.62058292173602,1,1]
["Perales 34.5",2033,6.25,29.65631367136913,1,1]
["Peralonso 115",2023,0,11.507240678978951,1,1]
["Peralonso 115",2024,0,11.8376188327034,1,1]
["Peralonso 115",2025,0,11.996702269964739,1,1]
["Peralonso 115",2026,0,12.00281509743145,1,1]
["Peralonso 115",2027,0,6.0510503657265824,1,1]
["Peralonso 115",2028,0,6.0510503656962742,1,1]
["Peralonso 115",2029,0,6.0493901680163651,1,1]
["Peralonso 115",2030,0,12.06035207971262,1,1]
["Peralonso 115",2031,0,12.06035207971262,1,1]
["Peralonso 115",2032,0,12.06035207960514,1,1]
["Peralonso 115",2033,0,12.056417160244861,1,1]
["Picaleña 115",2023,0,0.1,1,1]
["Picaleña 115",2024,125,30.0978966538427,1,1]
["Picaleña 115",2025,23.4375,28.737045075980252,1,1]
["Picaleña 115",2026,23.4375,28.567515789594729,1,1]
["Picaleña 115",2027,23.4375,28.57032116228913,1,1]
["Picaleña 115",2028,23.4375,28.57032116228913,1,1]
["Picaleña 115",2029,23.4375,28.584133665365709,1,1]
["Picaleña 115",2030,23.4375,28.584133665365709,1,1]
["Picaleña 115",2031,23.4375,28.584133665365709,1,1]
["Picaleña 115",2032,23.4375,28.584133575004209,1,1]
["Picaleña 115",2033,23.4375,28.628965626701991,1,1]
["Pital 34.5",2023,0,1.885117185696527,1,1]
["Pital 34.5",2024,0,1.252685539122707,1,1]
["Pital 34.5",2025,0,1.9136942564025761,1,1]
["Pital 34.5",2026,0,1.2909804502494291,1,1]
["Pital 34.5",2027,0,1.2907608322104309,1,1]
["Pital 34.5",2028,0,1.2907608322104309,1,1]
["Pital 34.5",2029,0,1.2929055861957841,1,1]
["Pital 34.5",2030,0,1.2929055861957841,1,1]
["Pital 34.5",2031,0,1.2929055861957841,1,1]
["Pital 34.5",2032,0,1.292905586214748,1,1]
["Pital 34.5",2033,0,1.2920956242890549,1,1]
["Pitalito 115",2023,0,2.7098620987164042,1,1]
["Pitalito 115",2024,0,2.717240601807867,1,1]
["Pitalito 115",2025,0,2.749145322159853,1,1]
["Pitalito 115",2026,0,2.8029131443606161,1,1]
["Pitalito 115",2027,0,2.802437711159476,1,1]
["Pitalito 115",2028,0,2.802437711159476,1,1]
["Pitalito 115",2029,0,2.8070471447124712,1,1]
["Pitalito 115",2030,0,2.8070471447124712,1,1]
["Pitalito 115",2031,0,2.8070471447124712,1,1]
["Pitalito 115",2032,0,2.8070471447536609,1,1]
["Pitalito 115",2033,0,2.8052886239956591,1,1]
["Planta diesel 34.5",2023,0,6.5994241591304492,1,1]
["Planta diesel 34.5",2024,0,5.680998632870117,1,1]
["Planta diesel 34.5",2025,0,6.7860073280768267,1,1]
["Planta diesel 34.5",2026,0,7.1164978992617236,1,1]
["Planta diesel 34.5",2027,0,7.1151286175189163,1,1]
["Planta diesel 34.5",2028,0,7.1151286175189163,1,1]
["Planta diesel 34.5",2029,0,7.1309616047571618,1,1]
["Planta diesel 34.5",2030,0,7.1309616047571618,1,1]
["Planta diesel 34.5",2031,0,7.1309616047571618,1,1]
["Planta diesel 34.5",2032,0,7.1309616051177924,1,1]
["Planta diesel 34.5",2033,0,7.1193744433736974,1,1]
["Plata2 34.5",2023,0,1.0394760656599791,1,1]
["Plata2 34.5",2024,0,0.81367919545205913,1,1]
["Plata2 34.5",2025,0,1.055173738489573,1,1]
["Plata2 34.5",2026,0,0.83851300242091831,1,1]
["Plata2 34.5",2027,0,0.8383703348098055,1,1]
["Plata2 34.5",2028,0,0.8383703348098055,1,1]
["Plata2 34.5",2029,0,0.83976414068675187,1,1]
["Plata2 34.5",2030,0,0.83976414068675187,1,1]
["Plata2 34.5",2031,0,0.83976414068675187,1,1]
["Plata2 34.5",2032,0,0.83976414069906868,1,1]
["Plata2 34.5",2033,0,0.83923805666961249,1,1]
["Popayan 115",2023,0,7.9491270506567551,1,1]
["Popayan 115",2024,0,8.3332659354650858,1,1]
["Popayan 115",2025,0,8.4039200303892123,1,1]
["Popayan 115",2026,0,8.4549365555835898,1,1]
["Popayan 115",2027,0,9.3618797785628836,1,1]
["Popayan 115",2028,0,9.3618797785963856,1,1]
["Popayan 115",2029,0,9.3594518615982736,1,1]
["Popayan 115",2030,0,8.4686391972667252,1,1]
["Popayan 115",2031,0,8.4686391972667252,1,1]
["Popayan 115",2032,0,8.4686391972824051,1,1]
["Popayan 115",2033,0,8.4666137300193753,1,1]
["Portugal 115",2023,0,14.909396128740999,1,1]
["Portugal 115",2024,0,15.854258189490951,1,1]
["Portugal 115",2025,0,16.004962557475501,1,1]
["Portugal 115",2026,0,16.03474588891461,1,1]
["Portugal 115",2027,0,16.025021324316789,1,1]
["Portugal 115",2028,0,16.025021324316789,1,1]
["Portugal 115",2029,0,16.089602920856919,1,1]
["Portugal 115",2030,0,16.089602920856919,1,1]
["Portugal 115",2031,0,16.089602920856919,1,1]
["Portugal 115",2032,0,16.089602920957621,1,1]
["Portugal 115",2033,0,16.078687245162051,1,1]
["PP__F",2023,0,2.3173765280984568,1,1]
["PP__F",2024,0,2.199073580889928,1,1]
["PP__F",2025,0,3.5024872750731428,1,1]
["PP__F",2026,0,2.9843583440120072,1,1]
["PP__F",2027,0,2.983611869569164,1,1]
["PP__F",2028,0,2.983611869569164,1,1]
["PP__F",2029,0,2.3840391875138649,1,1]
["PP__F",2030,0,2.3840391875138649,1,1]
["PP__F",2031,0,2.3840391875138649,1,1]
["PP__F",2032,0,2.384039187076382,1,1]
["PP__F",2033,0,2.3765826015511839,1,1]
["PP_A1",2023,0,6.0905727083387697,1,1]
["PP_A1",2024,0,6.2290880028414364,1,1]
["PP_A1",2025,0,8.8805353210986109,1,1]
["PP_A1",2026,0,8.9028845103288194,1,1]
["PP_A1",2027,0,8.9006606556575534,1,1]
["PP_A1",2028,0,8.9006606556575534,1,1]
["PP_A1",2029,0,6.760948809983673,1,1]
["PP_A1",2030,0,6.760948809983673,1,1]
["PP_A1",2031,0,6.760948809983673,1,1]
["PP_A1",2032,0,6.7609488087802001,1,1]
["PP_A1",2033,0,6.7398025149598499,1,1]
["PP_A2",2023,0,5.2786905830682054,1,1]
["PP_A2",2024,0,5.3974363277010733,1,1]
["PP_A2",2025,0,7.884111723035204,1,1]
["PP_A2",2026,0,7.8624622717683987,1,1]
["PP_A2",2027,0,7.8604979489560636,1,1]
["PP_A2",2028,0,7.8604979489560636,1,1]
["PP_A2",2029,0,5.8568045052545026,1,1]
["PP_A2",2030,0,5.8568045052545026,1,1]
["PP_A2",2031,0,5.8568045052545026,1,1]
["PP_A2",2032,0,5.856804504206786,1,1]
["PP_A2",2033,0,5.8384861124605916,1,1]
["PP_B",2023,0,2.3170981550253948,1,1]
["PP_B",2024,0,2.1988367968227651,1,1]
["PP_B",2025,0,3.5019973589241959,1,1]
["PP_B",2026,0,2.984017232044732,1,1]
["PP_B",2027,0,2.9832708430357622,1,1]
["PP_B",2028,0,2.9832708430357622,1,1]
["PP_B",2029,0,2.3837823338001431,1,1]
["PP_B",2030,0,2.3837823338001431,1,1]
["PP_B",2031,0,2.3837823338001431,1,1]
["PP_B",2032,0,2.3837823333627051,1,1]
["PP_B",2033,0,2.3763265512016871,1,1]
["PP_C 34.5",2023,0,5.4452953180064876,1,1]
["PP_C 34.5",2024,0,5.5682431649518644,1,1]
["PP_C 34.5",2025,0,8.1977618737932669,1,1]
["PP_C 34.5",2026,0,8.1788148777812459,1,1]
["PP_C 34.5",2027,0,8.1767720635718266,1,1]
["PP_C 34.5",2028,0,8.1767720635718266,1,1]
["PP_C 34.5",2029,0,6.0424602939370251,1,1]
["PP_C 34.5",2030,0,6.0424602939370251,1,1]
["PP_C 34.5",2031,0,6.0424602939370251,1,1]
["PP_C 34.5",2032,0,6.0424602928572666,1,1]
["PP_C 34.5",2033,0,6.0235612234614839,1,1]
["PP_D",2023,0,2.0523629968361412,1,1]
["PP_D",2024,0,1.800419235692015,1,1]
["PP_D",2025,0,3.4383323626273818,1,1]
["PP_D",2026,0,2.5036780235014109,1,1]
["PP_D",2027,0,2.5030526326215599,1,1]
["PP_D",2028,0,2.5030526326215599,1,1]
["PP_D",2029,0,1.9516437448666311,1,1]
["PP_D",2030,0,1.9516437448666311,1,1]
["PP_D",2031,0,1.9516437448666311,1,1]
["PP_D",2032,0,1.951643744507126,1,1]
["PP_D",2033,0,1.945539566954102,1,1]
["PP_F 34.5",2023,0,19.70405444999837,1,1]
["PP_F 34.5",2024,0,20.156954902616221,1,1]
["PP_F 34.5",2025,0,22.803484911188679,1,1]
["PP_F 34.5",2026,0,23.096886383352949,1,1]
["PP_F 34.5",2027,0,23.091125441948002,1,1]
["PP_F 34.5",2028,0,23.091125441948002,1,1]
["PP_F 34.5",2029,0,21.928471804216919,1,1]
["PP_F 34.5",2030,0,21.928471804216919,1,1]
["PP_F 34.5",2031,0,21.928471804216919,1,1]
["PP_F 34.5",2032,0,21.928471800259121,1,1]
["PP_F 34.5",2033,0,21.859889371723369,1,1]
["PP_G",2023,0,2.0537469691893668,1,1]
["PP_G",2024,0,1.7952117928297959,1,1]
["PP_G",2025,0,3.4427246531059832,1,1]
["PP_G",2026,0,2.4924700708111049,1,1]
["PP_G",2027,0,2.491847460822874,1,1]
["PP_G",2028,0,2.491847460822874,1,1]
["PP_G",2029,0,1.9459961953324301,1,1]
["PP_G",2030,0,1.9459961953324301,1,1]
["PP_G",2031,0,1.9459961953324301,1,1]
["PP_G",2032,0,1.945996194973947,1,1]
["PP_G",2033,0,1.9399096813235841,1,1]
["PP_H",2023,0,2.0530031755927558,1,1]
["PP_H",2024,0,1.797782480731793,1,1]
["PP_H",2025,0,3.4403994423398041,1,1]
["PP_H",2026,0,2.498010522007164,1,1]
["PP_H",2027,0,2.4973865373896911,1,1]
["PP_H",2028,0,2.4973865373896911,1,1]
["PP_H",2029,0,1.948784142702765,1,1]
["PP_H",2030,0,1.948784142702765,1,1]
["PP_H",2031,0,1.948784142702765,1,1]
["PP_H",2032,0,1.9487841423437779,1,1]
["PP_H",2033,0,1.942688908799828,1,1]
["PR_A 34.5",2023,0,3.1392687815025631,1,1]
["PR_A 34.5",2024,0,3.1972811096181588,1,1]
["PR_A 34.5",2025,0,3.3529924116236831,1,1]
["PR_A 34.5",2026,0,3.4378037535761301,1,1]
["PR_A 34.5",2027,0,3.4370221241251939,1,1]
["PR_A 34.5",2028,0,3.4370221241251939,1,1]
["PR_A 34.5",2029,0,3.4474299760682232,1,1]
["PR_A 34.5",2030,0,3.4474299760682232,1,1]
["PR_A 34.5",2031,0,3.4474299760682232,1,1]
["PR_A 34.5",2032,0,3.4474299762677729,1,1]
["PR_A 34.5",2033,0,3.4281094021700018,1,1]
["Prado 115",2023,13.18359375,23.188442118949961,1,1]
["Prado 115",2024,13.085579872131349,23.045374753445881,1,1]
["Prado 115",2025,31.835579872131351,22.58742741493187,1,1]
["Prado 115",2026,34.1827392578125,22.250049781174841,1,1]
["Prado 115",2027,34.1827392578125,22.252129789030541,1,1]
["Prado 115",2028,34.1827392578125,22.252129789030541,1,1]
["Prado 115",2029,34.1827392578125,22.226134861319039,1,1]
["Prado 115",2030,34.1827392578125,22.226134861319039,1,1]
["Prado 115",2031,34.375,22.226134861319039,1,1]
["Prado 115",2032,35.9375,22.226134859586629,1,1]
["Prado 115",2033,35.9375,22.278108802537801,1,1]
["Prado 34.5",2023,0,3.3703712088657989,1,1]
["Prado 34.5",2024,0,3.4326356150272139,1,1]
["Prado 34.5",2025,0,3.599951056870252,1,1]
["Prado 34.5",2026,0,3.691432539603722,1,1]
["Prado 34.5",2027,0,3.6905933362948509,1,1]
["Prado 34.5",2028,0,3.6905933362948509,1,1]
["Prado 34.5",2029,0,3.7017606506293221,1,1]
["Prado 34.5",2030,0,3.7017606506293221,1,1]
["Prado 34.5",2031,0,3.7017606506293221,1,1]
["Prado 34.5",2032,0,3.7017606508430778,1,1]
["Prado 34.5",2033,0,3.6810147206475561,1,1]
["Prado 4.2",2023,0,22.27527286773249,1,1]
["Prado 4.2",2024,0,22.574573690137139,1,1]
["Prado 4.2",2025,0,23.37692339074589,1,1]
["Prado 4.2",2026,0,23.811521594542221,1,1]
["Prado 4.2",2027,0,23.807495855768391,1,1]
["Prado 4.2",2028,0,23.807495855768391,1,1]
["Prado 4.2",2029,0,23.861186758434059,1,1]
["Prado 4.2",2030,0,23.861186758434059,1,1]
["Prado 4.2",2031,0,23.861186758434059,1,1]
["Prado 4.2",2032,0,23.86118675945832,1,1]
["Prado 4.2",2033,0,23.761597196584219,1,1]
["Prado dist 34.5",2023,0,3.139329024771278,1,1]
["Prado dist 34.5",2024,0,3.1973389724999879,1,1]
["Prado dist 34.5",2025,0,3.353056786046674,1,1]
["Prado dist 34.5",2026,0,3.437866100471981,1,1]
["Prado dist 34.5",2027,0,3.4370844568666201,1,1]
["Prado dist 34.5",2028,0,3.4370844568666201,1,1]
["Prado dist 34.5",2029,0,3.447492495665736,1,1]
["Prado dist 34.5",2030,0,3.447492495665736,1,1]
["Prado dist 34.5",2031,0,3.447492495665736,1,1]
["Prado dist 34.5",2032,0,3.4474924958652871,1,1]
["Prado dist 34.5",2033,0,3.4281715713862209,1,1]
["Prado6.6 1",2023,0,25.107017100727521,1,1]
["Prado6.6 1",2024,0,25.47535296118371,1,1]
["Prado6.6 1",2025,0,26.48125689962405,1,1]
["Prado6.6 1",2026,0,27.048939731916018,1,1]
["Prado6.6 1",2027,0,27.043947595165541,1,1]
["Prado6.6 1",2028,0,27.043947595165541,1,1]
["Prado6.6 1",2029,0,27.110031262016381,1,1]
["Prado6.6 1",2030,0,27.110031262016381,1,1]
["Prado6.6 1",2031,0,27.110031262016381,1,1]
["Prado6.6 1",2032,0,27.110031263289059,1,1]
["Prado6.6 1",2033,0,26.986393099834501,1,1]
["Prado6.6 2",2023,0,25.107018911339772,1,1]
["Prado6.6 2",2024,0,25.475354949873051,1,1]
["Prado6.6 2",2025,0,26.481259326926448,1,1]
["Prado6.6 2",2026,0,27.048941981014721,1,1]
["Prado6.6 2",2027,0,27.043949843164309,1,1]
["Prado6.6 2",2028,0,27.043949843164309,1,1]
["Prado6.6 2",2029,0,27.110033528859841,1,1]
["Prado6.6 2",2030,0,27.110033528859841,1,1]
["Prado6.6 2",2031,0,27.110033528859841,1,1]
["Prado6.6 2",2032,0,27.110033530132501,1,1]
["Prado6.6 2",2033,0,26.986395300727821,1,1]
["Prado6.6 3",2023,0,25.30432195343716,1,1]
["Prado6.6 3",2024,0,25.676383313252309,1,1]
["Prado6.6 3",2025,0,26.69287931831791,1,1]
["Prado6.6 3",2026,0,27.267035649005319,1,1]
["Prado6.6 3",2027,0,27.261992127775969,1,1]
["Prado6.6 3",2028,0,27.261992127775969,1,1]
["Prado6.6 3",2029,0,27.32874510062943,1,1]
["Prado6.6 3",2030,0,27.32874510062943,1,1]
["Prado6.6 3",2031,0,27.32874510062943,1,1]
["Prado6.6 3",2032,0,27.328745101915331,1,1]
["Prado6.6 3",2033,0,27.203831183608759,1,1]
["Primavera - Bacta 500 shn",2023,0,21.002212682564789,1,1]
["Primavera - Bacta 500 shn",2024,0,23.887978879906239,1,1]
["Primavera - Bacta 500 shn",2025,0,24.65622007593371,1,1]
["Primavera - Bacta 500 shn",2026,0,24.63618349086833,1,1]
["Primavera - Bacta 500 shn",2027,0,24.643183322062651,1,1]
["Primavera - Bacta 500 shn",2028,0,24.643183322062651,1,1]
["Primavera - Bacta 500 shn",2029,0,24.330784960431551,1,1]
["Primavera - Bacta 500 shn",2030,0,24.330784960431551,1,1]
["Primavera - Bacta 500 shn",2031,0,24.330784960431551,1,1]
["Primavera - Bacta 500 shn",2032,0,24.330784960444781,1,1]
["Primavera - Bacta 500 shn",2033,0,24.32625551507078,1,1]
["Purificacion 34.5",2023,0,1.702803658047497,1,1]
["Purificacion 34.5",2024,0,1.734218720729213,1,1]
["Purificacion 34.5",2025,0,1.8185481641117669,1,1]
["Purificacion 34.5",2026,0,1.863890966369375,1,1]
["Purificacion 34.5",2027,0,1.863467442617869,1,1]
["Purificacion 34.5",2028,0,1.863467442617869,1,1]
["Purificacion 34.5",2029,0,1.869122914782553,1,1]
["Purificacion 34.5",2030,0,1.869122914782553,1,1]
["Purificacion 34.5",2031,0,1.869122914782553,1,1]
["Purificacion 34.5",2032,0,1.8691229148923549,1,1]
["Purificacion 34.5",2033,0,1.858648000662565,1,1]
["Purnio 115",2023,0,11.57930649922953,1,1]
["Purnio 115",2024,0,11.856614843093549,1,1]
["Purnio 115",2025,0,11.936350158472919,1,1]
["Purnio 115",2026,0,11.937888365598241,1,1]
["Purnio 115",2027,0,11.75175253048713,1,1]
["Purnio 115",2028,0,11.75175253031048,1,1]
["Purnio 115",2029,0,11.74707290355424,1,1]
["Purnio 115",2030,0,12.01224993370008,1,1]
["Purnio 115",2031,0,12.01224993370008,1,1]
["Purnio 115",2032,0,12.012249933672949,1,1]
["Purnio 115",2033,0,12.00923587667047,1,1]
["Purnio 13.8",2023,0,25.884765686714129,1,1]
["Purnio 13.8",2024,0,26.42201895582231,1,1]
["Purnio 13.8",2025,0,26.51198299387675,1,1]
["Purnio 13.8",2026,0,26.515585371313851,1,1]
["Purnio 13.8",2027,0,12.01224993370008,1,1]
["Purnio 13.8",2028,0,12.012249933672949,1,1]
["Purnio 13.8",2029,0,12.00923587667047,1,1]
["Purnio 13.8",2030,0,26.689328252969101,1,1]
["Purnio 13.8",2031,0,26.689328252969101,1,1]
["Purnio 13.8",2032,0,26.689328252903259,1,1]
["Purnio 13.8",2033,0,26.682770700569929,1,1]
["Quimbo U1 13.8",2023,0,118.09977288101091,1,1]
["Quimbo U1 13.8",2024,0,118.45113574014989,1,1]
["Quimbo U1 13.8",2025,0,119.1353460726833,1,1]
["Quimbo U1 13.8",2026,0,5.7019241173333306,1,1]
["Quimbo U1 13.8",2027,0,5.7019241173333306,1,1]
["Quimbo U1 13.8",2028,0,5.7019241173544639,1,1]
["Quimbo U1 13.8",2029,0,120.42922920895251,1,1]
["Quimbo U1 13.8",2030,0,120.42922920895251,1,1]
["Quimbo U1 13.8",2031,0,120.42922920895251,1,1]
["Quimbo U1 13.8",2032,0,120.4292292095455,1,1]
["Quimbo U1 13.8",2033,0,120.3931941434379,1,1]
["Quimbo U1 220",2023,0,13.17544280288757,1,1]
["Quimbo U1 220",2024,0,13.259359687131081,1,1]
["Quimbo U1 220",2025,0,13.419050187154481,1,1]
["Quimbo U1 220",2026,0,120.42922920895251,1,1]
["Quimbo U1 220",2027,0,120.42922920895251,1,1]
["Quimbo U1 220",2028,0,120.4292292095455,1,1]
["Quimbo U1 220",2029,0,13.654052480595929,1,1]
["Quimbo U1 220",2030,0,13.654052480595929,1,1]
["Quimbo U1 220",2031,0,13.654052480595929,1,1]
["Quimbo U1 220",2032,0,13.654052480705619,1,1]
["Quimbo U1 220",2033,0,13.64739123218428,1,1]
["Quimbo U2 13.8",2023,0,118.09977288101091,1,1]
["Quimbo U2 13.8",2024,0,118.45113574014989,1,1]
["Quimbo U2 13.8",2025,0,119.13534607268321,1,1]
["Quimbo U2 13.8",2026,0,13.654052480595929,1,1]
["Quimbo U2 13.8",2027,0,13.654052480595929,1,1]
["Quimbo U2 13.8",2028,0,13.654052480705619,1,1]
["Quimbo U2 13.8",2029,0,120.42922920895251,1,1]
["Quimbo U2 13.8",2030,0,120.42922920895251,1,1]
["Quimbo U2 13.8",2031,0,120.42922920895251,1,1]
["Quimbo U2 13.8",2032,0,120.4292292095454,1,1]
["Quimbo U2 13.8",2033,0,120.3931941434379,1,1]
["Quimbo U2 220",2023,0,13.17544280288757,1,1]
["Quimbo U2 220",2024,0,13.259359687131081,1,1]
["Quimbo U2 220",2025,0,13.419050187154481,1,1]
["Quimbo U2 220",2026,0,120.42922920895251,1,1]
["Quimbo U2 220",2027,0,120.42922920895251,1,1]
["Quimbo U2 220",2028,0,120.4292292095454,1,1]
["Quimbo U2 220",2029,0,13.654052480595929,1,1]
["Quimbo U2 220",2030,0,13.654052480595929,1,1]
["Quimbo U2 220",2031,0,13.654052480595929,1,1]
["Quimbo U2 220",2032,0,13.654052480705619,1,1]
["Quimbo U2 220",2033,0,13.64739123218428,1,1]
["Reconfiguracion",2023,0,6.594954785171212,1,1]
["Reconfiguracion",2024,0,6.7097111108697964,1,1]
["Reconfiguracion",2025,0,6.8419104967367979,1,1]
["Reconfiguracion",2026,0,14.93473535985463,1,1]
["Reconfiguracion",2027,0,14.93473535985463,1,1]
["Reconfiguracion",2028,0,14.93473535997912,1,1]
["Reconfiguracion",2029,0,6.9418369732263683,1,1]
["Reconfiguracion",2030,0,6.9418369732263683,1,1]
["Reconfiguracion",2031,0,6.9418369732263683,1,1]
["Reconfiguracion",2032,0,6.9418369732337899,1,1]
["Reconfiguracion",2033,0,6.9398978203730586,1,1]
["Regivit 115",2023,0,10.91006377062225,1,1]
["Regivit 115",2024,0,11.124823387617679,1,1]
["Regivit 115",2025,0,12.916415670317051,1,1]
["Regivit 115",2026,0,12.959355893229519,1,1]
["Regivit 115",2027,0,12.06035207971262,1,1]
["Regivit 115",2028,0,12.06035207960514,1,1]
["Regivit 115",2029,0,12.056417160244861,1,1]
["Regivit 115",2030,0,13.01201133970001,1,1]
["Regivit 115",2031,0,13.01201133970001,1,1]
["Regivit 115",2032,0,13.01201133914428,1,1]
["Regivit 115",2033,0,13.000337130713801,1,1]
["Renacer 220",2023,0,5.0520440064735004,1,1]
["Renacer 220",2024,0,5.07508315785583,1,1]
["Renacer 220",2025,0,5.1165560228253373,1,1]
["Renacer 220",2026,0,5.1809103573346684,1,1]
["Renacer 220",2027,0,8.4686391972667252,1,1]
["Renacer 220",2028,0,8.4686391972824051,1,1]
["Renacer 220",2029,0,8.4666137300193753,1,1]
["Renacer 220",2030,0,5.1874048431735371,1,1]
["Renacer 220",2031,0,5.1874048431735371,1,1]
["Renacer 220",2032,0,5.1874048432076103,1,1]
["Renacer 220",2033,0,5.1853799660618689,1,1]
["Rio Hondo 6.9",2023,0,42.293250313023727,1,1]
["Rio Hondo 6.9",2024,0,42.87403687626017,1,1]
["Rio Hondo 6.9",2025,0,42.939676407692659,1,1]
["Rio Hondo 6.9",2026,0,42.944553792808406,1,1]
["Rio Hondo 6.9",2027,0,17.865086386396531,1,1]
["Rio Hondo 6.9",2028,0,17.865086386378952,1,1]
["Rio Hondo 6.9",2029,0,17.860356744111289,1,1]
["Rio Hondo 6.9",2030,0,43.138367603948907,1,1]
["Rio Hondo 6.9",2031,0,43.138367603948907,1,1]
["Rio Hondo 6.9",2032,0,43.138367603874912,1,1]
["Rio Hondo 6.9",2033,0,43.131109166664373,1,1]
["Rio Mayo 115",2023,0,4.9181804036521974,1,1]
["Rio Mayo 115",2024,0,4.9511384029121377,1,1]
["Rio Mayo 115",2025,0,4.9784401646282159,1,1]
["Rio Mayo 115",2026,0,13.654052480595929,1,1]
["Rio Mayo 115",2027,0,13.654052480595929,1,1]
["Rio Mayo 115",2028,0,13.654052480705619,1,1]
["Rio Mayo 115",2029,0,5.016041840349402,1,1]
["Rio Mayo 115",2030,0,5.016041840349402,1,1]
["Rio Mayo 115",2031,0,5.016041840349402,1,1]
["Rio Mayo 115",2032,0,5.0160418403625622,1,1]
["Rio Mayo 115",2033,0,5.0149243814671722,1,1]
["Rio Mayo 6.6",2023,0,37.831231482847748,1,1]
["Rio Mayo 6.6",2024,0,37.870442530892873,1,1]
["Rio Mayo 6.6",2025,0,37.984324303322452,1,1]
["Rio Mayo 6.6",2026,0,5.016041840349402,1,1]
["Rio Mayo 6.6",2027,0,5.016041840349402,1,1]
["Rio Mayo 6.6",2028,0,5.0160418403625622,1,1]
["Rio Mayo 6.6",2029,0,38.154761478136628,1,1]
["Rio Mayo 6.6",2030,0,38.154761478136628,1,1]
["Rio Mayo 6.6",2031,0,38.154761478136628,1,1]
["Rio Mayo 6.6",2032,0,38.154761478196143,1,1]
["Rio Mayo 6.6",2033,0,38.14970579492347,1,1]
["Rio Sucio 115",2023,0,3.235669669230981,1,1]
["Rio Sucio 115",2024,0,3.277030706913449,1,1]
["Rio Sucio 115",2025,0,3.738419066007169,1,1]
["Rio Sucio 115",2026,0,3.7388295292565781,1,1]
["Rio Sucio 115",2027,0,13.01201133970001,1,1]
["Rio Sucio 115",2028,0,13.01201133914428,1,1]
["Rio Sucio 115",2029,0,13.000337130713801,1,1]
["Rio Sucio 115",2030,0,3.761876558676251,1,1]
["Rio Sucio 115",2031,0,3.761876558676251,1,1]
["Rio Sucio 115",2032,0,3.7618765586408029,1,1]
["Rio Sucio 115",2033,0,3.7607677479006081,1,1]
["Rivera 34.5",2023,12.1875,9.1612064225419338,1,1]
["Rivera 34.5",2024,19.697265625,10.95817280362477,1,1]
["Rivera 34.5",2025,11.5625,9.0693883328872325,1,1]
["Rivera 34.5",2026,20.3515625,10.818197932205701,1,1]
["Rivera 34.5",2027,20.3515625,10.818520478541179,1,1]
["Rivera 34.5",2028,20.3515625,10.818520478541179,1,1]
["Rivera 34.5",2029,20.08056640625,10.814787924802211,1,1]
["Rivera 34.5",2030,20.39306640625,10.814787924802211,1,1]
["Rivera 34.5",2031,20.3125,10.814787924802211,1,1]
["Rivera 34.5",2032,20.3125,10.814787924724421,1,1]
["Rivera 34.5",2033,20.3125,10.81753134192966,1,1]
["S Bernardino 13.2",2023,0,25.891312926094951,1,1]
["S Bernardino 13.2",2024,0,26.4952345150156,1,1]
["S Bernardino 13.2",2025,0,26.694850069397841,1,1]
["S Bernardino 13.2",2026,0,38.154761478136628,1,1]
["S Bernardino 13.2",2027,0,38.154761478136628,1,1]
["S Bernardino 13.2",2028,0,38.154761478196143,1,1]
["S Bernardino 13.2",2029,0,26.896362257952291,1,1]
["S Bernardino 13.2",2030,0,26.896362257952291,1,1]
["S Bernardino 13.2",2031,0,26.896362257952291,1,1]
["S Bernardino 13.2",2032,0,26.89636225799369,1,1]
["S Bernardino 13.2",2033,0,26.889961482776791,1,1]
["S Bernardino 220",2023,0,10.270387673464329,1,1]
["S Bernardino 220",2024,0,10.485682445794829,1,1]
["S Bernardino 220",2025,0,10.669395155650969,1,1]
["S Bernardino 220",2026,0,10.78800016129912,1,1]
["S Bernardino 220",2027,0,5.1874048431735371,1,1]
["S Bernardino 220",2028,0,5.1874048432076103,1,1]
["S Bernardino 220",2029,0,5.1853799660618689,1,1]
["S Bernardino 220",2030,0,10.80792264257175,1,1]
["S Bernardino 220",2031,0,10.80792264257175,1,1]
["S Bernardino 220",2032,0,10.80792264261737,1,1]
["S Bernardino 220",2033,0,10.803778847991159,1,1]
["Salado 115",2023,0,0.1,1,1]
["Salado 115",2024,0,0.1,1,1]
["Salado 115",2025,25,30.43389687723954,1,1]
["Salado 115",2026,23.4375,30.298035896893069,1,1]
["Salado 115",2027,23.4375,30.300387301300471,1,1]
["Salado 115",2028,23.4375,30.300387301300471,1,1]
["Salado 115",2029,23.4375,30.381836305151989,1,1]
["Salado 115",2030,23.4375,30.381836305151989,1,1]
["Salado 115",2031,23.4375,30.381836305151989,1,1]
["Salado 115",2032,23.4375,30.381837631950841,1,1]
["Salado 115",2033,23.4375,30.41888278804112,1,1]
["Salado 34.5",2023,16.9573974609375,18.897478997303029,1,1]
["Salado 34.5",2024,16.9573974609375,18.75868926758621,1,1]
["Salado 34.5",2025,18.8323974609375,15.52653480864153,1,1]
["Salado 34.5",2026,18.538141250610352,15.53044668670162,1,1]
["Salado 34.5",2027,18.538141250610352,15.5328092417781,1,1]
["Salado 34.5",2028,18.538141250610352,15.5328092417781,1,1]
["Salado 34.5",2029,17.314453125,18.225759387460879,1,1]
["Salado 34.5",2030,17.314453125,18.225759387460879,1,1]
["Salado 34.5",2031,17.1875,18.225759387460879,1,1]
["Salado 34.5",2032,17.5,18.225759388666631,1,1]
["Salado 34.5",2033,17.2265625,18.24694725540343,1,1]
["Salamina 1 13.8",2023,0,0.1,1,1]
["Salamina 1 13.8",2024,0,0.1,1,1]
["Salamina 1 13.8",2025,0,23.643266047374389,1,1]
["Salamina 1 13.8",2026,0,23.638272813037808,1,1]
["Salamina 1 13.8",2027,0,9.1067330376777917,1,1]
["Salamina 1 13.8",2028,0,9.1067330376612841,1,1]
["Salamina 1 13.8",2029,0,9.1052563436122895,1,1]
["Salamina 1 13.8",2030,0,23.805370516188059,1,1]
["Salamina 1 13.8",2031,0,23.805370516188059,1,1]
["Salamina 1 13.8",2032,0,23.805370516001339,1,1]
["Salamina 1 13.8",2033,0,23.79904650700173,1,1]
["Salamina 115",2023,0,3.4322515383647372,1,1]
["Salamina 115",2024,0,3.4716145029566698,1,1]
["Salamina 115",2025,0,9.0914679926097364,1,1]
["Salamina 115",2026,0,9.0894850521845356,1,1]
["Salamina 115",2027,0,3.761876558676251,1,1]
["Salamina 115",2028,0,3.7618765586408029,1,1]
["Salamina 115",2029,0,3.7607677479006081,1,1]
["Salamina 115",2030,0,9.1510476028763055,1,1]
["Salamina 115",2031,0,9.1510476028763055,1,1]
["Salamina 115",2032,0,9.1510476028066314,1,1]
["Salamina 115",2033,0,9.1486153599951354,1,1]
["Salamina 220",2023,0,0.1,1,1]
["Salamina 220",2024,0,0.1,1,1]
["Salamina 220",2025,0,11.47456810365429,1,1]
["Salamina 220",2026,0,11.470173622623291,1,1]
["Salamina 220",2027,0,23.805370516188059,1,1]
["Salamina 220",2028,0,23.805370516001339,1,1]
["Salamina 220",2029,0,23.79904650700173,1,1]
["Salamina 220",2030,0,11.50176000255138,1,1]
["Salamina 220",2031,0,11.50176000255138,1,1]
["Salamina 220",2032,0,11.50176000248263,1,1]
["Salamina 220",2033,0,11.49856483638896,1,1]
["Salitre 1 7.5",2023,0,32.127947276237087,1,1]
["Salitre 1 7.5",2024,0,33.228980654545701,1,1]
["Salitre 1 7.5",2025,0,33.943816900515252,1,1]
["Salitre 1 7.5",2026,0,34.014733096908337,1,1]
["Salitre 1 7.5",2027,0,33.994288224666271,1,1]
["Salitre 1 7.5",2028,0,33.994288224666271,1,1]
["Salitre 1 7.5",2029,0,34.228900508463951,1,1]
["Salitre 1 7.5",2030,0,34.228900508463951,1,1]
["Salitre 1 7.5",2031,0,34.228900508463951,1,1]
["Salitre 1 7.5",2032,0,34.228900508753881,1,1]
["Salitre 1 7.5",2033,0,34.199278553178118,1,1]
["Salitre 115",2023,0,33.258304945479708,1,1]
["Salitre 115",2024,0,35.111205307859407,1,1]
["Salitre 115",2025,0,36.795902094142278,1,1]
["Salitre 115",2026,0,36.884188449572562,1,1]
["Salitre 115",2027,0,36.864858338295157,1,1]
["Salitre 115",2028,0,36.864858338295157,1,1]
["Salitre 115",2029,0,36.823163705193281,1,1]
["Salitre 115",2030,0,36.823163705193281,1,1]
["Salitre 115",2031,0,36.823163705193281,1,1]
["Salitre 115",2032,0,36.823163705513863,1,1]
["Salitre 115",2033,0,36.790806497601011,1,1]
["Salitre 2 7.5",2023,0,32.117260652067287,1,1]
["Salitre 2 7.5",2024,0,33.217732201908028,1,1]
["Salitre 2 7.5",2025,0,33.932303847165528,1,1]
["Salitre 2 7.5",2026,0,34.00319524043293,1,1]
["Salitre 2 7.5",2027,0,33.982756786182733,1,1]
["Salitre 2 7.5",2028,0,33.982756786182733,1,1]
["Salitre 2 7.5",2029,0,34.217299061931499,1,1]
["Salitre 2 7.5",2030,0,34.217299061931499,1,1]
["Salitre 2 7.5",2031,0,34.217299061931499,1,1]
["Salitre 2 7.5",2032,0,34.217299062221343,1,1]
["Salitre 2 7.5",2033,0,34.187686359544138,1,1]
["Salitre 57.5",2023,0,16.37005300145487,1,1]
["Salitre 57.5",2024,0,17.071636348681931,1,1]
["Salitre 57.5",2025,0,17.485793359183589,1,1]
["Salitre 57.5",2026,0,17.522967798605809,1,1]
["Salitre 57.5",2027,0,17.51265144485555,1,1]
["Salitre 57.5",2028,0,17.51265144485555,1,1]
["Salitre 57.5",2029,0,17.61992325714677,1,1]
["Salitre 57.5",2030,0,17.61992325714677,1,1]
["Salitre 57.5",2031,0,17.61992325714677,1,1]
["Salitre 57.5",2032,0,17.61992325729754,1,1]
["Salitre 57.5",2033,0,17.604789809508329,1,1]
["Salto I (Bogota) 115",2023,0,20.37415875010349,1,1]
["Salto I (Bogota) 115",2024,0,21.862205540385808,1,1]
["Salto I (Bogota) 115",2025,0,22.872674201502349,1,1]
["Salto I (Bogota) 115",2026,0,22.914116772846679,1,1]
["Salto I (Bogota) 115",2027,0,22.901960393902179,1,1]
["Salto I (Bogota) 115",2028,0,22.901960393902179,1,1]
["Salto I (Bogota) 115",2029,0,22.969984182170869,1,1]
["Salto I (Bogota) 115",2030,0,22.969984182170869,1,1]
["Salto I (Bogota) 115",2031,0,22.969984182170869,1,1]
["Salto I (Bogota) 115",2032,0,22.969984182422589,1,1]
["Salto I (Bogota) 115",2033,0,22.942363139229851,1,1]
["Salto II 115",2023,0,20.825705273472909,1,1]
["Salto II 115",2024,0,22.367581566695311,1,1]
["Salto II 115",2025,0,23.416695609011619,1,1]
["Salto II 115",2026,0,23.459265845801941,1,1]
["Salto II 115",2027,0,23.4468335239543,1,1]
["Salto II 115",2028,0,23.4468335239543,1,1]
["Salto II 115",2029,0,23.514781806926081,1,1]
["Salto II 115",2030,0,23.514781806926081,1,1]
["Salto II 115",2031,0,23.514781806926081,1,1]
["Salto II 115",2032,0,23.514781807184281,1,1]
["Salto II 115",2033,0,23.486467237197751,1,1]
["Salto II G2 13.8",2023,0,27.833132697659639,1,1]
["Salto II G2 13.8",2024,0,28.579480005570911,1,1]
["Salto II G2 13.8",2025,0,29.044305776889679,1,1]
["Salto II G2 13.8",2026,0,29.077239491843141,1,1]
["Salto II G2 13.8",2027,0,29.065970879767139,1,1]
["Salto II G2 13.8",2028,0,29.065970879767139,1,1]
["Salto II G2 13.8",2029,0,29.17661838563237,1,1]
["Salto II G2 13.8",2030,0,29.17661838563237,1,1]
["Salto II G2 13.8",2031,0,29.17661838563237,1,1]
["Salto II G2 13.8",2032,0,29.17661838584046,1,1]
["Salto II G2 13.8",2033,0,29.152956745175931,1,1]
["San Bernardino 115",2023,0,10.4913973811424,1,1]
["San Bernardino 115",2024,0,11.54209903526564,1,1]
["San Bernardino 115",2025,0,11.64646395750834,1,1]
["San Bernardino 115",2026,0,11.720522701254939,1,1]
["San Bernardino 115",2027,0,10.80792264257175,1,1]
["San Bernardino 115",2028,0,10.80792264261737,1,1]
["San Bernardino 115",2029,0,10.803778847991159,1,1]
["San Bernardino 115",2030,0,11.74125612662406,1,1]
["San Bernardino 115",2031,0,11.74125612662406,1,1]
["San Bernardino 115",2032,0,11.74125612664556,1,1]
["San Bernardino 115",2033,0,11.738299379815549,1,1]
["San Cancio 13.8",2023,0,3.502341946921927,1,1]
["San Cancio 13.8",2024,0,3.531698832574397,1,1]
["San Cancio 13.8",2025,0,3.5344805585343839,1,1]
["San Cancio 13.8",2026,0,3.5354012604551039,1,1]
["San Cancio 13.8",2027,0,26.689328252969101,1,1]
["San Cancio 13.8",2028,0,26.689328252903259,1,1]
["San Cancio 13.8",2029,0,26.682770700569929,1,1]
["San Cancio 13.8",2030,0,3.5488780815120449,1,1]
["San Cancio 13.8",2031,0,3.5488780815120449,1,1]
["San Cancio 13.8",2032,0,3.5488780814903489,1,1]
["San Cancio 13.8",2033,0,3.5481346582625002,1,1]
["San Facon 57.5",2023,0,15.01687960541204,1,1]
["San Facon 57.5",2024,0,15.81062094310176,1,1]
["San Facon 57.5",2025,0,16.22417995369214,1,1]
["San Facon 57.5",2026,0,16.25940583698717,1,1]
["San Facon 57.5",2027,0,16.250050368901789,1,1]
["San Facon 57.5",2028,0,16.250050368901789,1,1]
["San Facon 57.5",2029,0,16.33871983637432,1,1]
["San Facon 57.5",2030,0,16.33871983637432,1,1]
["San Facon 57.5",2031,0,16.33871983637432,1,1]
["San Facon 57.5",2032,0,16.338719836515061,1,1]
["San Facon 57.5",2033,0,16.324825838818612,1,1]
["San Fcisco 13.8 1",2023,0,30.31067965146141,1,1]
["San Fcisco 13.8 1",2024,0,30.645387519134371,1,1]
["San Fcisco 13.8 1",2025,0,30.786337913019221,1,1]
["San Fcisco 13.8 1",2026,0,30.795414420784759,1,1]
["San Fcisco 13.8 1",2027,0,3.5488780815120449,1,1]
["San Fcisco 13.8 1",2028,0,3.5488780814903489,1,1]
["San Fcisco 13.8 1",2029,0,3.5481346582625002,1,1]
["San Fcisco 13.8 1",2030,0,30.934219487671641,1,1]
["San Fcisco 13.8 1",2031,0,30.934219487671641,1,1]
["San Fcisco 13.8 1",2032,0,30.934219487400679,1,1]
["San Fcisco 13.8 1",2033,0,30.9262599620332,1,1]
["San Fcisco 13.8 2",2023,0,31.979390002477661,1,1]
["San Fcisco 13.8 2",2024,0,32.342350054193567,1,1]
["San Fcisco 13.8 2",2025,0,32.500673151119948,1,1]
["San Fcisco 13.8 2",2026,0,32.510482976586808,1,1]
["San Fcisco 13.8 2",2027,0,30.934219487671641,1,1]
["San Fcisco 13.8 2",2028,0,30.934219487400679,1,1]
["San Fcisco 13.8 2",2029,0,30.9262599620332,1,1]
["San Fcisco 13.8 2",2030,0,32.659354645180862,1,1]
["San Fcisco 13.8 2",2031,0,32.659354645180862,1,1]
["San Fcisco 13.8 2",2032,0,32.659354644889291,1,1]
["San Fcisco 13.8 2",2033,0,32.650788400827352,1,1]
["San Fcisco 13.8 3",2023,0,30.31067965146141,1,1]
["San Fcisco 13.8 3",2024,0,30.645387519134371,1,1]
["San Fcisco 13.8 3",2025,0,30.786337913019221,1,1]
["San Fcisco 13.8 3",2026,0,30.795414420784759,1,1]
["San Fcisco 13.8 3",2027,0,32.659354645180862,1,1]
["San Fcisco 13.8 3",2028,0,32.659354644889291,1,1]
["San Fcisco 13.8 3",2029,0,32.650788400827352,1,1]
["San Fcisco 13.8 3",2030,0,30.934219487671641,1,1]
["San Fcisco 13.8 3",2031,0,30.934219487671641,1,1]
["San Fcisco 13.8 3",2032,0,30.934219487400679,1,1]
["San Fcisco 13.8 3",2033,0,30.9262599620332,1,1]
["San Felipe 115",2023,0,8.8508684865079825,1,1]
["San Felipe 115",2024,0,10.060007972613301,1,1]
["San Felipe 115",2025,0,10.17562153326617,1,1]
["San Felipe 115",2026,0,10.185933771853961,1,1]
["San Felipe 115",2027,0,9.1510476028763055,1,1]
["San Felipe 115",2028,0,9.1510476028066314,1,1]
["San Felipe 115",2029,0,9.1486153599951354,1,1]
["San Felipe 115",2030,0,10.240615387356261,1,1]
["San Felipe 115",2031,0,10.240615387356261,1,1]
["San Felipe 115",2032,0,10.240615387320741,1,1]
["San Felipe 115",2033,0,10.237012471645871,1,1]
["San Felipe 13.2",2023,0,25.323287448705599,1,1]
["San Felipe 13.2",2024,0,26.659694782240209,1,1]
["San Felipe 13.2",2025,0,26.824323823636551,1,1]
["San Felipe 13.2",2026,0,26.84989481168553,1,1]
["San Felipe 13.2",2027,0,30.934219487671641,1,1]
["San Felipe 13.2",2028,0,30.934219487400679,1,1]
["San Felipe 13.2",2029,0,30.9262599620332,1,1]
["San Felipe 13.2",2030,0,27.000547078252112,1,1]
["San Felipe 13.2",2031,0,27.000547078252112,1,1]
["San Felipe 13.2",2032,0,27.000547078153371,1,1]
["San Felipe 13.2",2033,0,26.991233308516811,1,1]
["San Felipe 220",2023,0,17.546078509530471,1,1]
["San Felipe 220",2024,0,19.41400224836319,1,1]
["San Felipe 220",2025,0,19.790284505881601,1,1]
["San Felipe 220",2026,0,19.829488215880652,1,1]
["San Felipe 220",2027,0,10.240615387356261,1,1]
["San Felipe 220",2028,0,10.240615387320741,1,1]
["San Felipe 220",2029,0,10.237012471645871,1,1]
["San Felipe 220",2030,0,19.858303369572461,1,1]
["San Felipe 220",2031,0,19.858303369572461,1,1]
["San Felipe 220",2032,0,19.858303369495911,1,1]
["San Felipe 220",2033,0,19.84899858536048,1,1]
["San Francisco 115",2023,0,18.95523464841482,1,1]
["San Francisco 115",2024,0,19.398608176621789,1,1]
["San Francisco 115",2025,0,19.909937130269391,1,1]
["San Francisco 115",2026,0,19.92009903957749,1,1]
["San Francisco 115",2027,0,19.858303369572461,1,1]
["San Francisco 115",2028,0,19.858303369495911,1,1]
["San Francisco 115",2029,0,19.84899858536048,1,1]
["San Francisco 115",2030,0,20.004838523058449,1,1]
["San Francisco 115",2031,0,20.004838523058449,1,1]
["San Francisco 115",2032,0,20.00483852283535,1,1]
["San Francisco 115",2033,0,19.998154219348638,1,1]
["San Francisco 13.8",2023,0,0.54996562513110536,1,1]
["San Francisco 13.8",2024,0,0.55064242183315637,1,1]
["San Francisco 13.8",2025,0,0.55297058762772944,1,1]
["San Francisco 13.8",2026,0,26.896362257952291,1,1]
["San Francisco 13.8",2027,0,26.896362257952291,1,1]
["San Francisco 13.8",2028,0,26.89636225799369,1,1]
["San Francisco 13.8",2029,0,0.55712739512720943,1,1]
["San Francisco 13.8",2030,0,0.55712739512720943,1,1]
["San Francisco 13.8",2031,0,0.55712739512720943,1,1]
["San Francisco 13.8",2032,0,0.55712739512888687,1,1]
["San Francisco 13.8",2033,0,0.55700757071174711,1,1]
["San Jose 115",2023,0,22.84978376067243,1,1]
["San Jose 115",2024,0,26.11714631238263,1,1]
["San Jose 115",2025,0,27.20860194849211,1,1]
["San Jose 115",2026,0,27.270819192998498,1,1]
["San Jose 115",2027,0,27.25635437653726,1,1]
["San Jose 115",2028,0,27.25635437653726,1,1]
["San Jose 115",2029,0,27.28717235899617,1,1]
["San Jose 115",2030,0,27.28717235899617,1,1]
["San Jose 115",2031,0,27.28717235899617,1,1]
["San Jose 115",2032,0,27.287172359234869,1,1]
["San Jose 115",2033,0,27.264569027825509,1,1]
["San Lorenzo 1 44",2023,0,0.1,1,1]
["San Lorenzo 1 44",2024,0,0.1,1,1]
["San Lorenzo 1 44",2025,0,8.1370622304136351,1,1]
["San Lorenzo 1 44",2026,0,8.1242773938143706,1,1]
["San Lorenzo 1 44",2027,0,9.799660126025131,1,1]
["San Lorenzo 1 44",2028,0,9.7996601257278062,1,1]
["San Lorenzo 1 44",2029,0,9.7930021119972519,1,1]
["San Lorenzo 1 44",2030,0,8.2017419896336055,1,1]
["San Lorenzo 1 44",2031,0,8.2017419896336055,1,1]
["San Lorenzo 1 44",2032,0,8.201741989625928,1,1]
["San Lorenzo 1 44",2033,0,8.2008178441423514,1,1]
["San Lorenzo 220",2023,0,0.1,1,1]
["San Lorenzo 220",2024,0,0.1,1,1]
["San Lorenzo 220",2025,0,9.1166042807004892,1,1]
["San Lorenzo 220",2026,0,9.1005737084633225,1,1]
["San Lorenzo 220",2027,0,8.2017419896336055,1,1]
["San Lorenzo 220",2028,0,8.201741989625928,1,1]
["San Lorenzo 220",2029,0,8.2008178441423514,1,1]
["San Lorenzo 220",2030,0,9.1067330376777917,1,1]
["San Lorenzo 220",2031,0,9.1067330376777917,1,1]
["San Lorenzo 220",2032,0,9.1067330376612841,1,1]
["San Lorenzo 220",2033,0,9.1052563436122895,1,1]
["San Martin 115",2023,0,6.1029644926659543,1,1]
["San Martin 115",2024,0,6.1462815384794931,1,1]
["San Martin 115",2025,0,6.1813868596050172,1,1]
["San Martin 115",2026,0,6.2231595783455429,1,1]
["San Martin 115",2027,0,11.74125612662406,1,1]
["San Martin 115",2028,0,11.74125612664556,1,1]
["San Martin 115",2029,0,11.738299379815549,1,1]
["San Martin 115",2030,0,6.2303308124305667,1,1]
["San Martin 115",2031,0,6.2303308124305667,1,1]
["San Martin 115",2032,0,6.2303308124483818,1,1]
["San Martin 115",2033,0,6.2288852280192666,1,1]
["San Mateo (Bogota) 220",2023,0,13.321562153171859,1,1]
["San Mateo (Bogota) 220",2024,0,14.13027955554815,1,1]
["San Mateo (Bogota) 220",2025,0,14.40273788291894,1,1]
["San Mateo (Bogota) 220",2026,0,14.44818393123442,1,1]
["San Mateo (Bogota) 220",2027,0,14.441207334542231,1,1]
["San Mateo (Bogota) 220",2028,0,14.441207334542231,1,1]
["San Mateo (Bogota) 220",2029,0,14.44891897625363,1,1]
["San Mateo (Bogota) 220",2030,0,14.44891897625363,1,1]
["San Mateo (Bogota) 220",2031,0,14.44891897625363,1,1]
["San Mateo (Bogota) 220",2032,0,14.448918976299201,1,1]
["San Mateo (Bogota) 220",2033,0,14.43853207444824,1,1]
["San Miguel 34.5",2023,0,7.2111115466268867,1,1]
["San Miguel 34.5",2024,0,5.9829340300531362,1,1]
["San Miguel 34.5",2025,0,7.5388161481051874,1,1]
["San Miguel 34.5",2026,0,6.426838558848579,1,1]
["San Miguel 34.5",2027,0,6.4254416196556559,1,1]
["San Miguel 34.5",2028,0,6.4254416196556559,1,1]
["San Miguel 34.5",2029,0,6.443256044136783,1,1]
["San Miguel 34.5",2030,0,6.443256044136783,1,1]
["San Miguel 34.5",2031,0,6.443256044136783,1,1]
["San Miguel 34.5",2032,0,6.4432560443256257,1,1]
["San Miguel 34.5",2033,0,6.4233836044358874,1,1]
["Santa Ana 13.8",2023,0,7.4862225331525103,1,1]
["Santa Ana 13.8",2024,0,7.6109042652184451,1,1]
["Santa Ana 13.8",2025,0,7.6986258753805554,1,1]
["Santa Ana 13.8",2026,0,7.7085634949010604,1,1]
["Santa Ana 13.8",2027,0,7.7057351970392576,1,1]
["Santa Ana 13.8",2028,0,7.7057351970392576,1,1]
["Santa Ana 13.8",2029,0,7.7424087012393441,1,1]
["Santa Ana 13.8",2030,0,7.7424087012393441,1,1]
["Santa Ana 13.8",2031,0,7.7424087012393441,1,1]
["Santa Ana 13.8",2032,0,7.7424087012738321,1,1]
["Santa Ana 13.8",2033,0,7.7388497822898188,1,1]
["Santa Lucia 34.5",2023,0,6.4150950288930879,1,1]
["Santa Lucia 34.5",2024,0,6.0508397100169011,1,1]
["Santa Lucia 34.5",2025,0,6.700017185543965,1,1]
["Santa Lucia 34.5",2026,0,6.5028175256119614,1,1]
["Santa Lucia 34.5",2027,0,6.5013934570020373,1,1]
["Santa Lucia 34.5",2028,0,6.5013934570020373,1,1]
["Santa Lucia 34.5",2029,0,6.5195306033972784,1,1]
["Santa Lucia 34.5",2030,0,6.5195306033972784,1,1]
["Santa Lucia 34.5",2031,0,6.5195306033972784,1,1]
["Santa Lucia 34.5",2032,0,6.5195306037554248,1,1]
["Santa Lucia 34.5",2033,0,6.5007501565699553,1,1]
["Santa Maria 115",2023,0,4.7322213224630802,1,1]
["Santa Maria 115",2024,0,4.8718536274719311,1,1]
["Santa Maria 115",2025,0,5.0157712461331929,1,1]
["Santa Maria 115",2026,0,5.0604505878944961,1,1]
["Santa Maria 115",2027,0,5.0591795706488449,1,1]
["Santa Maria 115",2028,0,5.0591795706488449,1,1]
["Santa Maria 115",2029,0,5.0863705360604534,1,1]
["Santa Maria 115",2030,0,5.0863705360604534,1,1]
["Santa Maria 115",2031,0,5.0863705360604534,1,1]
["Santa Maria 115",2032,0,5.0863705360670979,1,1]
["Santa Maria 115",2033,0,5.0851405478542491,1,1]
["Santander 115",2023,0,10.453437869755181,1,1]
["Santander 115",2024,0,10.688665857807511,1,1]
["Santander 115",2025,0,10.839162426043259,1,1]
["Santander 115",2026,0,10.884605192410531,1,1]
["Santander 115",2027,0,6.2303308124305667,1,1]
["Santander 115",2028,0,6.2303308124483818,1,1]
["Santander 115",2029,0,6.2288852280192666,1,1]
["Santander 115",2030,0,10.909362751706849,1,1]
["Santander 115",2031,0,10.909362751706849,1,1]
["Santander 115",2032,0,10.90936275170974,1,1]
["Santander 115",2033,0,10.906925034115259,1,1]
["Sauces 115",2023,0,6.4199102477695122,1,1]
["Sauces 115",2024,0,6.7647175883154018,1,1]
["Sauces 115",2025,0,6.9646196688834161,1,1]
["Sauces 115",2026,0,6.974622221559156,1,1]
["Sauces 115",2027,0,6.9702761484326183,1,1]
["Sauces 115",2028,0,6.9702761484326183,1,1]
["Sauces 115",2029,0,7.0085679511590451,1,1]
["Sauces 115",2030,0,7.0085679511590451,1,1]
["Sauces 115",2031,0,7.0085679511590451,1,1]
["Sauces 115",2032,0,7.0085679512307753,1,1]
["Sauces 115",2033,0,7.0019550913629196,1,1]
["Seboruco 115",2023,23.046875,10.44996129042347,1,1]
["Seboruco 115",2024,23.046875,10.44956559982101,1,1]
["Seboruco 115",2025,12.0849609375,10.214160356263219,1,1]
["Seboruco 115",2026,23.077392578125,8.4839655045650701,1,1]
["Seboruco 115",2027,22.7168083190918,8.48603277306343,1,1]
["Seboruco 115",2028,23.1074333190918,8.48603277306343,1,1]
["Seboruco 115",2029,22.746379673480991,8.4642775775719397,1,1]
["Seboruco 115",2030,23.137004673480991,8.4642775775719397,1,1]
["Seboruco 115",2031,23.046875,8.4642775775719397,1,1]
["Seboruco 115",2032,22.686767578125,8.4642775771563699,1,1]
["Seboruco 115",2033,23.077392578125,8.4792847877766899,1,1]
["Seboruco 34.5",2023,0,11.408964712888549,1,1]
["Seboruco 34.5",2024,0,10.798500022945021,1,1]
["Seboruco 34.5",2025,0,11.680261621994189,1,1]
["Seboruco 34.5",2026,0,11.841527714623579,1,1]
["Seboruco 34.5",2027,0,11.839378786528311,1,1]
["Seboruco 34.5",2028,0,11.839378786528311,1,1]
["Seboruco 34.5",2029,0,11.862789594428399,1,1]
["Seboruco 34.5",2030,0,11.862789594428399,1,1]
["Seboruco 34.5",2031,0,11.862789594428399,1,1]
["Seboruco 34.5",2032,0,11.86278959485289,1,1]
["Seboruco 34.5",2033,0,11.84735689151313,1,1]
["Segoviana 115",2023,18.75,37.025051058320109,1,1]
["Segoviana 115",2024,68.111289851367474,37.017346697926882,1,1]
["Segoviana 115",2025,25.634765625,36.981734055759809,1,1]
["Segoviana 115",2026,78.454399108886719,36.922977139903587,1,1]
["Segoviana 115",2027,78.454399108886719,36.923498893188032,1,1]
["Segoviana 115",2028,78.454399108886719,36.923498893188032,1,1]
["Segoviana 115",2029,77.841474115848541,36.918444598822653,1,1]
["Segoviana 115",2030,77.841474115848541,36.918444598822653,1,1]
["Segoviana 115",2031,78.125,36.918444598822653,1,1]
["Segoviana 115",2032,78.125,36.918444598777427,1,1]
["Segoviana 115",2033,78.125,36.920375089738407,1,1]
["Sesquile 115",2023,0,5.4321973907231023,1,1]
["Sesquile 115",2024,0,5.6253536250421661,1,1]
["Sesquile 115",2025,0,15.230878230409489,1,1]
["Sesquile 115",2026,0,15.25392849839163,1,1]
["Sesquile 115",2027,0,15.24526443369596,1,1]
["Sesquile 115",2028,0,15.24526443369596,1,1]
["Sesquile 115",2029,0,15.30255809994436,1,1]
["Sesquile 115",2030,0,15.30255809994436,1,1]
["Sesquile 115",2031,0,15.30255809994436,1,1]
["Sesquile 115",2032,0,15.302558099999329,1,1]
["Sesquile 115",2033,0,15.29488252964315,1,1]
["Simijaca 115",2023,0,2.38987924833327,1,1]
["Simijaca 115",2024,0,2.4454877320215318,1,1]
["Simijaca 115",2025,0,2.6736749234293709,1,1]
["Simijaca 115",2026,0,2.6773149061453738,1,1]
["Simijaca 115",2027,0,2.675826090304255,1,1]
["Simijaca 115",2028,0,2.675826090304255,1,1]
["Simijaca 115",2029,0,2.6935203302692492,1,1]
["Simijaca 115",2030,0,2.6935203302692492,1,1]
["Simijaca 115",2031,0,2.6935203302692492,1,1]
["Simijaca 115",2032,0,2.6935203302779649,1,1]
["Simijaca 115",2033,0,2.6922679706004411,1,1]
["Sn Carlos - Virginia 500 shn",2023,0,22.411020251872941,1,1]
["Sn Carlos - Virginia 500 shn",2024,0,24.14554640512004,1,1]
["Sn Carlos - Virginia 500 shn",2025,0,26.149691010143101,1,1]
["Sn Carlos - Virginia 500 shn",2026,0,26.113236180351802,1,1]
["Sn Carlos - Virginia 500 shn",2027,0,13.557115082732141,1,1]
["Sn Carlos - Virginia 500 shn",2028,0,13.55711508272622,1,1]
["Sn Carlos - Virginia 500 shn",2029,0,13.554400048789971,1,1]
["Sn Carlos - Virginia 500 shn",2030,0,25.11193911699505,1,1]
["Sn Carlos - Virginia 500 shn",2031,0,25.11193911699505,1,1]
["Sn Carlos - Virginia 500 shn",2032,0,25.11193911699274,1,1]
["Sn Carlos - Virginia 500 shn",2033,0,25.10791946364348,1,1]
["Sn Carlos EEB 115",2023,0,25.290739287454389,1,1]
["Sn Carlos EEB 115",2024,0,28.126140675029301,1,1]
["Sn Carlos EEB 115",2025,0,29.341250332338401,1,1]
["Sn Carlos EEB 115",2026,0,29.40738533940106,1,1]
["Sn Carlos EEB 115",2027,0,29.39200340416042,1,1]
["Sn Carlos EEB 115",2028,0,29.39200340416042,1,1]
["Sn Carlos EEB 115",2029,0,29.41352388705501,1,1]
["Sn Carlos EEB 115",2030,0,29.41352388705501,1,1]
["Sn Carlos EEB 115",2031,0,29.41352388705501,1,1]
["Sn Carlos EEB 115",2032,0,29.413523887314621,1,1]
["Sn Carlos EEB 115",2033,0,29.389300858388641,1,1]
["Solar Belmonte LV 0.63kV",2023,0,109.7211611429299,1,1]
["Solar Belmonte LV 0.63kV",2024,0,111.1679254385209,1,1]
["Solar Belmonte LV 0.63kV",2025,0,111.8041807145793,1,1]
["Solar Belmonte LV 0.63kV",2026,0,111.91745814997201,1,1]
["Solar Belmonte LV 0.63kV",2027,0,27.000547078252112,1,1]
["Solar Belmonte LV 0.63kV",2028,0,27.000547078153371,1,1]
["Solar Belmonte LV 0.63kV",2029,0,26.991233308516811,1,1]
["Solar Belmonte LV 0.63kV",2030,0,112.5178598657875,1,1]
["Solar Belmonte LV 0.63kV",2031,0,112.5178598657875,1,1]
["Solar Belmonte LV 0.63kV",2032,0,112.5178598635859,1,1]
["Solar Belmonte LV 0.63kV",2033,0,112.46454981094671,1,1]
["Solar Espinal LV 0.8kV",2023,0,196.41077273151339,1,1]
["Solar Espinal LV 0.8kV",2024,0,202.01580537269399,1,1]
["Solar Espinal LV 0.8kV",2025,0,217.86914900162569,1,1]
["Solar Espinal LV 0.8kV",2026,0,220.70565902969409,1,1]
["Solar Espinal LV 0.8kV",2027,0,220.6430352602483,1,1]
["Solar Espinal LV 0.8kV",2028,0,220.6430352602483,1,1]
["Solar Espinal LV 0.8kV",2029,0,221.50390283525539,1,1]
["Solar Espinal LV 0.8kV",2030,0,221.50390283525539,1,1]
["Solar Espinal LV 0.8kV",2031,0,221.50390283525539,1,1]
["Solar Espinal LV 0.8kV",2032,0,221.50390285400829,1,1]
["Solar Espinal LV 0.8kV",2033,0,219.44339871188319,1,1]
["Solar Espinal LV 34.5kV",2023,0,8.4987656474070477,1,1]
["Solar Espinal LV 34.5kV",2024,0,8.7412812394613724,1,1]
["Solar Espinal LV 34.5kV",2025,0,9.4548670446710545,1,1]
["Solar Espinal LV 34.5kV",2026,0,9.5791753409833476,1,1]
["Solar Espinal LV 34.5kV",2027,0,9.5764818175179354,1,1]
["Solar Espinal LV 34.5kV",2028,0,9.5764818175179354,1,1]
["Solar Espinal LV 34.5kV",2029,0,9.611816270218096,1,1]
["Solar Espinal LV 34.5kV",2030,0,9.611816270218096,1,1]
["Solar Espinal LV 34.5kV",2031,0,9.611816270218096,1,1]
["Solar Espinal LV 34.5kV",2032,0,9.6118162709871573,1,1]
["Solar Espinal LV 34.5kV",2033,0,9.5226828506093089,1,1]
["STATCOM Bacata 500",2023,0,30.807456227574111,1,1]
["STATCOM Bacata 500",2024,0,32.380764665714878,1,1]
["STATCOM Bacata 500",2025,0,33.308477113851303,1,1]
["STATCOM Bacata 500",2026,0,33.301311991204507,1,1]
["STATCOM Bacata 500",2027,0,33.272128679050219,1,1]
["STATCOM Bacata 500",2028,0,33.272128679050219,1,1]
["STATCOM Bacata 500",2029,0,33.468978446462891,1,1]
["STATCOM Bacata 500",2030,0,33.468978446462891,1,1]
["STATCOM Bacata 500",2031,0,33.468978446462891,1,1]
["STATCOM Bacata 500",2032,0,33.468978446584167,1,1]
["STATCOM Bacata 500",2033,0,33.451429040926833,1,1]
["Suba 11.4",2023,0,13.71456737737395,1,1]
["Suba 11.4",2024,0,14.091616377929199,1,1]
["Suba 11.4",2025,0,14.35581229893131,1,1]
["Suba 11.4",2026,0,14.383346723322379,1,1]
["Suba 11.4",2027,0,14.374991664100079,1,1]
["Suba 11.4",2028,0,14.374991664100079,1,1]
["Suba 11.4",2029,0,14.4769030286913,1,1]
["Suba 11.4",2030,0,14.4769030286913,1,1]
["Suba 11.4",2031,0,14.4769030286913,1,1]
["Suba 11.4",2032,0,14.476903028796629,1,1]
["Suba 11.4",2033,0,14.4660327321676,1,1]
["Suba 115",2023,0,21.862076089635931,1,1]
["Suba 115",2024,0,23.031027174683992,1,1]
["Suba 115",2025,0,23.969897078063148,1,1]
["Suba 115",2026,0,24.01861436156457,1,1]
["Suba 115",2027,0,24.004627391548379,1,1]
["Suba 115",2028,0,24.004627391548379,1,1]
["Suba 115",2029,0,24.04431172002641,1,1]
["Suba 115",2030,0,24.04431172002641,1,1]
["Suba 115",2031,0,24.04431172002641,1,1]
["Suba 115",2032,0,24.044311720199751,1,1]
["Suba 115",2033,0,24.026600653576828,1,1]
["Sueva 13.8",2023,0,7.4545819711763661,1,1]
["Sueva 13.8",2024,0,7.5746919000686423,1,1]
["Sueva 13.8",2025,0,7.6607234637082566,1,1]
["Sueva 13.8",2026,0,7.6709618551940348,1,1]
["Sueva 13.8",2027,0,7.6682082964108051,1,1]
["Sueva 13.8",2028,0,7.6682082964108051,1,1]
["Sueva 13.8",2029,0,7.7052914890254671,1,1]
["Sueva 13.8",2030,0,7.7052914890254671,1,1]
["Sueva 13.8",2031,0,7.7052914890254671,1,1]
["Sueva 13.8",2032,0,7.7052914890583084,1,1]
["Sueva 13.8",2033,0,7.7019221345367743,1,1]
["Sur 115",2023,28.90625,18.140975284643389,1,1]
["Sur 115",2024,32.04345703125,18.190210901281951,1,1]
["Sur 115",2025,88.29345703125,17.940621417484131,1,1]
["Sur 115",2026,85.44921875,14.463262600284869,1,1]
["Sur 115",2027,85.44921875,14.465253163066251,1,1]
["Sur 115",2028,85.44921875,14.465253163066251,1,1]
["Sur 115",2029,85.44921875,14.44339717560703,1,1]
["Sur 115",2030,85.44921875,14.44339717560703,1,1]
["Sur 115",2031,81.25,14.44339717560703,1,1]
["Sur 115",2032,81.25,14.44339717511493,1,1]
["Sur 115",2033,81.25,14.46058264764679,1,1]
["Sur 34.5",2023,34.0625,10.220798067633179,1,1]
["Sur 34.5",2024,34.296875,14.88726938816921,1,1]
["Sur 34.5",2025,11.875,9.9421412771126896,1,1]
["Sur 34.5",2026,44.609375,14.13653276764861,1,1]
["Sur 34.5",2027,44.609375,14.137655004791601,1,1]
["Sur 34.5",2028,44.609375,14.137655004791601,1,1]
["Sur 34.5",2029,43.45703125,14.124756658529281,1,1]
["Sur 34.5",2030,43.45703125,14.124756658529281,1,1]
["Sur 34.5",2031,43.4375,14.124756658529281,1,1]
["Sur 34.5",2032,43.4375,14.124756658257921,1,1]
["Sur 34.5",2033,43.4375,14.13432117770753,1,1]
["SVC Tunal",2023,0,47.201762573021412,1,1]
["SVC Tunal",2024,0,48.922734596052578,1,1]
["SVC Tunal",2025,0,49.555507516260683,1,1]
["SVC Tunal",2026,0,49.689089314186162,1,1]
["SVC Tunal",2027,0,49.664596895507643,1,1]
["SVC Tunal",2028,0,49.664596895507643,1,1]
["SVC Tunal",2029,0,49.916735784387953,1,1]
["SVC Tunal",2030,0,49.916735784387953,1,1]
["SVC Tunal",2031,0,49.916735784387953,1,1]
["SVC Tunal",2032,0,49.916735784592007,1,1]
["SVC Tunal",2033,0,49.882803517533091,1,1]
["T Peldar 115",2023,0,5.9237885150300347,1,1]
["T Peldar 115",2024,0,6.0969262868282907,1,1]
["T Peldar 115",2025,0,12.624229391113181,1,1]
["T Peldar 115",2026,0,12.642461195795811,1,1]
["T Peldar 115",2027,0,12.63512704923844,1,1]
["T Peldar 115",2028,0,12.63512704923844,1,1]
["T Peldar 115",2029,0,12.69156580170881,1,1]
["T Peldar 115",2030,0,12.69156580170881,1,1]
["T Peldar 115",2031,0,12.69156580170881,1,1]
["T Peldar 115",2032,0,12.69156580175612,1,1]
["T Peldar 115",2033,0,12.68509895459159,1,1]
["T_Rio Recio 1",2023,0,1.623732011092109,1,1]
["T_Rio Recio 1",2024,0,1.647340115699454,1,1]
["T_Rio Recio 1",2025,0,2.8689408985711071,1,1]
["T_Rio Recio 1",2026,0,2.729795192404803,1,1]
["T_Rio Recio 1",2027,0,2.729116351000886,1,1]
["T_Rio Recio 1",2028,0,2.729116351000886,1,1]
["T_Rio Recio 1",2029,0,1.7856339503870871,1,1]
["T_Rio Recio 1",2030,0,1.7856339503870871,1,1]
["T_Rio Recio 1",2031,0,1.7856339503870871,1,1]
["T_Rio Recio 1",2032,0,1.785633950057669,1,1]
["T_Rio Recio 1",2033,0,1.780049003160189,1,1]
["T_Rio Recio 2",2023,0,1.785186937133082,1,1]
["T_Rio Recio 2",2024,0,1.1343585321752501,1,1]
["T_Rio Recio 2",2025,0,3.15001985251123,1,1]
["T_Rio Recio 2",2026,0,1.9468493220920791,1,1]
["T_Rio Recio 2",2027,0,1.946366868500669,1,1]
["T_Rio Recio 2",2028,0,1.946366868500669,1,1]
["T_Rio Recio 2",2029,0,1.2294217908585641,1,1]
["T_Rio Recio 2",2030,0,1.2294217908585641,1,1]
["T_Rio Recio 2",2031,0,1.2294217908585641,1,1]
["T_Rio Recio 2",2032,0,1.229421790630586,1,1]
["T_Rio Recio 2",2033,0,1.225576514607718,1,1]
["Tabaquera 34.5",2023,0,4.3943350148004816,1,1]
["Tabaquera 34.5",2024,0,3.2114073739159661,1,1]
["Tabaquera 34.5",2025,0,4.4872091412412169,1,1]
["Tabaquera 34.5",2026,0,3.3877927306863289,1,1]
["Tabaquera 34.5",2027,0,3.3871880856161511,1,1]
["Tabaquera 34.5",2028,0,3.3871880856161511,1,1]
["Tabaquera 34.5",2029,0,3.3936472233551811,1,1]
["Tabaquera 34.5",2030,0,3.3936472233551811,1,1]
["Tabaquera 34.5",2031,0,3.3936472233551811,1,1]
["Tabaquera 34.5",2032,0,3.3936472234560751,1,1]
["Tabaquera 34.5",2033,0,3.3898947481185591,1,1]
["Tarqui 34.5",2023,0,3.6751276682059819,1,1]
["Tarqui 34.5",2024,0,3.3689046861941092,1,1]
["Tarqui 34.5",2025,0,3.7290477612276178,1,1]
["Tarqui 34.5",2026,0,3.472791082592356,1,1]
["Tarqui 34.5",2027,0,3.4722007772671382,1,1]
["Tarqui 34.5",2028,0,3.4722007772671382,1,1]
["Tarqui 34.5",2029,0,3.47795412830633,1,1]
["Tarqui 34.5",2030,0,3.47795412830633,1,1]
["Tarqui 34.5",2031,0,3.47795412830633,1,1]
["Tarqui 34.5",2032,0,3.4779541283573479,1,1]
["Tarqui 34.5",2033,0,3.4757753069075692,1,1]
["Techo 115",2023,0,10.450255159829251,1,1]
["Techo 115",2024,0,31.751209918448499,1,1]
["Techo 115",2025,0,33.289657393447158,1,1]
["Techo 115",2026,0,33.363546287949823,1,1]
["Techo 115",2027,0,33.345948415099862,1,1]
["Techo 115",2028,0,33.345948415099862,1,1]
["Techo 115",2029,0,33.34504690045479,1,1]
["Techo 115",2030,0,33.34504690045479,1,1]
["Techo 115",2031,0,33.34504690045479,1,1]
["Techo 115",2032,0,33.34504690074521,1,1]
["Techo 115",2033,0,33.31789179822205,1,1]
["Tenay 115",2023,22.55859375,34.335042934658652,1,1]
["Tenay 115",2024,27.254962921142571,34.293843676477387,1,1]
["Tenay 115",2025,64.754962921142578,34.121249707627889,1,1]
["Tenay 115",2026,76.812744140625,32.734723189502859,1,1]
["Tenay 115",2027,76.812744140625,32.7361529789532,1,1]
["Tenay 115",2028,76.812744140625,32.7361529789532,1,1]
["Tenay 115",2029,76.812744140625,32.719647222772238,1,1]
["Tenay 115",2030,83.062744140625,32.719647222772238,1,1]
["Tenay 115",2031,81.25,32.719647222772238,1,1]
["Tenay 115",2032,81.25,32.719647222436087,1,1]
["Tenay 115",2033,81.25,32.737557663533963,1,1]
["Tenjo 115",2023,0,12.105347812870241,1,1]
["Tenjo 115",2024,0,12.658847209009711,1,1]
["Tenjo 115",2025,0,13.65110068781731,1,1]
["Tenjo 115",2026,0,13.67360544307722,1,1]
["Tenjo 115",2027,0,13.665660214057869,1,1]
["Tenjo 115",2028,0,13.665660214057869,1,1]
["Tenjo 115",2029,0,13.72612054257217,1,1]
["Tenjo 115",2030,0,13.72612054257217,1,1]
["Tenjo 115",2031,0,13.72612054257217,1,1]
["Tenjo 115",2032,0,13.726120542643921,1,1]
["Tenjo 115",2033,0,13.71784921445475,1,1]
["Tequendama G1 13.8",2023,0,11.00895385318098,1,1]
["Tequendama G1 13.8",2024,0,11.296503085617109,1,1]
["Tequendama G1 13.8",2025,0,11.47446088753231,1,1]
["Tequendama G1 13.8",2026,0,11.487756796453199,1,1]
["Tequendama G1 13.8",2027,0,11.483162529314409,1,1]
["Tequendama G1 13.8",2028,0,11.483162529314409,1,1]
["Tequendama G1 13.8",2029,0,11.529416774198561,1,1]
["Tequendama G1 13.8",2030,0,11.529416774198561,1,1]
["Tequendama G1 13.8",2031,0,11.529416774198561,1,1]
["Tequendama G1 13.8",2032,0,11.52941677428292,1,1]
["Tequendama G1 13.8",2033,0,11.519817450687979,1,1]
["Tequendama G2 13.8",2023,0,11.008953853180991,1,1]
["Tequendama G2 13.8",2024,0,11.296503085617109,1,1]
["Tequendama G2 13.8",2025,0,11.47446088753232,1,1]
["Tequendama G2 13.8",2026,0,11.48775679645321,1,1]
["Tequendama G2 13.8",2027,0,11.483162529314409,1,1]
["Tequendama G2 13.8",2028,0,11.483162529314409,1,1]
["Tequendama G2 13.8",2029,0,11.52941677419857,1,1]
["Tequendama G2 13.8",2030,0,11.52941677419857,1,1]
["Tequendama G2 13.8",2031,0,11.52941677419857,1,1]
["Tequendama G2 13.8",2032,0,11.529416774282939,1,1]
["Tequendama G2 13.8",2033,0,11.51981745068799,1,1]
["Tequendama G3 13.8",2023,0,11.008953853180991,1,1]
["Tequendama G3 13.8",2024,0,11.296503085617109,1,1]
["Tequendama G3 13.8",2025,0,11.47446088753232,1,1]
["Tequendama G3 13.8",2026,0,11.48775679645321,1,1]
["Tequendama G3 13.8",2027,0,11.483162529314409,1,1]
["Tequendama G3 13.8",2028,0,11.483162529314409,1,1]
["Tequendama G3 13.8",2029,0,11.52941677419857,1,1]
["Tequendama G3 13.8",2030,0,11.52941677419857,1,1]
["Tequendama G3 13.8",2031,0,11.52941677419857,1,1]
["Tequendama G3 13.8",2032,0,11.529416774282939,1,1]
["Tequendama G3 13.8",2033,0,11.51981745068799,1,1]
["Tequendama G4 13.8",2023,0,11.008953853180991,1,1]
["Tequendama G4 13.8",2024,0,11.296503085617109,1,1]
["Tequendama G4 13.8",2025,0,11.47446088753232,1,1]
["Tequendama G4 13.8",2026,0,11.48775679645321,1,1]
["Tequendama G4 13.8",2027,0,11.483162529314409,1,1]
["Tequendama G4 13.8",2028,0,11.483162529314409,1,1]
["Tequendama G4 13.8",2029,0,11.52941677419857,1,1]
["Tequendama G4 13.8",2030,0,11.52941677419857,1,1]
["Tequendama G4 13.8",2031,0,11.52941677419857,1,1]
["Tequendama G4 13.8",2032,0,11.529416774282939,1,1]
["Tequendama G4 13.8",2033,0,11.51981745068799,1,1]
["Terminal 115",2023,0,10.285610626840869,1,1]
["Terminal 115",2024,0,21.030811474038451,1,1]
["Terminal 115",2025,0,21.80251951865883,1,1]
["Terminal 115",2026,0,21.848590031932709,1,1]
["Terminal 115",2027,0,21.836411469280741,1,1]
["Terminal 115",2028,0,21.836411469280741,1,1]
["Terminal 115",2029,0,21.891019244164319,1,1]
["Terminal 115",2030,0,21.891019244164319,1,1]
["Terminal 115",2031,0,21.891019244164319,1,1]
["Terminal 115",2032,0,21.891019244347468,1,1]
["Terminal 115",2033,0,21.873605893152821,1,1]
["Termo Zipa 115",2023,0,18.188220828901649,1,1]
["Termo Zipa 115",2024,0,18.95840670253002,1,1]
["Termo Zipa 115",2025,0,25.701632256227288,1,1]
["Termo Zipa 115",2026,0,25.73286682390431,1,1]
["Termo Zipa 115",2027,0,25.718881261675179,1,1]
["Termo Zipa 115",2028,0,25.718881261675179,1,1]
["Termo Zipa 115",2029,0,25.821526664788681,1,1]
["Termo Zipa 115",2030,0,25.821526664788681,1,1]
["Termo Zipa 115",2031,0,25.821526664788681,1,1]
["Termo Zipa 115",2032,0,25.821526664884171,1,1]
["Termo Zipa 115",2033,0,25.80913163786342,1,1]
["Tesalia - Jamondino 220 shn",2023,0,14.41375381740573,1,1]
["Tesalia - Jamondino 220 shn",2024,0,14.505176038466409,1,1]
["Tesalia - Jamondino 220 shn",2025,0,14.66675834197819,1,1]
["Tesalia - Jamondino 220 shn",2026,0,14.53609966115693,1,1]
["Tesalia - Jamondino 220 shn",2027,0,14.94307905017334,1,1]
["Tesalia - Jamondino 220 shn",2028,0,14.96668076150906,1,1]
["Tesalia - Jamondino 220 shn",2029,0,14.95924417315006,1,1]
["Tesalia - Jamondino 220 shn",2030,0,14.93473535985463,1,1]
["Tesalia - Jamondino 220 shn",2031,0,14.93473535985463,1,1]
["Tesalia - Jamondino 220 shn",2032,0,14.93473535997912,1,1]
["Tesalia - Jamondino 220 shn",2033,0,14.927314991488251,1,1]
["Tesalia 220",2023,73.30322265625,14.44440587394898,1,1]
["Tesalia 220",2024,81.235885620117173,10.909362751706849,1,1]
["Tesalia 220",2025,173.30322265625,6.7492624633358096,1,1]
["Tesalia 220",2026,108.31451416015619,14.945734719638301,1,1]
["Tesalia 220",2027,108.31451416015619,10.90936275170974,1,1]
["Tesalia 220",2028,108.31451416015619,6.7492624633432072,1,1]
["Tesalia 220",2029,108.31451416015619,14.96668076150906,1,1]
["Tesalia 220",2030,108.31451416015619,10.906925034115259,1,1]
["Tesalia 220",2031,108.31451416015619,6.7482389596858727,1,1]
["Tesalia 220",2032,108.31451416015619,14.966680761633819,1,1]
["Tesalia 220",2033,108.31451416015619,25.55559412605102,1,1]
["Tibabuyes 115",2023,0,15.844182442046961,1,1]
["Tibabuyes 115",2024,0,16.863869019262388,1,1]
["Tibabuyes 115",2025,0,17.077466917033139,1,1]
["Tibabuyes 115",2026,0,17.107928665445218,1,1]
["Tibabuyes 115",2027,0,17.09741835471949,1,1]
["Tibabuyes 115",2028,0,17.09741835471949,1,1]
["Tibabuyes 115",2029,0,17.162631876313078,1,1]
["Tibabuyes 115",2030,0,17.162631876313078,1,1]
["Tibabuyes 115",2031,0,17.162631876313078,1,1]
["Tibabuyes 115",2032,0,17.162631876418821,1,1]
["Tibabuyes 115",2033,0,17.151087032139351,1,1]
["TIndumil 57.5",2023,0,3.5304088164575069,1,1]
["TIndumil 57.5",2024,0,3.6605026431786669,1,1]
["TIndumil 57.5",2025,0,3.7382638817300302,1,1]
["TIndumil 57.5",2026,0,3.746055702389639,1,1]
["TIndumil 57.5",2027,0,3.7438323169600749,1,1]
["TIndumil 57.5",2028,0,3.7438323169600749,1,1]
["TIndumil 57.5",2029,0,3.76973760686767,1,1]
["TIndumil 57.5",2030,0,3.76973760686767,1,1]
["TIndumil 57.5",2031,0,3.76973760686767,1,1]
["TIndumil 57.5",2032,0,3.7697376069001369,1,1]
["TIndumil 57.5",2033,0,3.7665443526950959,1,1]
["TLeona 115",2023,0,0.1,1,1]
["TLeona 115",2024,0,0.1,1,1]
["TLeona 115",2025,0,0.1,1,1]
["TLeona 115",2026,0,0.1,1,1]
["TLeona 115",2027,0,0.1,1,1]
["TLeona 115",2028,0,0.1,1,1]
["TLeona 115",2029,0,0.1,1,1]
["TLeona 115",2030,0,0.1,1,1]
["TLeona 115",2031,0,0.1,1,1]
["TLeona 115",2032,0,0.1,1,1]
["TLeona 115",2033,0,0.1,1,1]
["Torca 1 13.8",2023,0,32.275570513785297,1,1]
["Torca 1 13.8",2024,0,33.245666841495833,1,1]
["Torca 1 13.8",2025,0,34.003165162616227,1,1]
["Torca 1 13.8",2026,0,34.081431967129859,1,1]
["Torca 1 13.8",2027,0,34.061632170946687,1,1]
["Torca 1 13.8",2028,0,34.061632170946687,1,1]
["Torca 1 13.8",2029,0,34.297884528346898,1,1]
["Torca 1 13.8",2030,0,34.297884528346898,1,1]
["Torca 1 13.8",2031,0,34.297884528346898,1,1]
["Torca 1 13.8",2032,0,34.297884528590373,1,1]
["Torca 1 13.8",2033,0,34.27371005377892,1,1]
["Torca 115",2023,0,37.473976092636789,1,1]
["Torca 115",2024,0,39.288380929387642,1,1]
["Torca 115",2025,0,41.222499490284427,1,1]
["Torca 115",2026,0,41.326978719091329,1,1]
["Torca 115",2027,0,41.305267438970347,1,1]
["Torca 115",2028,0,41.305267438970347,1,1]
["Torca 115",2029,0,41.311889438303687,1,1]
["Torca 115",2030,0,41.311889438303687,1,1]
["Torca 115",2031,0,41.311889438303687,1,1]
["Torca 115",2032,0,41.311889438607992,1,1]
["Torca 115",2033,0,41.283009799247338,1,1]
["Torca 2 13.8",2023,0,32.377131822402283,1,1]
["Torca 2 13.8",2024,0,33.350729909718908,1,1]
["Torca 2 13.8",2025,0,34.11104217570908,1,1]
["Torca 2 13.8",2026,0,34.189553839217162,1,1]
["Torca 2 13.8",2027,0,34.169691347499558,1,1]
["Torca 2 13.8",2028,0,34.169691347499558,1,1]
["Torca 2 13.8",2029,0,34.406548036109449,1,1]
["Torca 2 13.8",2030,0,34.406548036109449,1,1]
["Torca 2 13.8",2031,0,34.406548036109449,1,1]
["Torca 2 13.8",2032,0,34.406548036354273,1,1]
["Torca 2 13.8",2033,0,34.3822942043194,1,1]
["Torca 220",2023,0,24.16411552162776,1,1]
["Torca 220",2024,0,25.646304420772221,1,1]
["Torca 220",2025,0,28.257440606595271,1,1]
["Torca 220",2026,0,28.34934518341392,1,1]
["Torca 220",2027,0,28.336368475362981,1,1]
["Torca 220",2028,0,28.336368475362981,1,1]
["Torca 220",2029,0,27.952059945644599,1,1]
["Torca 220",2030,0,27.952059945644599,1,1]
["Torca 220",2031,0,27.952059945644599,1,1]
["Torca 220",2032,0,27.952059945746608,1,1]
["Torca 220",2033,0,27.935073870521659,1,1]
["Torca 3 13.8",2023,0,43.069034796210431,1,1]
["Torca 3 13.8",2024,0,44.421311862425519,1,1]
["Torca 3 13.8",2025,0,45.494467100140092,1,1]
["Torca 3 13.8",2026,0,45.599245743062959,1,1]
["Torca 3 13.8",2027,0,45.572838025546183,1,1]
["Torca 3 13.8",2028,0,45.572838025546183,1,1]
["Torca 3 13.8",2029,0,45.86895732138494,1,1]
["Torca 3 13.8",2030,0,45.86895732138494,1,1]
["Torca 3 13.8",2031,0,45.86895732138494,1,1]
["Torca 3 13.8",2032,0,45.868957321716493,1,1]
["Torca 3 13.8",2033,0,45.836434354319387,1,1]
["Torca 5 13.8",2023,0,53.886242532095288,1,1]
["Torca 5 13.8",2024,0,55.553711346892747,1,1]
["Torca 5 13.8",2025,0,56.899983929843813,1,1]
["Torca 5 13.8",2026,0,57.026748912883768,1,1]
["Torca 5 13.8",2027,0,56.995172906790017,1,1]
["Torca 5 13.8",2028,0,56.995172906790017,1,1]
["Torca 5 13.8",2029,0,57.333473095177688,1,1]
["Torca 5 13.8",2030,0,57.333473095177688,1,1]
["Torca 5 13.8",2031,0,57.333473095177688,1,1]
["Torca 5 13.8",2032,0,57.333473095572693,1,1]
["Torca 5 13.8",2033,0,57.294493375049043,1,1]
["Torca E 13.8",2023,0,43.231366956494469,1,1]
["Torca E 13.8",2024,0,44.582340340469187,1,1]
["Torca E 13.8",2025,0,45.661766482649767,1,1]
["Torca E 13.8",2026,0,45.767515148534237,1,1]
["Torca E 13.8",2027,0,45.741076224528342,1,1]
["Torca E 13.8",2028,0,45.741076224528342,1,1]
["Torca E 13.8",2029,0,46.038410839007177,1,1]
["Torca E 13.8",2030,0,46.038410839007177,1,1]
["Torca E 13.8",2031,0,46.038410839007177,1,1]
["Torca E 13.8",2032,0,46.038410839334247,1,1]
["Torca E 13.8",2033,0,46.005977784105497,1,1]
["TRivera 1 34.5",2023,0,4.0221440525972456,1,1]
["TRivera 1 34.5",2024,0,2.3299913838689359,1,1]
["TRivera 1 34.5",2025,0,4.131572996597483,1,1]
["TRivera 1 34.5",2026,0,2.5496528519645749,1,1]
["TRivera 1 34.5",2027,0,2.549178750596452,1,1]
["TRivera 1 34.5",2028,0,2.549178750596452,1,1]
["TRivera 1 34.5",2029,0,2.5547047871484998,1,1]
["TRivera 1 34.5",2030,0,2.5547047871484998,1,1]
["TRivera 1 34.5",2031,0,2.5547047871484998,1,1]
["TRivera 1 34.5",2032,0,2.5547047872581432,1,1]
["TRivera 1 34.5",2033,0,2.5503787315223039,1,1]
["TRivera 2 34.5",2023,0,3.440367633770216,1,1]
["TRivera 2 34.5",2024,0,1.281753837940415,1,1]
["TRivera 2 34.5",2025,0,3.5344225809410652,1,1]
["TRivera 2 34.5",2026,0,1.392998446600872,1,1]
["TRivera 2 34.5",2027,0,1.3927312558502061,1,1]
["TRivera 2 34.5",2028,0,1.3927312558502061,1,1]
["TRivera 2 34.5",2029,0,1.3958245218518781,1,1]
["TRivera 2 34.5",2030,0,1.3958245218518781,1,1]
["TRivera 2 34.5",2031,0,1.3958245218518781,1,1]
["TRivera 2 34.5",2032,0,1.395824521916299,1,1]
["TRivera 2 34.5",2033,0,1.3935522090928729,1,1]
["TSeboruco 115",2023,36.5234375,9.9017462159696592,1,1]
["TSeboruco 115",2024,44.1650390625,9.8949856654624302,1,1]
["TSeboruco 115",2025,106.6650390625,9.6549061362513697,1,1]
["TSeboruco 115",2026,88.330078125,7.9821817654618208,1,1]
["TSeboruco 115",2027,88.330078125,7.9843374088633201,1,1]
["TSeboruco 115",2028,88.330078125,7.9843374088633201,1,1]
["TSeboruco 115",2029,88.330078125,7.9617096876276108,1,1]
["TSeboruco 115",2030,88.330078125,7.9617096876276108,1,1]
["TSeboruco 115",2031,87.5,7.9617096876276108,1,1]
["TSeboruco 115",2032,87.5,7.9617096871938804,1,1]
["TSeboruco 115",2033,87.5,7.9773707053435414,1,1]
["TTarqui 2 34.5",2023,0,3.778481206193208,1,1]
["TTarqui 2 34.5",2024,0,3.47764787460348,1,1]
["TTarqui 2 34.5",2025,0,3.8339024864962168,1,1]
["TTarqui 2 34.5",2026,0,3.5849387273061062,1,1]
["TTarqui 2 34.5",2027,0,3.5843293856984042,1,1]
["TTarqui 2 34.5",2028,0,3.5843293856984042,1,1]
["TTarqui 2 34.5",2029,0,3.5902676359097421,1,1]
["TTarqui 2 34.5",2030,0,3.5902676359097421,1,1]
["TTarqui 2 34.5",2031,0,3.5902676359097421,1,1]
["TTarqui 2 34.5",2032,0,3.5902676359624071,1,1]
["TTarqui 2 34.5",2033,0,3.588018453872297,1,1]
["TU_A 34.5",2023,0,7.0673921048190591,1,1]
["TU_A 34.5",2024,0,6.9557880967880168,1,1]
["TU_A 34.5",2025,0,7.3792830144725761,1,1]
["TU_A 34.5",2026,0,7.4876438051880942,1,1]
["TU_A 34.5",2027,0,7.4859921288955071,1,1]
["TU_A 34.5",2028,0,7.4859921288955071,1,1]
["TU_A 34.5",2029,0,7.506939195538525,1,1]
["TU_A 34.5",2030,0,7.506939195538525,1,1]
["TU_A 34.5",2031,0,7.506939195538525,1,1]
["TU_A 34.5",2032,0,7.5069391961746632,1,1]
["TU_A 34.5",2033,0,7.48696869071125,1,1]
["TU_B 34.5",2023,0,7.6024999592504638,1,1]
["TU_B 34.5",2024,0,0.1,1,1]
["TU_B 34.5",2025,0,7.9402017359356849,1,1]
["TU_B 34.5",2026,0,0.1,1,1]
["TU_B 34.5",2027,0,0.1,1,1]
["TU_B 34.5",2028,0,0.1,1,1]
["TU_B 34.5",2029,0,0.1,1,1]
["TU_B 34.5",2030,0,0.1,1,1]
["TU_B 34.5",2031,0,0.1,1,1]
["TU_B 34.5",2032,0,0.1,1,1]
["TU_B 34.5",2033,0,0.1,1,1]
["Tuluni 1 13.8",2023,0,17.394038363292498,1,1]
["Tuluni 1 13.8",2024,0,17.578329240613069,1,1]
["Tuluni 1 13.8",2025,0,18.07210978438215,1,1]
["Tuluni 1 13.8",2026,0,18.890843269055392,1,1]
["Tuluni 1 13.8",2027,0,18.886816739102919,1,1]
["Tuluni 1 13.8",2028,0,18.886816739102919,1,1]
["Tuluni 1 13.8",2029,0,18.93786322321272,1,1]
["Tuluni 1 13.8",2030,0,18.93786322321272,1,1]
["Tuluni 1 13.8",2031,0,18.93786322321272,1,1]
["Tuluni 1 13.8",2032,0,18.937863223089082,1,1]
["Tuluni 1 13.8",2033,0,18.897107000478531,1,1]
["Tuluni 115",2023,38.0859375,22.48646262244662,1,1]
["Tuluni 115",2024,41.365623474121087,22.416989329307309,1,1]
["Tuluni 115",2025,36.02294921875,22.128311138380631,1,1]
["Tuluni 115",2026,34.334373474121087,21.461723062432121,1,1]
["Tuluni 115",2027,34.334373474121087,21.463843879242368,1,1]
["Tuluni 115",2028,34.724998474121087,21.463843879242368,1,1]
["Tuluni 115",2029,35.115623474121087,21.437762879810439,1,1]
["Tuluni 115",2030,35.115623474121087,21.437762879810439,1,1]
["Tuluni 115",2031,35.15625,21.437762879810439,1,1]
["Tuluni 115",2032,35.15625,21.437762878559081,1,1]
["Tuluni 115",2033,35.546875,21.459080491516421,1,1]
["Tuluni 2 13.8",2023,0,17.395392053042311,1,1]
["Tuluni 2 13.8",2024,0,17.579685539048231,1,1]
["Tuluni 2 13.8",2025,0,18.07350891306233,1,1]
["Tuluni 2 13.8",2026,0,18.892299221045501,1,1]
["Tuluni 2 13.8",2027,0,18.88827245119364,1,1]
["Tuluni 2 13.8",2028,0,18.88827245119364,1,1]
["Tuluni 2 13.8",2029,0,18.939321850305479,1,1]
["Tuluni 2 13.8",2030,0,18.939321850305479,1,1]
["Tuluni 2 13.8",2031,0,18.939321850305479,1,1]
["Tuluni 2 13.8",2032,0,18.939321850183241,1,1]
["Tuluni 2 13.8",2033,0,18.89856236527206,1,1]
["Tuluni 220",2023,58.59375,26.393487383555819,1,1]
["Tuluni 220",2024,61.43341064453125,26.334027815182939,1,1]
["Tuluni 220",2025,103.466796875,26.172458362955709,1,1]
["Tuluni 220",2026,61.43341064453125,25.490713338233871,1,1]
["Tuluni 220",2027,61.43341064453125,25.49215214472715,1,1]
["Tuluni 220",2028,61.43341064453125,25.49215214472715,1,1]
["Tuluni 220",2029,61.43341064453125,25.475552131789481,1,1]
["Tuluni 220",2030,61.43341064453125,25.475552131789481,1,1]
["Tuluni 220",2031,62.5,25.475552131789481,1,1]
["Tuluni 220",2032,62.5,25.475552131694648,1,1]
["Tuluni 220",2033,62.5,25.48683717451031,1,1]
["Tuluni 34.5",2023,0,23.557696443178639,1,1]
["Tuluni 34.5",2024,0,24.12925342910718,1,1]
["Tuluni 34.5",2025,0,23.207108035538148,1,1]
["Tuluni 34.5",2026,0,23.56080328549864,1,1]
["Tuluni 34.5",2027,0,23.56255740897846,1,1]
["Tuluni 34.5",2028,0,23.56255740897846,1,1]
["Tuluni 34.5",2029,0,23.540348152970299,1,1]
["Tuluni 34.5",2030,0,23.540348152970299,1,1]
["Tuluni 34.5",2031,0,23.540348152970299,1,1]
["Tuluni 34.5",2032,0,23.54034815223519,1,1]
["Tuluni 34.5",2033,0,23.5610867921622,1,1]
["Tumaco 115",2023,0,0.77245454859767582,1,1]
["Tumaco 115",2024,0,0.77384042914126727,1,1]
["Tumaco 115",2025,0,0.77793727927948142,1,1]
["Tumaco 115",2026,0,0.55712739512720943,1,1]
["Tumaco 115",2027,0,0.55712739512720943,1,1]
["Tumaco 115",2028,0,0.55712739512888687,1,1]
["Tumaco 115",2029,0,0.78514555077511983,1,1]
["Tumaco 115",2030,0,0.78514555077511983,1,1]
["Tumaco 115",2031,0,0.78514555077511983,1,1]
["Tumaco 115",2032,0,0.78514555077802983,1,1]
["Tumaco 115",2033,0,0.78493767645656753,1,1]
["Tunal 1 13.8",2023,0,34.064917877816903,1,1]
["Tunal 1 13.8",2024,0,35.725367271344894,1,1]
["Tunal 1 13.8",2025,0,36.58162585376845,1,1]
["Tunal 1 13.8",2026,0,36.652411514535217,1,1]
["Tunal 1 13.8",2027,0,36.630602006932662,1,1]
["Tunal 1 13.8",2028,0,36.630602006932662,1,1]
["Tunal 1 13.8",2029,0,36.85763358754847,1,1]
["Tunal 1 13.8",2030,0,36.85763358754847,1,1]
["Tunal 1 13.8",2031,0,36.85763358754847,1,1]
["Tunal 1 13.8",2032,0,36.857633587893673,1,1]
["Tunal 1 13.8",2033,0,36.827719517009399,1,1]
["Tunal 115",2023,0,31.850093564900369,1,1]
["Tunal 115",2024,0,35.339099254124157,1,1]
["Tunal 115",2025,0,36.654542018486723,1,1]
["Tunal 115",2026,0,36.735283346972473,1,1]
["Tunal 115",2027,0,36.715604898644322,1,1]
["Tunal 115",2028,0,36.715604898644322,1,1]
["Tunal 115",2029,0,36.796432471172103,1,1]
["Tunal 115",2030,0,36.796432471172103,1,1]
["Tunal 115",2031,0,36.796432471172103,1,1]
["Tunal 115",2032,0,36.796432471500957,1,1]
["Tunal 115",2033,0,36.767161156253657,1,1]
["Tunal 2 13.8",2023,0,34.475294313043072,1,1]
["Tunal 2 13.8",2024,0,36.112605395126998,1,1]
["Tunal 2 13.8",2025,0,36.967230933138097,1,1]
["Tunal 2 13.8",2026,0,37.040610401294423,1,1]
["Tunal 2 13.8",2027,0,37.018815406776319,1,1]
["Tunal 2 13.8",2028,0,37.018815406776319,1,1]
["Tunal 2 13.8",2029,0,37.247793213446492,1,1]
["Tunal 2 13.8",2030,0,37.247793213446492,1,1]
["Tunal 2 13.8",2031,0,37.247793213446492,1,1]
["Tunal 2 13.8",2032,0,37.24779321378216,1,1]
["Tunal 2 13.8",2033,0,37.217900465988158,1,1]
["Tunal 220",2023,0,16.786499173612771,1,1]
["Tunal 220",2024,0,17.779728217215709,1,1]
["Tunal 220",2025,0,17.6608888363853,1,1]
["Tunal 220",2026,0,17.712783106764501,1,1]
["Tunal 220",2027,0,17.704180857886978,1,1]
["Tunal 220",2028,0,17.704180857886978,1,1]
["Tunal 220",2029,0,17.73581686351103,1,1]
["Tunal 220",2030,0,17.73581686351103,1,1]
["Tunal 220",2031,0,17.73581686351103,1,1]
["Tunal 220",2032,0,17.73581686359271,1,1]
["Tunal 220",2033,0,17.723290358516611,1,1]
["Tunal 3 13.8",2023,0,28.5580932155776,1,1]
["Tunal 3 13.8",2024,0,29.756135519154391,1,1]
["Tunal 3 13.8",2025,0,30.41549811831295,1,1]
["Tunal 3 13.8",2026,0,30.479584731094249,1,1]
["Tunal 3 13.8",2027,0,30.462114697761528,1,1]
["Tunal 3 13.8",2028,0,30.462114697761528,1,1]
["Tunal 3 13.8",2029,0,30.655735547212728,1,1]
["Tunal 3 13.8",2030,0,30.655735547212728,1,1]
["Tunal 3 13.8",2031,0,30.655735547212728,1,1]
["Tunal 3 13.8",2032,0,30.65573554746058,1,1]
["Tunal 3 13.8",2033,0,30.63185756117117,1,1]
["Tunjita 115",2023,0,6.3500756804079828,1,1]
["Tunjita 115",2024,0,6.5981898576669673,1,1]
["Tunjita 115",2025,0,6.8259821641371392,1,1]
["Tunjita 115",2026,0,6.8970493823841794,1,1]
["Tunjita 115",2027,0,6.895343650034687,1,1]
["Tunjita 115",2028,0,6.895343650034687,1,1]
["Tunjita 115",2029,0,6.9248414185209857,1,1]
["Tunjita 115",2030,0,6.9248414185209857,1,1]
["Tunjita 115",2031,0,6.9248414185209857,1,1]
["Tunjita 115",2032,0,6.9248414185294704,1,1]
["Tunjita 115",2033,0,6.9232766868772524,1,1]
["TVeraguas 57.5",2023,0,15.93115550751161,1,1]
["TVeraguas 57.5",2024,0,16.83609823789298,1,1]
["TVeraguas 57.5",2025,0,17.286522302997369,1,1]
["TVeraguas 57.5",2026,0,17.32361581840204,1,1]
["TVeraguas 57.5",2027,0,17.313612812088849,1,1]
["TVeraguas 57.5",2028,0,17.313612812088849,1,1]
["TVeraguas 57.5",2029,0,17.40605375652606,1,1]
["TVeraguas 57.5",2030,0,17.40605375652606,1,1]
["TVeraguas 57.5",2031,0,17.40605375652606,1,1]
["TVeraguas 57.5",2032,0,17.40605375667635,1,1]
["TVeraguas 57.5",2033,0,17.391309506505419,1,1]
["Ubala 115",2023,0,2.8067561044554048,1,1]
["Ubala 115",2024,0,2.8701505587515679,1,1]
["Ubala 115",2025,0,2.9413311349528688,1,1]
["Ubala 115",2026,0,2.9632518383020812,1,1]
["Ubala 115",2027,0,2.9624955860743958,1,1]
["Ubala 115",2028,0,2.9624955860743958,1,1]
["Ubala 115",2029,0,2.9816489119306451,1,1]
["Ubala 115",2030,0,2.9816489119306451,1,1]
["Ubala 115",2031,0,2.9816489119306451,1,1]
["Ubala 115",2032,0,2.981648911934792,1,1]
["Ubala 115",2033,0,2.9808786578176618,1,1]
["Ubate 115",2023,0,4.0872010335340496,1,1]
["Ubate 115",2024,0,4.1869034665728666,1,1]
["Ubate 115",2025,0,4.8672738862289551,1,1]
["Ubate 115",2026,0,4.8740189514673187,1,1]
["Ubate 115",2027,0,4.8712991405530977,1,1]
["Ubate 115",2028,0,4.8712991405530977,1,1]
["Ubate 115",2029,0,4.9022687828577647,1,1]
["Ubate 115",2030,0,4.9022687828577647,1,1]
["Ubate 115",2031,0,4.9022687828577647,1,1]
["Ubate 115",2032,0,4.9022687828737759,1,1]
["Ubate 115",2033,0,4.8999683792658484,1,1]
["Usaquen 11.4",2023,0,13.693842728315589,1,1]
["Usaquen 11.4",2024,0,14.05605902641968,1,1]
["Usaquen 11.4",2025,0,14.31450599592613,1,1]
["Usaquen 11.4",2026,0,14.343056475116271,1,1]
["Usaquen 11.4",2027,0,14.334969603893169,1,1]
["Usaquen 11.4",2028,0,14.334969603893169,1,1]
["Usaquen 11.4",2029,0,14.43808198343638,1,1]
["Usaquen 11.4",2030,0,14.43808198343638,1,1]
["Usaquen 11.4",2031,0,14.43808198343638,1,1]
["Usaquen 11.4",2032,0,14.43808198353557,1,1]
["Usaquen 11.4",2033,0,14.427884126723351,1,1]
["Usaquen 115",2023,0,20.62125453987878,1,1]
["Usaquen 115",2024,0,21.580634927539119,1,1]
["Usaquen 115",2025,0,22.42341123566128,1,1]
["Usaquen 115",2026,0,22.47539344159464,1,1]
["Usaquen 115",2027,0,22.46306113884792,1,1]
["Usaquen 115",2028,0,22.46306113884792,1,1]
["Usaquen 115",2029,0,22.501659605710579,1,1]
["Usaquen 115",2030,0,22.501659605710579,1,1]
["Usaquen 115",2031,0,22.501659605710579,1,1]
["Usaquen 115",2032,0,22.501659605876171,1,1]
["Usaquen 115",2033,0,22.484777220240559,1,1]
["Usme 115",2023,0,12.171150351238831,1,1]
["Usme 115",2024,0,12.779501724633491,1,1]
["Usme 115",2025,0,13.17822546806771,1,1]
["Usme 115",2026,0,13.213406581717541,1,1]
["Usme 115",2027,0,13.206601744031261,1,1]
["Usme 115",2028,0,13.206601744031261,1,1]
["Usme 115",2029,0,13.26182867609837,1,1]
["Usme 115",2030,0,13.26182867609837,1,1]
["Usme 115",2031,0,13.26182867609837,1,1]
["Usme 115",2032,0,13.26182867624321,1,1]
["Usme 115",2033,0,13.245197038707779,1,1]
["Vegalara 34.5",2023,0,1.107051627795987,1,1]
["Vegalara 34.5",2024,0,1.091354040191086,1,1]
["Vegalara 34.5",2025,0,1.1379654296425561,1,1]
["Vegalara 34.5",2026,0,1.201920889268326,1,1]
["Vegalara 34.5",2027,0,1.201688983192543,1,1]
["Vegalara 34.5",2028,0,1.201688983192543,1,1]
["Vegalara 34.5",2029,0,1.204396271926709,1,1]
["Vegalara 34.5",2030,0,1.204396271926709,1,1]
["Vegalara 34.5",2031,0,1.204396271926709,1,1]
["Vegalara 34.5",2032,0,1.2043962719875381,1,1]
["Vegalara 34.5",2033,0,1.202439237975107,1,1]
["Venadillo 34.5",2023,18.1494140625,10.458188058891579,1,1]
["Venadillo 34.5",2024,18.1494140625,10.710623233644441,1,1]
["Venadillo 34.5",2025,17.582244873046879,9.0872300695478554,1,1]
["Venadillo 34.5",2026,17.582244873046879,10.01653895699315,1,1]
["Venadillo 34.5",2027,17.582244873046879,10.0171593141015,1,1]
["Venadillo 34.5",2028,17.582244873046879,10.0171593141015,1,1]
["Venadillo 34.5",2029,17.307522296905521,10.56033195859918,1,1]
["Venadillo 34.5",2030,17.620022296905521,10.56033195859918,1,1]
["Venadillo 34.5",2031,17.5,10.56033195859918,1,1]
["Venadillo 34.5",2032,17.5,10.560331958956519,1,1]
["Venadillo 34.5",2033,17.5,10.56639867997038,1,1]
["Veraguas 1 7.5",2023,0,31.660589699165239,1,1]
["Veraguas 1 7.5",2024,0,32.982261083610837,1,1]
["Veraguas 1 7.5",2025,0,33.699386274144111,1,1]
["Veraguas 1 7.5",2026,0,33.76767817777651,1,1]
["Veraguas 1 7.5",2027,0,33.747582743400208,1,1]
["Veraguas 1 7.5",2028,0,33.747582743400208,1,1]
["Veraguas 1 7.5",2029,0,33.97619586618935,1,1]
["Veraguas 1 7.5",2030,0,33.97619586618935,1,1]
["Veraguas 1 7.5",2031,0,33.97619586618935,1,1]
["Veraguas 1 7.5",2032,0,33.976195866483181,1,1]
["Veraguas 1 7.5",2033,0,33.947947031378909,1,1]
["Veraguas 115",2023,0,28.74818831938709,1,1]
["Veraguas 115",2024,0,35.130073626937339,1,1]
["Veraguas 115",2025,0,36.91632393240473,1,1]
["Veraguas 115",2026,0,37.000846152479518,1,1]
["Veraguas 115",2027,0,36.981786565479091,1,1]
["Veraguas 115",2028,0,36.981786565479091,1,1]
["Veraguas 115",2029,0,36.949102851780452,1,1]
["Veraguas 115",2030,0,36.949102851780452,1,1]
["Veraguas 115",2031,0,36.949102851780452,1,1]
["Veraguas 115",2032,0,36.949102852103799,1,1]
["Veraguas 115",2033,0,36.918883966023927,1,1]
["Veraguas 2 7.5",2023,0,31.647591931682911,1,1]
["Veraguas 2 7.5",2024,0,32.968583044536963,1,1]
["Veraguas 2 7.5",2025,0,33.68538534641732,1,1]
["Veraguas 2 7.5",2026,0,33.753648867019137,1,1]
["Veraguas 2 7.5",2027,0,33.733561722173597,1,1]
["Veraguas 2 7.5",2028,0,33.733561722173597,1,1]
["Veraguas 2 7.5",2029,0,33.962087031296797,1,1]
["Veraguas 2 7.5",2030,0,33.962087031296797,1,1]
["Veraguas 2 7.5",2031,0,33.962087031296797,1,1]
["Veraguas 2 7.5",2032,0,33.962087031590507,1,1]
["Veraguas 2 7.5",2033,0,33.933849855870079,1,1]
["Veraguas 57.5",2023,0,16.219391358107579,1,1]
["Veraguas 57.5",2024,0,17.125528432037349,1,1]
["Veraguas 57.5",2025,0,17.546345991317722,1,1]
["Veraguas 57.5",2026,0,17.583005375000059,1,1]
["Veraguas 57.5",2027,0,17.572713224790231,1,1]
["Veraguas 57.5",2028,0,17.572713224790231,1,1]
["Veraguas 57.5",2029,0,17.67925681041946,1,1]
["Veraguas 57.5",2030,0,17.67925681041946,1,1]
["Veraguas 57.5",2031,0,17.67925681041946,1,1]
["Veraguas 57.5",2032,0,17.67925681057373,1,1]
["Veraguas 57.5",2033,0,17.66441940192578,1,1]
["Victoria CQR 115",2023,0,7.6140810292263961,1,1]
["Victoria CQR 115",2024,0,8.0368462107891379,1,1]
["Victoria CQR 115",2025,0,8.2581710279464318,1,1]
["Victoria CQR 115",2026,0,8.2630893812128487,1,1]
["Victoria CQR 115",2027,0,20.004838523058449,1,1]
["Victoria CQR 115",2028,0,20.00483852283535,1,1]
["Victoria CQR 115",2029,0,19.998154219348638,1,1]
["Victoria CQR 115",2030,0,8.3051921051486417,1,1]
["Victoria CQR 115",2031,0,8.3051921051486417,1,1]
["Victoria CQR 115",2032,0,8.3051921051180919,1,1]
["Victoria CQR 115",2033,0,8.3027735876477653,1,1]
["Victoria EEB 115",2023,0,23.120043597385539,1,1]
["Victoria EEB 115",2024,0,25.384779869761559,1,1]
["Victoria EEB 115",2025,0,26.39385445117998,1,1]
["Victoria EEB 115",2026,0,26.454495566412209,1,1]
["Victoria EEB 115",2027,0,26.440671428375829,1,1]
["Victoria EEB 115",2028,0,26.440671428375829,1,1]
["Victoria EEB 115",2029,0,26.473962085595879,1,1]
["Victoria EEB 115",2030,0,26.473962085595879,1,1]
["Victoria EEB 115",2031,0,26.473962085595879,1,1]
["Victoria EEB 115",2032,0,26.473962085826461,1,1]
["Victoria EEB 115",2033,0,26.452166568381951,1,1]
["Villeta 115",2023,0,3.410209239555102,1,1]
["Villeta 115",2024,0,3.4895412376754229,1,1]
["Villeta 115",2025,0,3.8805617516952191,1,1]
["Villeta 115",2026,0,3.8905000067564219,1,1]
["Villeta 115",2027,0,3.888330954673155,1,1]
["Villeta 115",2028,0,3.888330954673155,1,1]
["Villeta 115",2029,0,3.9141713544218169,1,1]
["Villeta 115",2030,0,3.9141713544218169,1,1]
["Villeta 115",2031,0,3.9141713544218169,1,1]
["Villeta 115",2032,0,3.9141713544629941,1,1]
["Villeta 115",2033,0,3.9103464810704529,1,1]
["Virginia - Medellin shn",2023,0,13.014309020317871,1,1]
["Virginia - Medellin shn",2024,0,16.489003454968149,1,1]
["Virginia - Medellin shn",2025,0,17.945613863090699,1,1]
["Virginia - Medellin shn",2026,0,17.94501658728608,1,1]
["Virginia - Medellin shn",2027,0,14.698118998387439,1,1]
["Virginia - Medellin shn",2028,0,14.94307905017334,1,1]
["Virginia - Medellin shn",2029,0,14.96668076150906,1,1]
["Virginia - Medellin shn",2030,0,17.865086386396531,1,1]
["Virginia - Medellin shn",2031,0,17.865086386396531,1,1]
["Virginia - Medellin shn",2032,0,17.865086386378952,1,1]
["Virginia - Medellin shn",2033,0,17.860356744111289,1,1]
["Virginia - Sn Carlos 500 shn",2023,0,13.01458178935639,1,1]
["Virginia - Sn Carlos 500 shn",2024,0,16.489349422365859,1,1]
["Virginia - Sn Carlos 500 shn",2025,0,17.946064811840351,1,1]
["Virginia - Sn Carlos 500 shn",2026,0,17.94547129425036,1,1]
["Virginia - Sn Carlos 500 shn",2027,0,25.11193911699505,1,1]
["Virginia - Sn Carlos 500 shn",2028,0,25.11193911699274,1,1]
["Virginia - Sn Carlos 500 shn",2029,0,25.10791946364348,1,1]
["Virginia - Sn Carlos 500 shn",2030,0,17.865497706293599,1,1]
["Virginia - Sn Carlos 500 shn",2031,0,17.865497706293599,1,1]
["Virginia - Sn Carlos 500 shn",2032,0,17.86549770627602,1,1]
["Virginia - Sn Carlos 500 shn",2033,0,17.860767826742769,1,1]
["Virginia 220",2023,0,22.4853607150107,1,1]
["Virginia 220",2024,0,23.846342746998818,1,1]
["Virginia 220",2025,0,24.367765370722221,1,1]
["Virginia 220",2026,0,24.37525398725834,1,1]
["Virginia 220",2027,0,8.3051921051486417,1,1]
["Virginia 220",2028,0,8.3051921051180919,1,1]
["Virginia 220",2029,0,8.3027735876477653,1,1]
["Virginia 220",2030,0,24.442577439125071,1,1]
["Virginia 220",2031,0,24.442577439125071,1,1]
["Virginia 220",2032,0,24.442577438992931,1,1]
["Virginia 220",2033,0,24.434877060776898,1,1]
["Virginia 34.5",2023,0,27.798843439995121,1,1]
["Virginia 34.5",2024,0,28.394322415698628,1,1]
["Virginia 34.5",2025,0,28.49082135754443,1,1]
["Virginia 34.5",2026,0,28.48810654406271,1,1]
["Virginia 34.5",2027,0,5.3556328999643874,1,1]
["Virginia 34.5",2028,0,5.3556328997594198,1,1]
["Virginia 34.5",2029,0,5.3513286976873218,1,1]
["Virginia 34.5",2030,0,28.625550736512562,1,1]
["Virginia 34.5",2031,0,28.625550736512562,1,1]
["Virginia 34.5",2032,0,28.625550736309052,1,1]
["Virginia 34.5",2033,0,28.616806248813059,1,1]
["Virginia 500",2023,0,13.01636632634129,1,1]
["Virginia 500",2024,0,16.4930270181714,1,1]
["Virginia 500",2025,0,17.950666353459969,1,1]
["Virginia 500",2026,0,17.950089636468821,1,1]
["Virginia 500",2027,0,24.442577439125071,1,1]
["Virginia 500",2028,0,24.442577438992931,1,1]
["Virginia 500",2029,0,24.434877060776898,1,1]
["Virginia 500",2030,0,17.87008261666918,1,1]
["Virginia 500",2031,0,17.87008261666918,1,1]
["Virginia 500",2032,0,17.87008261665158,1,1]
["Virginia 500",2033,0,17.865351251265611,1,1]
["Viso 1 34.5",2023,0,2.7248124485706851,1,1]
["Viso 1 34.5",2024,0,2.7075734959140161,1,1]
["Viso 1 34.5",2025,0,2.7881068434417342,1,1]
["Viso 1 34.5",2026,0,2.883466168700719,1,1]
["Viso 1 34.5",2027,0,2.882940838687523,1,1]
["Viso 1 34.5",2028,0,2.882940838687523,1,1]
["Viso 1 34.5",2029,0,2.888733042912242,1,1]
["Viso 1 34.5",2030,0,2.888733042912242,1,1]
["Viso 1 34.5",2031,0,2.888733042912242,1,1]
["Viso 1 34.5",2032,0,2.888733043015467,1,1]
["Viso 1 34.5",2033,0,2.8849749927085542,1,1]
["viso 2 34.5",2023,0,0.65810677021987118,1,1]
["viso 2 34.5",2024,0,0.66226338341454694,1,1]
["viso 2 34.5",2025,0,0.67662713435523703,1,1]
["viso 2 34.5",2026,0,0.71094901594125126,1,1]
["viso 2 34.5",2027,0,0.71081672237136184,1,1]
["viso 2 34.5",2028,0,0.71081672237136184,1,1]
["viso 2 34.5",2029,0,0.71236255167138784,1,1]
["viso 2 34.5",2030,0,0.71236255167138784,1,1]
["viso 2 34.5",2031,0,0.71236255167138784,1,1]
["viso 2 34.5",2032,0,0.71236255170193119,1,1]
["viso 2 34.5",2033,0,0.71115625964145213,1,1]
["Viterbo 115",2023,0,7.9468907206982733,1,1]
["Viterbo 115",2024,0,8.0769830582094695,1,1]
["Viterbo 115",2025,0,8.1676226366526965,1,1]
["Viterbo 115",2026,0,8.1709094829146522,1,1]
["Viterbo 115",2027,0,17.87008261666918,1,1]
["Viterbo 115",2028,0,17.87008261665158,1,1]
["Viterbo 115",2029,0,17.865351251265611,1,1]
["Viterbo 115",2030,0,8.2131850057456965,1,1]
["Viterbo 115",2031,0,8.2131850057456965,1,1]
["Viterbo 115",2032,0,8.2131850056567863,1,1]
["Viterbo 115",2033,0,8.2105524685384026,1,1]
["VTebaida Nueva 115",2023,0,4.9927817705459381,1,1]
["VTebaida Nueva 115",2024,0,5.0769930995736763,1,1]
["VTebaida Nueva 115",2025,0,5.3155129835520247,1,1]
["VTebaida Nueva 115",2026,0,5.3298318990004461,1,1]
["VTebaida Nueva 115",2027,0,112.5178598657875,1,1]
["VTebaida Nueva 115",2028,0,112.5178598635859,1,1]
["VTebaida Nueva 115",2029,0,112.46454981094671,1,1]
["VTebaida Nueva 115",2030,0,5.3556328999643874,1,1]
["VTebaida Nueva 115",2031,0,5.3556328999643874,1,1]
["VTebaida Nueva 115",2032,0,5.3556328997594198,1,1]
["VTebaida Nueva 115",2033,0,5.3513286976873218,1,1]
["Zipa 13.8 3",2023,0,53.965018914997529,1,1]
["Zipa 13.8 3",2024,0,55.010028664292108,1,1]
["Zipa 13.8 3",2025,0,57.701993829602209,1,1]
["Zipa 13.8 3",2026,0,57.750449801438428,1,1]
["Zipa 13.8 3",2027,0,57.725580923266591,1,1]
["Zipa 13.8 3",2028,0,57.725580923266591,1,1]
["Zipa 13.8 3",2029,0,57.993825754012192,1,1]
["Zipa 13.8 3",2030,0,57.993825754012192,1,1]
["Zipa 13.8 3",2031,0,57.993825754012192,1,1]
["Zipa 13.8 3",2032,0,57.993825754171219,1,1]
["Zipa 13.8 3",2033,0,57.972847754752443,1,1]
["Zipa 13.8 4",2023,0,53.247817363259138,1,1]
["Zipa 13.8 4",2024,0,54.277439610284482,1,1]
["Zipa 13.8 4",2025,0,56.974365311606633,1,1]
["Zipa 13.8 4",2026,0,57.022067204028787,1,1]
["Zipa 13.8 4",2027,0,56.997601092682878,1,1]
["Zipa 13.8 4",2028,0,56.997601092682878,1,1]
["Zipa 13.8 4",2029,0,57.261089320110131,1,1]
["Zipa 13.8 4",2030,0,57.261089320110131,1,1]
["Zipa 13.8 4",2031,0,57.261089320110131,1,1]
["Zipa 13.8 4",2032,0,57.261089320266457,1,1]
["Zipa 13.8 4",2033,0,57.240446432891488,1,1]
["Zipa 13.8 5",2023,0,52.786400785120549,1,1]
["Zipa 13.8 5",2024,0,53.810327314437323,1,1]
["Zipa 13.8 5",2025,0,56.485801430677448,1,1]
["Zipa 13.8 5",2026,0,56.533252773833617,1,1]
["Zipa 13.8 5",2027,0,56.508912872655152,1,1]
["Zipa 13.8 5",2028,0,56.508912872655152,1,1]
["Zipa 13.8 5",2029,0,56.771100322431401,1,1]
["Zipa 13.8 5",2030,0,56.771100322431401,1,1]
["Zipa 13.8 5",2031,0,56.771100322431401,1,1]
["Zipa 13.8 5",2032,0,56.771100322586982,1,1]
["Zipa 13.8 5",2033,0,56.750564617298402,1,1]
["Zipaquira 115",2023,0,8.4279809738379914,1,1]
["Zipaquira 115",2024,0,8.7002015540802429,1,1]
["Zipaquira 115",2025,0,13.382473232476469,1,1]
["Zipaquira 115",2026,0,13.400523556732709,1,1]
["Zipaquira 115",2027,0,13.39280772541426,1,1]
["Zipaquira 115",2028,0,13.39280772541426,1,1]
["Zipaquira 115",2029,0,13.45094598468183,1,1]
["Zipaquira 115",2030,0,13.45094598468183,1,1]
["Zipaquira 115",2031,0,13.45094598468183,1,1]
["Zipaquira 115",2032,0,13.450945984733419,1,1]
["Zipaquira 115",2033,0,13.44409706642635,1,1]
["Zipaquira 2 13.8",2023,0,31.46336920109783,1,1]
["Zipaquira 2 13.8",2024,0,31.917158082275371,1,1]
["Zipaquira 2 13.8",2025,0,32.677332726310382,1,1]
["Zipaquira 2 13.8",2026,0,32.698602586204679,1,1]
["Zipaquira 2 13.8",2027,0,32.687543029912263,1,1]
["Zipaquira 2 13.8",2028,0,32.687543029912263,1,1]
["Zipaquira 2 13.8",2029,0,32.810337740418781,1,1]
["Zipaquira 2 13.8",2030,0,32.810337740418781,1,1]
["Zipaquira 2 13.8",2031,0,32.810337740418781,1,1]
["Zipaquira 2 13.8",2032,0,32.810337740489118,1,1]
["Zipaquira 2 13.8",2033,0,32.801050438121848,1,1]
["Zona franca 34.5",2023,0,9.5740733557812909,1,1]
["Zona franca 34.5",2024,0,9.3096609432276498,1,1]
["Zona franca 34.5",2025,0,9.8485626301482725,1,1]
["Zona franca 34.5",2026,0,11.107054565917441,1,1]
["Zona franca 34.5",2027,0,11.104996800686161,1,1]
["Zona franca 34.5",2028,0,11.104996800686161,1,1]
["Zona franca 34.5",2029,0,11.128677583338639,1,1]
["Zona franca 34.5",2030,0,11.128677583338639,1,1]
["Zona franca 34.5",2031,0,11.128677583338639,1,1]
["Zona franca 34.5",2032,0,11.128677583817909,1,1]
["Zona franca 34.5",2033,0,11.10983263556991,1,1]

{"sheet":"criterios","index":2,"n_rows":8,"n_cols":2,"rows_kept":8,"cut":false,"hidden":false,"merged":[]}
["nombre","ponderacion"]
["BT_Confi",1]
["BT_Flex",1]
["EC_RE",1]
["EC_RP",0.5]
["EC_Per",1]
["EC_Mar",1]
["B_Ambiental",0.3]

{"sheet":"obras","index":3,"n_rows":1,"n_cols":13,"rows_kept":1,"cut":false,"hidden":false,"merged":[]}
["nombre","barra","zona","area","capacidadbarra","cortocircuito","capacidadzona","capacidadarea","costo","periodoini","excluyente","dependiente","obligatorio"]

{"sheet":"proyectos","index":4,"n_rows":117,"n_cols":14,"rows_kept":117,"cut":false,"hidden":false,"merged":[]}
["nombre","capacidad","tipo","barra","area","obra","excluyente","fpo","periodoIni","fpomax","fila","obligatorio","activo","ordenLlegada"]
["SC_410_A1",9.9,"Solar FV","Palermo 34.5","Tolima - Huila Caquetá",null,null,"2025-07-31",2025,"2025-07-31",2,0,1,1]
["SC_458_A1",19.899999999999999,"Solar FV","Espinal 34.5","Tolima - Huila Caquetá",null,"SC_458_A2","2024-12-31",2024,"2024-12-31",2,0,1,2]
["SC_458_A2",19.899999999999999,"Solar FV","Nva Espinal 34.5","Tolima - Huila Caquetá",null,"SC_458_A1","2024-12-31",2024,"2024-12-31",2,0,1,3]
["SC_478_A2",19.899999999999999,"Solar FV","Natagaima 34.5","Tolima - Huila Caquetá",null,"SC_478_A1","2024-12-31",2024,"2024-12-31",2,0,1,4]
["SC_478_A1",19.899999999999999,"Solar FV","Tuluni 34.5","Tolima - Huila Caquetá",null,"SC_478_A2","2024-12-31",2024,"2024-12-31",2,0,1,5]
["SC_491_A1",9.9,"Solar FV","Cruce Juncal 34.5","Tolima - Huila Caquetá",null,null,"2025-07-31",2025,"2025-07-31",2,0,1,6]
["SC_519_A1",9.9,"Solar FV","Campoalegre 34.5","Tolima - Huila Caquetá",null,null,"2025-07-31",2025,"2025-07-31",2,0,1,7]
["SC_492_A1",9.9,"Solar FV","Baraya 34.5","Tolima - Huila Caquetá",null,null,"2025-07-31",2025,"2025-07-31",2,0,1,8]
["SC_826_A1",19.899999999999999,"Solar FV","Lanceros 34.5","Tolima - Huila Caquetá",null,null,"2024-12-31",2024,"2024-12-31",2,0,1,9]
["SC_827_A1",19.899999999999999,"Solar FV","Natagaima 115","Tolima - Huila Caquetá",null,"SC_827_A2","2024-12-31",2024,"2024-12-31",2,0,1,10]
["SC_827_A2",19.899999999999999,"Solar FV","Tuluni 115","Tolima - Huila Caquetá",null,"SC_827_A1","2024-12-31",2024,"2024-12-31",2,0,1,11]
["SC_958_A1",9.9,"Solar FV","Sur 34.5","Tolima - Huila Caquetá",null,null,"2026-12-31",2026,"2026-12-31",2,0,1,12]
["SC_1004_A1",7.5,"Solar FV","Tenay 115","Tolima - Huila Caquetá",null,null,"2023-12-31",2023,"2023-12-31",2,0,1,13]
["SC_1104_A1",9.9,"Solar FV","Hobo 34.5","Tolima - Huila Caquetá",null,"SC_1104_A2","2024-12-31",2024,"2024-12-31",2,0,1,14]
["SC_1104_A2",9.9,"Solar FV","Rivera 34.5","Tolima - Huila Caquetá",null,"SC_1104_A1","2024-12-31",2024,"2024-12-31",2,0,1,15]
["SC_806_A1",26.25,"Termica - Ciclo combinado","Diamante 115","Tolima - Huila Caquetá",null,"SC_806_A2","2023-12-31",2023,"2023-12-31",2,0,1,16]
["SC_764_A1",80,"Solar FV","El Bote 115","Tolima - Huila Caquetá",null,"SC_764_A2","2026-12-31",2026,"2026-12-31",2,0,1,17]
["SC_1331_A1",200,"Solar FV","Tuluni 220","Tolima - Huila Caquetá",null,"SC_1331_A2","2026-11-30",2026,"2026-11-30",2,0,1,18]
["SC_1331_A2",200,"Solar FV","Ibague 220","Tolima - Huila Caquetá",null,"SC_1331_A1","2026-11-30",2026,"2026-11-30",2,0,1,19]
["SC_1231_A2",50,"Solar FV","El Bote 115","Tolima - Huila Caquetá",null,null,"2024-12-31",2024,"2024-12-31",2,0,1,20]
["SC_1246_A2",9.9,"Solar FV","El Bote 34.5","Tolima - Huila Caquetá",null,null,"2024-12-31",2024,"2024-12-31",2,0,1,21]
["SC_1214_A2",9.9,"Solar FV","Espinal 34.5","Tolima - Huila Caquetá",null,"SC_1214_A1","2028-12-31",2028,"2028-12-31",2,0,1,22]
["SC_1334_A2",9.9,"Solar FV","Flandes 13.2","Tolima - Huila Caquetá",null,"SC_1334_A1","2026-12-31",2026,"2026-12-31",2,0,1,23]
["SC_1334_A1",9.9,"Solar FV","Flandes 34.5","Tolima - Huila Caquetá",null,"SC_1334_A2","2026-12-31",2026,"2026-12-31",2,0,1,24]
["SC_1273_A1",9.9,"Solar FV","Fortalecillas 34.5","Tolima - Huila Caquetá",null,null,"2024-12-31",2024,"2024-12-31",2,0,1,25]
["SC_806_A2",26.25,"Termica - Ciclo combinado","Gualanday 115","Tolima - Huila Caquetá",null,"SC_806_A1","2023-12-31",2023,"2023-12-31",2,0,0,26]
["SC_1248_A2",9.9,"Solar FV","Gualanday 115","Tolima - Huila Caquetá",null,"SC_1248_A1","2024-12-31",2024,"2024-12-31",2,0,1,27]
["SC_1248_A1",9.9,"Solar FV","Gualanday 34.5","Tolima - Huila Caquetá",null,"SC_1248_A2","2024-12-31",2024,"2024-12-31",2,0,1,28]
["SC_871_A1",9.9,"Solar FV","Hobo 34.5","Tolima - Huila Caquetá",null,null,"2024-12-31",2024,"2024-12-31",2,0,1,29]
["SC_1214_A1",9.9,"Solar FV","Nva Espinal 34.5","Tolima - Huila Caquetá",null,"SC_1214_A2","2028-12-31",2028,"2028-12-31",2,0,1,30]
["SC_1126_A1",19.899999999999999,"Solar FV","Picaleña 115","Tolima - Huila Caquetá",null,null,"2030-12-31",2030,"2030-12-31",2,0,1,31]
["SC_764_A2",80,"Solar FV","Sur 115","Tolima - Huila Caquetá",null,"SC_764_A1","2026-12-31",2026,"2026-12-31",2,0,1,32]
["SC_661_A1",45,"Solar FV","Tuluni 115","Tolima - Huila Caquetá",null,"SC_661_A2","2025-12-26",2025,"2025-12-26",2,0,1,33]
["SC_661_A2",45,"Solar FV","Tuluni 220","Tolima - Huila Caquetá",null,"SC_661_A1","2025-12-26",2025,"2025-12-26",2,0,1,34]
["SC_1337_A1",15,"Solar FV","Venadillo 34.5","Tolima - Huila Caquetá",null,"SC_1337_A2","2024-12-31",2024,"2024-12-31",2,0,1,35]
["SC_1337_A2",15,"Solar FV","Venadillo 34.5","Tolima - Huila Caquetá",null,"SC_1337_A1","2024-12-31",2024,"2024-12-31",2,0,1,36]
["SC_1482_A1",0,"Solar FV","Diamante 115","Tolima - Huila Caquetá",null,null,"2024-12-31",2024,"2024-12-31",2,0,1,37]
["SC_1043_A2",9.9,"Solar FV","El Bote 115","Tolima - Huila Caquetá",null,"SC_1043_A1","2024-12-31",2024,"2024-12-31",2,0,1,38]
["SC_1043_A1",9.9,"Solar FV","El Bote 34.5","Tolima - Huila Caquetá",null,"SC_1043_A2","2024-12-31",2024,"2024-12-31",2,0,1,39]
["SC_1410_A2",60,"Solar FV","Picaleña 115","Tolima - Huila Caquetá",null,"SC_1410_A1","2026-12-31",2026,"2026-12-31",2,0,1,40]
["SC_1410_A1",60,"Solar FV","Salado 115","Tolima - Huila Caquetá",null,"SC_1410_A2","2026-12-31",2026,"2026-12-31",2,0,1,41]
["SC_857_A1",125,"Eólico Onshore","Altamira 220","Tolima - Huila Caquetá",null,null,"2026-12-31",2026,"2026-12-31",2,0,1,42]
["SC_880_A2",60,"Solar FV","Betania 115","Tolima - Huila Caquetá",null,"SC_880_A1","2026-12-31",2026,"2026-12-31",2,0,1,43]
["SC_880_A1",60,"Solar FV","Hobo 115","Tolima - Huila Caquetá",null,"SC_880_A2","2026-12-31",2026,"2026-12-31",2,0,1,44]
["SC_1235_A1",9.9,"Solar FV","Pata 34.5","Tolima - Huila Caquetá",null,null,"2026-12-31",2026,"2026-12-31",2,0,1,45]
["SC_1694_A2",9.9,"Solar FV","Aipe 34.5","Tolima - Huila Caquetá",null,"SC_1694_A1","2026-12-31",2026,"2026-12-31",2,0,1,46]
["SC_1694_A1",9.9,"Solar FV","Pata 34.5","Tolima - Huila Caquetá",null,"SC_1694_A2","2026-12-31",2026,"2026-12-31",2,0,1,47]
["SC_1666_A1",9.9,"Solar FV","Natagaima 115","Tolima - Huila Caquetá",null,"SC_1666_A2","2026-12-31",2026,"2026-12-31",2,0,1,48]
["SC_1666_A2",9.9,"Solar FV","Natagaima 34.5","Tolima - Huila Caquetá",null,"SC_1666_A1","2026-12-31",2026,"2026-12-31",2,0,1,49]
["SC_1668_A1",9.9,"Solar FV","Natagaima 115","Tolima - Huila Caquetá",null,"SC_1668_A2","2026-12-31",2026,"2026-12-31",2,0,1,50]
["SC_1668_A2",9.9,"Solar FV","Natagaima 34.5","Tolima - Huila Caquetá",null,"SC_1668_A1","2026-12-31",2026,"2026-12-31",2,0,1,51]
["SC_1577_A2",19.899999999999999,"Solar FV","Flandes 115","Tolima - Huila Caquetá",null,"SC_1577_A1","2026-12-31",2026,"2026-12-31",2,0,1,52]
["SC_1578_A2",19.899999999999999,"Solar FV","Flandes 115","Tolima - Huila Caquetá",null,"SC_1578_A1","2026-12-31",2026,"2026-12-31",2,0,1,53]
["SC_1583_A2",19.899999999999999,"Solar FV","Flandes 115","Tolima - Huila Caquetá",null,"SC_1583_A1","2026-12-31",2026,"2026-12-31",2,0,1,54]
["SC_1577_A1",19.899999999999999,"Solar FV","Lanceros 115","Tolima - Huila Caquetá",null,"SC_1577_A2","2026-12-31",2026,"2026-12-31",2,0,1,55]
["SC_1578_A1",19.899999999999999,"Solar FV","Lanceros 115","Tolima - Huila Caquetá",null,"SC_1578_A2","2026-12-31",2026,"2026-12-31",2,0,1,56]
["SC_1583_A1",19.899999999999999,"Solar FV","Lanceros 115","Tolima - Huila Caquetá",null,"SC_1583_A2","2026-12-31",2026,"2026-12-31",2,0,1,57]
["SC_1706_A1",19.899999999999999,"Solar FV","Sur 34.5","Tolima - Huila Caquetá",null,null,"2025-12-31",2025,"2025-12-31",2,0,1,58]
["SC_573_A2",9.9,"Solar FV","Baraya 13.8","Tolima - Huila Caquetá",null,"SC_573_A1","2026-01-31",2026,"2026-01-31",2,0,1,59]
["SC_573_A1",9.9,"Solar FV","Baraya 34.5","Tolima - Huila Caquetá",null,"SC_573_A2","2026-01-31",2026,"2026-01-31",2,0,1,60]
["SC_1858_A1",60,"Solar FV","Picaleña 115","Tolima - Huila Caquetá",null,null,"2027-12-31",2027,"2027-12-31",2,0,1,61]
["SC_1305_A1",19.899999999999999,"Solar FV","Nva Espinal 34.5","Tolima - Huila Caquetá",null,"SC_1305_A2","2024-12-31",2024,"2024-12-31",2,0,1,62]
["SC_1305_A2",19.899999999999999,"Solar FV","Nva Espinal 34.5","Tolima - Huila Caquetá",null,"SC_1305_A1","2024-12-31",2024,"2024-12-31",2,0,1,63]
["SC_1330_A1",100,"Solar FV","Espinal 115","Tolima - Huila Caquetá",null,"SC_1330_A2","2025-12-31",2025,"2025-12-31",2,0,1,64]
["SC_1330_A2",100,"Solar FV","Flandes 115","Tolima - Huila Caquetá",null,"SC_1330_A1","2025-12-31",2025,"2025-12-31",2,0,1,65]
["SC_1872_A2",9.9,"Solar FV","El Bote 115","Tolima - Huila Caquetá",null,"SC_1872_A1","2024-12-31",2024,"2024-12-31",2,0,1,66]
["SC_1872_A1",9.9,"Solar FV","El Bote 34.5","Tolima - Huila Caquetá",null,"SC_1872_A2","2024-12-31",2024,"2024-12-31",2,0,1,67]
["SC_1852_A1",50,"Solar FV","Natagaima 115","Tolima - Huila Caquetá",null,"SC_1852_A2","2025-12-31",2025,"2025-12-31",2,0,1,68]
["SC_1852_A2",50,"Solar FV","Tuluni 115","Tolima - Huila Caquetá",null,"SC_1852_A1","2025-12-31",2025,"2025-12-31",2,0,1,69]
["SC_1778_A1",9.9,"Solar FV","Cruce Juncal 34.5","Tolima - Huila Caquetá",null,null,"2024-12-31",2024,"2024-12-31",2,0,1,70]
["SC_1828_A1",9.9,"Solar FV","Oriente 34.5","Tolima - Huila Caquetá",null,null,"2024-12-31",2024,"2024-12-31",2,0,1,71]
["SC_1767_A1",9.9,"Solar FV","Hobo 34.5","Tolima - Huila Caquetá",null,null,"2024-12-31",2024,"2024-12-31",2,0,1,72]
["SC_2006_A1",4.9000000000000004,"Solar FV","Cruce Juncal 34.5","Tolima - Huila Caquetá",null,null,"2024-12-31",2024,"2024-12-31",2,0,1,73]
["SC_2038_A2",40,"Solar FV","El Bote 115","Tolima - Huila Caquetá",null,"SC_2038_A1","2026-12-31",2026,"2026-12-31",2,0,1,74]
["SC_2038_A1",40,"Solar FV","Sur 115","Tolima - Huila Caquetá",null,"SC_2038_A2","2026-12-31",2026,"2026-12-31",2,0,1,75]
["SC_1930_A1",9.9,"Solar FV","Flandes 34.5","Tolima - Huila Caquetá",null,null,"2025-12-31",2025,"2025-12-31",2,0,1,76]
["SC_2004_A1",19.899999999999999,"Solar FV","Arreboles 34.5","Tolima - Huila Caquetá",null,"SC_2004_A2","2025-12-31",2025,"2025-12-31",2,0,1,77]
["SC_2004_A2",19.899999999999999,"Solar FV","Salado 34.5","Tolima - Huila Caquetá",null,"SC_2004_A1","2025-12-31",2025,"2025-12-31",2,0,1,78]
["SC_2114_A1",8,"Solar FV","El Bote 115","Tolima - Huila Caquetá",null,"SC_2114_A2","2024-06-30",2024,"2024-06-30",2,0,1,79]
["SC_2114_A2",8,"Solar FV","El Bote 34.5","Tolima - Huila Caquetá",null,"SC_2114_A1","2024-06-30",2024,"2024-06-30",2,0,1,80]
["SC_2105_A1",80,"Solar FV","Altamira 220","Tolima - Huila Caquetá",null,"SC_2105_A2","2026-12-31",2026,"2026-12-31",2,0,1,81]
["SC_2105_A2",80,"Solar FV","Tesalia 220","Tolima - Huila Caquetá",null,"SC_2105_A1","2026-12-31",2026,"2026-12-31",2,0,1,82]
["SC_1787_A1",15,"Solar FV","Ibague 220","Tolima - Huila Caquetá",null,"SC_1787_A2","2027-01-31",2027,"2027-01-31",2,0,1,83]
["SC_1787_A2",15,"Solar FV","Mirolindo 115","Tolima - Huila Caquetá",null,"SC_1787_A1","2027-01-31",2027,"2027-01-31",2,0,1,84]
["SC_2191_A1",125,"Eólico Onshore","Altamira 220","Tolima - Huila Caquetá",null,null,"2026-12-31",2026,"2026-12-31",2,0,1,85]
["SC_1990_A1",19.899999999999999,"Solar FV","Picaleña 115","Tolima - Huila Caquetá",null,null,"2030-12-31",2030,"2030-12-31",2,0,1,86]
["SC_1936_A1",19.899999999999999,"Solar FV","Picaleña 115","Tolima - Huila Caquetá",null,null,"2030-12-31",2030,"2030-12-31",2,0,1,87]
["SC_2138_A2",100,"Solar FV","Ibague 220","Tolima - Huila Caquetá",null,"SC_2138_A1","2027-11-25",2027,"2027-11-25",2,0,1,88]
["SC_2138_A1",100,"Solar FV","Mirolindo 115","Tolima - Huila Caquetá",null,"SC_2138_A2","2027-11-25",2027,"2027-11-25",2,0,1,89]
["SC_2202_A1",9.9,"Solar FV","Fortalecillas 34.5","Tolima - Huila Caquetá",null,null,"2024-12-31",2024,"2024-12-31",2,0,1,90]
["SC_2207_A1",9.9,"Solar FV","Castilla 34.5","Tolima - Huila Caquetá",null,"SC_2207_A2","2024-12-31",2024,"2024-12-31",2,0,1,91]
["SC_2207_A2",9.9,"Solar FV","Natagaima 34.5","Tolima - Huila Caquetá",null,"SC_2207_A1","2024-12-31",2024,"2024-12-31",2,0,1,92]
["SC_2147_A1",9.9,"Solar FV","Fortalecillas 34.5","Tolima - Huila Caquetá",null,null,"2024-12-31",2024,"2024-12-31",2,0,1,93]
["SC_2080_A1",9.9,"Solar FV","Castilla 34.5","Tolima - Huila Caquetá",null,"SC_2080_A2","2025-12-31",2025,"2025-12-31",2,0,1,94]
["SC_2080_A2",9.9,"Solar FV","Natagaima 34.5","Tolima - Huila Caquetá",null,"SC_2080_A1","2025-12-31",2025,"2025-12-31",2,0,1,95]
["SC_2088_A1",9.9,"Solar FV","Castilla 34.5","Tolima - Huila Caquetá",null,"SC_2088_A2","2025-12-31",2025,"2025-12-31",2,0,1,96]
["SC_2088_A2",9.9,"Solar FV","Natagaima 34.5","Tolima - Huila Caquetá",null,"SC_2088_A1","2025-12-31",2025,"2025-12-31",2,0,1,97]
["SC_2118_A1",50,"Solar FV","La Plata 115","Tolima - Huila Caquetá",null,"SC_2118_A2","2024-12-31",2024,"2024-12-31",2,0,1,98]
["SC_2118_A2",50,"Solar FV","Segoviana 115","Tolima - Huila Caquetá",null,"SC_2118_A1","2024-12-31",2024,"2024-12-31",2,0,1,99]
["SC_2338_A2",9.9,"Solar FV","Flandes 115","Tolima - Huila Caquetá",null,null,"2026-12-31",2026,"2026-12-31",2,0,1,100]
["SC_1559_A1",9.9,"Solar FV","Chenche 34.5","Tolima - Huila Caquetá",null,"SC_1559_A2","2024-12-31",2024,"2024-12-31",2,0,1,101]
["SC_1559_A2",9.9,"Solar FV","Hilarco 34.5","Tolima - Huila Caquetá",null,"SC_1559_A1","2024-12-31",2024,"2024-12-31",2,0,1,102]
["SC_2310_A2",9.9,"Solar FV","Flandes 115","Tolima - Huila Caquetá",null,"SC_2310_A1","2026-12-31",2026,"2026-12-31",2,0,1,103]
["SC_2314_A2",9.9,"Solar FV","Flandes 115","Tolima - Huila Caquetá",null,"SC_2314_A1","2026-12-31",2026,"2026-12-31",2,0,1,104]
["SC_2327_A2",19.899999999999999,"Solar FV","Flandes 115","Tolima - Huila Caquetá",null,"SC_2327_A1","2026-12-31",2026,"2026-12-31",2,0,1,104]
["SC_1636_A1",9.9,"Solar FV","El Bote 34.5","Tolima - Huila Caquetá",null,null,"2026-01-30",2026,"2026-01-30",2,0,1,105]
["SC_2263_A1",18,"Solar FV","El Bote 115","Tolima - Huila Caquetá",null,"SC_2263_A2","2024-06-30",2024,"2024-06-30",2,0,1,106]
["SC_2263_A2",18,"Solar FV","El Bote 34.5","Tolima - Huila Caquetá",null,"SC_2263_A1","2024-06-30",2024,"2024-06-30",2,0,1,107]
["SC_2310_A1",9.9,"Solar FV","Lanceros 115","Tolima - Huila Caquetá",null,"SC_2310_A2","2026-12-31",2026,"2026-12-31",2,0,1,108]
["SC_2314_A1",9.9,"Solar FV","Lanceros 115","Tolima - Huila Caquetá",null,"SC_2314_A2","2026-12-31",2026,"2026-12-31",2,0,1,109]
["SC_2327_A1",19.899999999999999,"Solar FV","Lanceros 115","Tolima - Huila Caquetá",null,"SC_2327_A2","2026-12-31",2026,"2026-12-31",2,0,1,110]
["SC_722_A2",9.9,"Solar FV","Perales 115","Tolima - Huila Caquetá",null,"SC_722_A1","2025-12-31",2025,"2025-12-31",2,0,1,111]
["SC_722_A1",9.9,"Solar FV","Perales 34.5","Tolima - Huila Caquetá",null,"SC_722_A2","2025-12-31",2025,"2025-12-31",2,0,1,112]
["SC_2330_A1",180,"Solar FV","Huila 230","Tolima - Huila Caquetá",null,"SC_2330_A2","2026-12-31",2026,"2026-12-31",2,0,1,113]
["SC_2330_A2",180,"Solar FV","Huila 115","Tolima - Huila Caquetá",null,"SC_2330_A1","2026-12-31",2026,"2026-12-31",2,0,1,114]
["SC_2338_A1",9.9,"Solar FV","Lanceros 115","Tolima - Huila Caquetá",null,null,"2026-12-31",2026,"2026-12-31",2,0,1,100]

{"sheet":"cortocircuito","index":5,"n_rows":1922,"n_cols":3,"rows_kept":1922,"cut":false,"hidden":false,"merged":[]}
["nombre","barra","aportecortocircuito"]
["SC_491_A1","Balsillas 34.5",1.0333999999999999E-2]
["SC_519_A1","Balsillas 34.5",4.0000000000000001E-3]
["SC_492_A1","Balsillas 34.5",0.01]
["SC_410_A1","Balsillas 34.5",0.01]
["SC_491_A1","Campoalegre 34.5",1.3934E-2]
["SC_519_A1","Campoalegre 34.5",0.24199999999999999]
["SC_492_A1","Campoalegre 34.5",1.4E-2]
["SC_410_A1","Campoalegre 34.5",0.02]
["SC_2114_A1","Cruce Juncal 34.5",3.5000000000000003E-2]
["SC_2114_A2","Cruce Juncal 34.5",5.1999999999999998E-2]
["SC_491_A1","Fortalecillas 34.5",7.2764999999999996E-2]
["SC_519_A1","Fortalecillas 34.5",1.7999999999999999E-2]
["SC_492_A1","Fortalecillas 34.5",0.17799999999999999]
["SC_410_A1","Fortalecillas 34.5",7.0000000000000007E-2]
["SC_491_A1","Hobo 34.5",2.5794000000000001E-2]
["SC_519_A1","Hobo 34.5",0.13]
["SC_492_A1","Hobo 34.5",2.5000000000000001E-2]
["SC_410_A1","Hobo 34.5",0.02]
["SC_871_A1","Hobo 34.5",0.28000000000000003]
["SC_2114_A1","La Plata 34.5",8.0000000000000002E-3]
["SC_2114_A2","La Plata 34.5",6.0000000000000001E-3]
["SC_478_A1","Natagaima 115",-1.7999999999999999E-2]
["SC_478_A2","Natagaima 115",-1.2E-2]
["SC_1330_A1","Nva Espinal 34.5",0.23799999999999999]
["SC_1330_A2","Nva Espinal 34.5",7.5999999999999998E-2]
["SC_458_A2","Nva Espinal 34.5",3.3000000000000002E-2]
["SC_806_A1","Perales 115",0]
["SC_806_A2","Perales 115",0]
["SC_1214_A1","Perales 115",0.03]
["SC_1214_A2","Perales 115",0.02]
["SC_491_A1","Tarqui 34.5",8.3630000000000006E-3]
["SC_519_A1","Tarqui 34.5",1.0999999999999999E-2]
["SC_492_A1","Tarqui 34.5",8.0000000000000002E-3]
["SC_410_A1","Tarqui 34.5",0.01]
["SC_491_A1","TRivera 1 34.5",9.7028000000000003E-2]
["SC_519_A1","TRivera 1 34.5",5.0000000000000001E-3]
["SC_492_A1","TRivera 1 34.5",1.9E-2]
["SC_410_A1","TRivera 1 34.5",0.02]
["SC_491_A1","Aipe 34.5",3.8586000000000002E-2]
["SC_519_A1","Aipe 34.5",0.01]
["SC_492_A1","Aipe 34.5",0.16200000000000001]
["SC_1694_A1","Aipe 34.5",0.18]
["SC_1694_A2","Aipe 34.5",0.18]
["SC_2114_A1","Aipe 34.5",4.4999999999999998E-2]
["SC_2114_A2","Aipe 34.5",4.4999999999999998E-2]
["SC_2202_A1","Aipe 34.5",3.0000000000000001E-3]
["SC_410_A1","Aipe 34.5",0.04]
["SC_573_A1","Aipe 34.5",8.3032300000000003E-2]
["SC_573_A2","Aipe 34.5",8.1176200000000004E-2]
["SC_1235_A1","Aipe 34.5",0.28000000000000003]
["SC_1273_A1","Aipe 34.5",0.02]
["SC_2147_A1","Aipe 34.5",5.0000000000000001E-3]
["SC_2006_A1","Aipe 34.5",0.01]
["SC_491_A1","Algeciras 34.5",7.4479999999999998E-3]
["SC_519_A1","Algeciras 34.5",7.8E-2]
["SC_958_A1","Algeciras 34.5",0.01]
["SC_1706_A1","Algeciras 34.5",0.02]
["SC_492_A1","Algeciras 34.5",7.0000000000000001E-3]
["SC_2114_A1","Algeciras 34.5",0.157]
["SC_2114_A2","Algeciras 34.5",0.159]
["SC_410_A1","Algeciras 34.5",0]
["SC_857_A1","Altamira 115",0.26]
["SC_1787_A1","Altamira 115",1.4631954000000001E-2]
["SC_1787_A2","Altamira 115",1.1124116999999999E-2]
["SC_410_A1","Altamira 115",0.02]
["SC_491_A1","Altamira 115",2.188E-2]
["SC_519_A1","Altamira 115",2.3E-2]
["SC_1767_A1","Altamira 115",5.0000000000000001E-3]
["SC_1778_A1","Altamira 115",3.0000000000000001E-3]
["SC_958_A1","Altamira 115",0.02]
["SC_1706_A1","Altamira 115",0.04]
["SC_1004_A1","Altamira 115",0]
["SC_492_A1","Altamira 115",1.7000000000000001E-2]
["SC_806_A1","Altamira 115",0]
["SC_806_A2","Altamira 115",0]
["SC_871_A1","Altamira 115",0.04]
["SC_880_A1","Altamira 115",0.17]
["SC_880_A2","Altamira 115",0.1]
["SC_1104_A1","Altamira 115",0.01]
["SC_1104_A2","Altamira 115",0.01]
["SC_1231_A2","Altamira 115",0.01]
["SC_1246_A2","Altamira 115",0]
["SC_2105_A1","Altamira 115",0.32300000000000001]
["SC_2105_A2","Altamira 115",0.155]
["SC_2114_A1","Altamira 115",2.5999999999999999E-2]
["SC_2114_A2","Altamira 115",2.5999999999999999E-2]
["SC_1666_A1","Altamira 115",0.01]
["SC_1666_A2","Altamira 115",0.01]
["SC_1668_A1","Altamira 115",0.01]
["SC_1668_A2","Altamira 115",0.01]
["SC_1694_A1","Altamira 115",0.02]
["SC_1694_A2","Altamira 115",0.02]
["SC_1235_A1","Altamira 115",0.01]
["SC_491_A1","Altamira 13.8",6.0740000000000002E-2]
["SC_519_A1","Altamira 13.8",1.9E-2]
["SC_492_A1","Altamira 13.8",1.4E-2]
["SC_410_A1","Altamira 13.8",0.06]
["SC_871_A1","Altamira 13.8",0.11]
["SC_491_A1","Altamira 2 13.2",5.9479999999999998E-2]
["SC_519_A1","Altamira 2 13.2",7.5999999999999998E-2]
["SC_492_A1","Altamira 2 13.2",5.7000000000000002E-2]
["SC_410_A1","Altamira 2 13.2",0.06]
["SC_871_A1","Altamira 2 13.2",0.11]
["SC_857_A1","Altamira 220",0.85]
["SC_1787_A1","Altamira 220",1.1040036E-2]
["SC_1787_A2","Altamira 220",8.3491620000000002E-3]
["SC_410_A1","Altamira 220",0.02]
["SC_491_A1","Altamira 220",1.3899999999999999E-2]
["SC_519_A1","Altamira 220",1.6E-2]
["SC_958_A1","Altamira 220",0.01]
["SC_1706_A1","Altamira 220",0.02]
["SC_492_A1","Altamira 220",1.2999999999999999E-2]
["SC_806_A1","Altamira 220",0]
["SC_806_A2","Altamira 220",0]
["SC_871_A1","Altamira 220",0.02]
["SC_880_A1","Altamira 220",0.11]
["SC_880_A2","Altamira 220",0.08]
["SC_1872_A1","Altamira 220",0]
["SC_1872_A2","Altamira 220",0]
["SC_1043_A1","Altamira 220",0]
["SC_1043_A2","Altamira 220",0]
["SC_1104_A1","Altamira 220",0.01]
["SC_1104_A2","Altamira 220",0.01]
["SC_1214_A1","Altamira 220",0.01]
["SC_1214_A2","Altamira 220",0.01]
["SC_1246_A2","Altamira 220",0]
["SC_2105_A1","Altamira 220",7.4480000000000004]
["SC_2105_A2","Altamira 220",0.17799999999999999]
["SC_2114_A1","Altamira 220",1.6E-2]
["SC_2114_A2","Altamira 220",1.6E-2]
["SC_1666_A1","Altamira 220",0.01]
["SC_1666_A2","Altamira 220",0.01]
["SC_1668_A1","Altamira 220",0.01]
["SC_1668_A2","Altamira 220",0.01]
["SC_491_A1","Altamira 34.5",1.1839000000000001E-2]
["SC_519_A1","Altamira 34.5",1.4999999999999999E-2]
["SC_492_A1","Altamira 34.5",1.2E-2]
["SC_2114_A1","Altamira 34.5",2.4E-2]
["SC_2114_A2","Altamira 34.5",2.7E-2]
["SC_410_A1","Altamira 34.5",0.01]
["SC_1337_A1","Alvarado 34.5",0.77]
["SC_1337_A2","Alvarado 34.5",0.77]
["SC_2004_A1","Alvarado 34.5",0.28000000000000003]
["SC_2004_A2","Alvarado 34.5",0.12]
["SC_410_A1","Amoya 115",0.01]
["SC_491_A1","Amoya 115",7.8799999999999999E-3]
["SC_519_A1","Amoya 115",5.0000000000000001E-3]
["SC_492_A1","Amoya 115",7.0000000000000001E-3]
["SC_806_A1","Amoya 115",0]
["SC_806_A2","Amoya 115",0]
["SC_1214_A1","Amoya 115",0.01]
["SC_1214_A2","Amoya 115",0.01]
["SC_1577_A1","Amoya 115",0.01]
["SC_1577_A2","Amoya 115",0.01]
["SC_1578_A1","Amoya 115",0.01]
["SC_1578_A2","Amoya 115",0.01]
["SC_2105_A1","Amoya 115",2.7E-2]
["SC_2105_A2","Amoya 115",2.3E-2]
["SC_1583_A1","Amoya 115",0.01]
["SC_1583_A2","Amoya 115",0.01]
["SC_1666_A1","Amoya 115",0.02]
["SC_1666_A2","Amoya 115",0.02]
["SC_1668_A1","Amoya 115",0.02]
["SC_1668_A2","Amoya 115",0.02]
["SC_478_A1","Amoya 115",-0.02]
["SC_478_A2","Amoya 115",-2.4E-2]
["SC_661_A1","Amoya 115",0.09]
["SC_661_A2","Amoya 115",0.03]
["SC_827_A1","Amoya 115",1.9E-2]
["SC_827_A2","Amoya 115",4.2999999999999997E-2]
["SC_1852_A1","Amoya 115",0.05]
["SC_1852_A2","Amoya 115",0.1]
["SC_1410_A1","Amoya 115",0.03]
["SC_1410_A2","Amoya 115",0.03]
["SC_1248_A1","Armenia 115",0.01]
["SC_1248_A2","Armenia 115",0.01]
["SC_2004_A1","Arreboles 34.5",0.85]
["SC_2004_A2","Arreboles 34.5",0.36]
["SC_564_A1","Bacata 220",0.03]
["SC_2114_A1","Bacata 500",2E-3]
["SC_2114_A2","Bacata 500",2E-3]
["SC_564_A1","Balsillas 220",0.01]
["SC_2114_A1","Balsillas 34.5",7.0000000000000001E-3]
["SC_2114_A2","Balsillas 34.5",5.0000000000000001E-3]
["SC_1828_A1","Balsillas 34.5",9.1399999999999999E-4]
["SC_573_A1","Baraya 13.8",1.4347179999999999]
["SC_573_A2","Baraya 13.8",1.618007]
["SC_491_A1","Baraya 34.5",3.2766999999999998E-2]
["SC_519_A1","Baraya 34.5",8.0000000000000002E-3]
["SC_492_A1","Baraya 34.5",0.24199999999999999]
["SC_2114_A1","Baraya 34.5",0.127]
["SC_2114_A2","Baraya 34.5",0.127]
["SC_2202_A1","Baraya 34.5",2.9000000000000001E-2]
["SC_410_A1","Baraya 34.5",0.04]
["SC_573_A1","Baraya 34.5",0.73515090000000005]
["SC_573_A2","Baraya 34.5",0.67152290000000003]
["SC_1694_A1","Baraya 34.5",0.01]
["SC_1694_A2","Baraya 34.5",0.01]
["SC_1235_A1","Baraya 34.5",0.01]
["SC_1273_A1","Baraya 34.5",7.0000000000000007E-2]
["SC_2147_A1","Baraya 34.5",0.06]
["SC_2006_A1","Baraya 34.5",0.01]
["SC_1636_A1","Baraya 34.5",0.01]
["SC_1787_A1","Barzalosa 115",2.3479397999999999E-2]
["SC_1787_A2","Barzalosa 115",4.1758418999999998E-2]
["SC_410_A1","Barzalosa 115",0.01]
["SC_491_A1","Barzalosa 115",1.069E-2]
["SC_519_A1","Barzalosa 115",6.0000000000000001E-3]
["SC_492_A1","Barzalosa 115",8.9999999999999993E-3]
["SC_806_A1","Barzalosa 115",0]
["SC_806_A2","Barzalosa 115",0]
["SC_1936_A1","Barzalosa 115",0.03]
["SC_1990_A1","Barzalosa 115",0.03]
["SC_1214_A1","Barzalosa 115",0.05]
["SC_1214_A2","Barzalosa 115",0.04]
["SC_2105_A1","Barzalosa 115",1.7999999999999999E-2]
["SC_2105_A2","Barzalosa 115",1.4999999999999999E-2]
["SC_1666_A1","Barzalosa 115",0.02]
["SC_1666_A2","Barzalosa 115",0.02]
["SC_1668_A1","Barzalosa 115",0.02]
["SC_1668_A2","Barzalosa 115",0.02]
["SC_857_A1","Betania 115",0.03]
["SC_1787_A1","Betania 115",3.5191185999999999E-2]
["SC_1787_A2","Betania 115",2.7527963999999999E-2]
["SC_410_A1","Betania 115",0.08]
["SC_491_A1","Betania 115",7.8070000000000001E-2]
["SC_519_A1","Betania 115",6.4000000000000001E-2]
["SC_1767_A1","Betania 115",2.1000000000000001E-2]
["SC_1778_A1","Betania 115",3.5000000000000003E-2]
["SC_958_A1","Betania 115",0.05]
["SC_1706_A1","Betania 115",0.13]
["SC_1004_A1","Betania 115",0.05]
["SC_492_A1","Betania 115",6.2E-2]
["SC_764_A1","Betania 115",0.37]
["SC_764_A2","Betania 115",0.39]
["SC_806_A1","Betania 115",0]
["SC_806_A2","Betania 115",0]
["SC_871_A1","Betania 115",0.08]
["SC_880_A1","Betania 115",0.34]
["SC_880_A2","Betania 115",0.4]
["SC_1872_A1","Betania 115",0]
["SC_1872_A2","Betania 115",0]
["SC_1043_A1","Betania 115",0]
["SC_1043_A2","Betania 115",0]
["SC_1104_A1","Betania 115",0.04]
["SC_1104_A2","Betania 115",0.04]
["SC_1214_A1","Betania 115",0.01]
["SC_1214_A2","Betania 115",0.01]
["SC_1231_A2","Betania 115",0.02]
["SC_1246_A2","Betania 115",0]
["SC_1828_A1","Betania 115",0.105575]
["SC_1577_A1","Betania 115",0.02]
["SC_1577_A2","Betania 115",0.02]
["SC_1578_A1","Betania 115",0.02]
["SC_1578_A2","Betania 115",0.02]
["SC_2105_A1","Betania 115",0.24]
["SC_2105_A2","Betania 115",0.18099999999999999]
["SC_2147_A1","Betania 115",0.155]
["SC_1583_A1","Betania 115",0.02]
["SC_1583_A2","Betania 115",0.02]
["SC_1666_A1","Betania 115",0.02]
["SC_1666_A2","Betania 115",0.02]
["SC_1668_A1","Betania 115",0.02]
["SC_1668_A2","Betania 115",0.02]
["SC_2202_A1","Betania 115",7.5999999999999998E-2]
["SC_1482_A1","Betania 115",2.3E-2]
["SC_661_A1","Betania 115",0.01]
["SC_1410_A1","Betania 115",7.0000000000000007E-2]
["SC_1410_A2","Betania 115",7.0000000000000007E-2]
["SC_1694_A1","Betania 115",0.06]
["SC_1694_A2","Betania 115",0.06]
["SC_1235_A1","Betania 115",0.04]
["SC_1273_A1","Betania 115",0.05]
["SC_1636_A1","Betania 115",0.03]
["SC_2006_A1","Betania 115",0.02]
["SC_871_A1","Betania 13.8 1",0.14000000000000001]
["SC_871_A1","Betania 13.8 2",0.14000000000000001]
["SC_871_A1","Betania 13.8 3",0.14000000000000001]
["SC_857_A1","Betania 220",0.08]
["SC_1787_A1","Betania 220",3.0090200000000001E-2]
["SC_1787_A2","Betania 220",2.2297746E-2]
["SC_410_A1","Betania 220",0.03]
["SC_491_A1","Betania 220",3.2849999999999997E-2]
["SC_519_A1","Betania 220",0.03]
["SC_958_A1","Betania 220",0.03]
["SC_1706_A1","Betania 220",0.06]
["SC_1004_A1","Betania 220",0.02]
["SC_492_A1","Betania 220",2.8000000000000001E-2]
["SC_564_A1","Betania 220",-0.01]
["SC_871_A1","Betania 220",0.04]
["SC_1872_A1","Betania 220",0]
["SC_1872_A2","Betania 220",0]
["SC_1043_A1","Betania 220",0]
["SC_1043_A2","Betania 220",0]
["SC_1104_A1","Betania 220",0.02]
["SC_1104_A2","Betania 220",0.01]
["SC_1936_A1","Betania 220",0.02]
["SC_1990_A1","Betania 220",0.02]
["SC_1231_A2","Betania 220",0.01]
["SC_1246_A2","Betania 220",0]
["SC_2105_A1","Betania 220",0.38100000000000001]
["SC_2105_A2","Betania 220",0.27900000000000003]
["SC_2114_A1","Betania 220",3.6999999999999998E-2]
["SC_2114_A2","Betania 220",3.5000000000000003E-2]
["SC_2147_A1","Betania 220",6.2E-2]
["SC_1666_A1","Betania 220",0.02]
["SC_1666_A2","Betania 220",0.02]
["SC_1668_A1","Betania 220",0.02]
["SC_1668_A2","Betania 220",0.02]
["SC_1482_A1","Betania 220",2.1000000000000001E-2]
["SC_661_A1","Betania 220",0.02]
["SC_661_A2","Betania 220",0.03]
["SC_1410_A1","Betania 220",0.04]
["SC_1410_A2","Betania 220",0.04]
["SC_1694_A1","Betania 220",0.03]
["SC_1694_A2","Betania 220",0.03]
["SC_1235_A1","Betania 220",0.02]
["SC_806_A1","Betania 220",0]
["SC_806_A2","Betania 220",0]
["SC_1214_A1","Betania 220",0.01]
["SC_1214_A2","Betania 220",0.01]
["SC_871_A1","Betania T1 13.8",0.16]
["SC_871_A1","Betania T2 13.8",0.16]
["SC_1636_A1","Bote 13.8",0.09]
["SC_1787_A1","Brisas 115",0.12639004500000001]
["SC_1787_A2","Brisas 115",0.44137679899999999]
["SC_410_A1","Brisas 115",0.01]
["SC_491_A1","Brisas 115",8.2500000000000004E-3]
["SC_519_A1","Brisas 115",7.0000000000000001E-3]
["SC_492_A1","Brisas 115",8.0000000000000002E-3]
["SC_1872_A1","Brisas 115",0]
["SC_1872_A2","Brisas 115",0]
["SC_1043_A1","Brisas 115",0]
["SC_1043_A2","Brisas 115",0]
["SC_1936_A1","Brisas 115",0.14000000000000001]
["SC_1990_A1","Brisas 115",0.14000000000000001]
["SC_1246_A2","Brisas 115",0]
["SC_1337_A1","Brisas 115",0.22]
["SC_1337_A2","Brisas 115",0.22]
["SC_1577_A1","Brisas 115",0.05]
["SC_1577_A2","Brisas 115",0.05]
["SC_1578_A1","Brisas 115",0.05]
["SC_1578_A2","Brisas 115",0.05]
["SC_2105_A1","Brisas 115",3.5000000000000003E-2]
["SC_2105_A2","Brisas 115",3.1E-2]
["SC_1583_A1","Brisas 115",0.05]
["SC_1583_A2","Brisas 115",0.05]
["SC_1666_A1","Brisas 115",0.02]
["SC_1666_A2","Brisas 115",0.02]
["SC_1668_A1","Brisas 115",0.02]
["SC_1668_A2","Brisas 115",0.02]
["SC_2004_A1","Brisas 115",0.2]
["SC_2004_A2","Brisas 115",0.22]
["SC_1482_A1","Brisas 115",0.157]
["SC_806_A1","Brisas 115",0]
["SC_806_A2","Brisas 115",0]
["SC_1214_A1","Brisas 115",0.03]
["SC_1214_A2","Brisas 115",0.03]
["SC_661_A1","Brisas 115",0.01]
["SC_661_A2","Brisas 115",0.01]
["SC_1858_A1","Brisas 115",0.37]
["SC_1410_A1","Brisas 115",0.28000000000000003]
["SC_1410_A2","Brisas 115",0.28000000000000003]
["SC_1248_A1","Brisas 115",0.04]
["SC_1248_A2","Brisas 115",0.09]
["SC_2138_A1","Brisas 115",0.05]
["SC_2138_A2","Brisas 115",0.01]
["SC_1337_A1","Brisas 34.5",0.48]
["SC_1337_A2","Brisas 34.5",0.48]
["SC_2004_A1","Brisas 34.5",0.23]
["SC_2004_A2","Brisas 34.5",0.4]
["SC_410_A1","Cajamarca 115",0.01]
["SC_491_A1","Cajamarca 115",3.2529999999999998E-3]
["SC_519_A1","Cajamarca 115",2E-3]
["SC_492_A1","Cajamarca 115",3.0000000000000001E-3]
["SC_1577_A1","Cajamarca 115",0.02]
["SC_1577_A2","Cajamarca 115",0.02]
["SC_1578_A1","Cajamarca 115",0.02]
["SC_1578_A2","Cajamarca 115",0.02]
["SC_2105_A1","Cajamarca 115",1.4999999999999999E-2]
["SC_2105_A2","Cajamarca 115",1.4E-2]
["SC_1583_A1","Cajamarca 115",0.02]
["SC_1583_A2","Cajamarca 115",0.02]
["SC_1666_A1","Cajamarca 115",0.01]
["SC_1666_A2","Cajamarca 115",0.01]
["SC_1668_A1","Cajamarca 115",0.01]
["SC_1668_A2","Cajamarca 115",0.01]
["SC_1858_A1","Cajamarca 115",0.11]
["SC_1410_A1","Cajamarca 115",0.11]
["SC_1410_A2","Cajamarca 115",0.11]
["SC_1248_A1","Cajamarca 115",0.02]
["SC_1248_A2","Cajamarca 115",0.02]
["SC_2138_A1","Cajamarca 115",0.01]
["SC_2138_A2","Cajamarca 115",0]
["SC_2114_A1","Campoalegre 34.5",2.4E-2]
["SC_2114_A2","Campoalegre 34.5",1.7999999999999999E-2]
["SC_1694_A1","Campoalegre 34.5",0.01]
["SC_1694_A2","Campoalegre 34.5",0.01]
["SC_1235_A1","Campoalegre 34.5",0.01]
["SC_491_A1","Canaima 34.5",3.7849000000000001E-2]
["SC_519_A1","Canaima 34.5",3.6999999999999998E-2]
["SC_958_A1","Canaima 34.5",0.14000000000000001]
["SC_1706_A1","Canaima 34.5",0.28000000000000003]
["SC_492_A1","Canaima 34.5",3.6999999999999998E-2]
["SC_1104_A1","Canaima 34.5",7.0000000000000007E-2]
["SC_1104_A2","Canaima 34.5",0.11]
["SC_2114_A1","Canaima 34.5",8.1000000000000003E-2]
["SC_2114_A2","Canaima 34.5",9.5000000000000001E-2]
["SC_410_A1","Canaima 34.5",0.04]
["SC_1767_A1","Canaima 34.5",3.0000000000000001E-3]
["SC_1694_A1","Canaima 34.5",0.02]
["SC_1694_A2","Canaima 34.5",0.02]
["SC_1235_A1","Canaima 34.5",0.02]
["SC_1636_A1","Canaima 34.5",7.0000000000000007E-2]
["SC_491_A1","Castalia 34.5",3.2820000000000002E-3]
["SC_519_A1","Castalia 34.5",1.6E-2]
["SC_492_A1","Castalia 34.5",3.0000000000000001E-3]
["SC_2114_A1","Castalia 34.5",8.0000000000000002E-3]
["SC_2114_A2","Castalia 34.5",6.0000000000000001E-3]
["SC_410_A1","Castalia 34.5",0.01]
["SC_1767_A1","Castalia 34.5",0]
["SC_827_A1","Castilla 34.5",7.0000000000000001E-3]
["SC_827_A2","Castilla 34.5",2E-3]
["SC_478_A1","Castilla 34.5",-7.0000000000000001E-3]
["SC_478_A2","Castilla 34.5",-4.8000000000000001E-2]
["SC_1852_A1","Castilla 34.5",0.02]
["SC_1852_A2","Castilla 34.5",0]
["SC_491_A1","Centro 34.5",3.7413000000000002E-2]
["SC_519_A1","Centro 34.5",3.1E-2]
["SC_1706_A1","Centro 34.5",0.28999999999999998]
["SC_492_A1","Centro 34.5",3.5999999999999997E-2]
["SC_2114_A1","Centro 34.5",9.8000000000000004E-2]
["SC_2114_A2","Centro 34.5",0.14399999999999999]
["SC_410_A1","Centro 34.5",0.04]
["SC_1636_A1","Centro 34.5",0.13]
["SC_2114_A1","Chivor 220",3.0000000000000001E-3]
["SC_2114_A2","Chivor 220",3.0000000000000001E-3]
["SC_827_A1","Coyaima 34.5",1E-3]
["SC_827_A2","Coyaima 34.5",3.0000000000000001E-3]
["SC_478_A1","Coyaima 34.5",1E-3]
["SC_478_A2","Coyaima 34.5",-3.0000000000000001E-3]
["SC_1852_A1","Coyaima 34.5",0]
["SC_1852_A2","Coyaima 34.5",0]
["SC_491_A1","Cruce Juncal 34.5",0.25102200000000002]
["SC_519_A1","Cruce Juncal 34.5",7.0000000000000001E-3]
["SC_492_A1","Cruce Juncal 34.5",2.7E-2]
["SC_410_A1","Cruce Juncal 34.5",0.03]
["SC_1778_A1","Cruce Juncal 34.5",0.19400000000000001]
["SC_1694_A1","Cruce Juncal 34.5",0.03]
["SC_1694_A2","Cruce Juncal 34.5",0.03]
["SC_1235_A1","Cruce Juncal 34.5",0.03]
["SC_1273_A1","Cruce Juncal 34.5",0.03]
["SC_2006_A1","Cruce Juncal 34.5",0.75]
["SC_410_A1","Cucuana 115",0.01]
["SC_491_A1","Cucuana 115",1.8569999999999999E-3]
["SC_519_A1","Cucuana 115",1E-3]
["SC_492_A1","Cucuana 115",2E-3]
["SC_806_A1","Cucuana 115",0]
["SC_806_A2","Cucuana 115",0]
["SC_1214_A1","Cucuana 115",0.01]
["SC_1214_A2","Cucuana 115",0.01]
["SC_2105_A1","Cucuana 115",7.0000000000000001E-3]
["SC_2105_A2","Cucuana 115",6.0000000000000001E-3]
["SC_1482_A1","Cucuana 115",3.5999999999999997E-2]
["SC_1858_A1","Cucuana 115",0.1]
["SC_1410_A1","Cucuana 115",0.1]
["SC_1410_A2","Cucuana 115",0.1]
["SC_1858_A1","Diamante 115",0.79]
["SC_1410_A1","Diamante 115",0.28000000000000003]
["SC_1410_A2","Diamante 115",0.28000000000000003]
["SC_1248_A1","Diamante 115",0.04]
["SC_1248_A2","Diamante 115",0.34]
["SC_1787_A1","Diamante 115",4.6190914E-2]
["SC_1787_A2","Diamante 115",0.12571088999999999]
["SC_410_A1","Diamante 115",0.01]
["SC_491_A1","Diamante 115",7.43E-3]
["SC_519_A1","Diamante 115",5.0000000000000001E-3]
["SC_492_A1","Diamante 115",7.0000000000000001E-3]
["SC_806_A1","Diamante 115",0]
["SC_806_A2","Diamante 115",0]
["SC_1872_A1","Diamante 115",0]
["SC_1872_A2","Diamante 115",1E-3]
["SC_1043_A1","Diamante 115",0]
["SC_1043_A2","Diamante 115",0]
["SC_1214_A1","Diamante 115",0.03]
["SC_1214_A2","Diamante 115",0.03]
["SC_1577_A1","Diamante 115",0.06]
["SC_1577_A2","Diamante 115",0.06]
["SC_1578_A1","Diamante 115",0.06]
["SC_1578_A2","Diamante 115",0.06]
["SC_2105_A1","Diamante 115",2.5999999999999999E-2]
["SC_2105_A2","Diamante 115",2.3E-2]
["SC_1583_A1","Diamante 115",0.06]
["SC_1583_A2","Diamante 115",0.06]
["SC_1666_A1","Diamante 115",0.02]
["SC_1666_A2","Diamante 115",0.02]
["SC_1668_A1","Diamante 115",0.02]
["SC_1668_A2","Diamante 115",0.02]
["SC_1482_A1","Diamante 115",0.19700000000000001]
["SC_2138_A1","Diamante 115",0.02]
["SC_2138_A2","Diamante 115",0]
["SC_857_A1","Doncello 115",0.01]
["SC_410_A1","Doncello 115",0]
["SC_491_A1","Doncello 115",4.0179999999999999E-3]
["SC_519_A1","Doncello 115",5.0000000000000001E-3]
["SC_1004_A1","Doncello 115",0]
["SC_492_A1","Doncello 115",3.0000000000000001E-3]
["SC_806_A1","Doncello 115",0]
["SC_806_A2","Doncello 115",0]
["SC_2105_A1","Doncello 115",5.6000000000000001E-2]
["SC_2105_A2","Doncello 115",2.7E-2]
["SC_564_A1","Dorada 115",0.01]
["SC_857_A1","El Bote 115",0.01]
["SC_1787_A1","El Bote 115",3.5129839000000003E-2]
["SC_1787_A2","El Bote 115",2.802062E-2]
["SC_410_A1","El Bote 115",7.0000000000000007E-2]
["SC_491_A1","El Bote 115",7.1199999999999999E-2]
["SC_519_A1","El Bote 115",4.2000000000000003E-2]
["SC_1767_A1","El Bote 115",6.0000000000000001E-3]
["SC_1778_A1","El Bote 115",4.3999999999999997E-2]
["SC_958_A1","El Bote 115",0.06]
["SC_1706_A1","El Bote 115",0.1]
["SC_492_A1","El Bote 115",6.8000000000000005E-2]
["SC_573_A1","El Bote 115",8.1390000000000004E-2]
["SC_573_A2","El Bote 115",7.6249999999999998E-2]
["SC_764_A1","El Bote 115",0.52]
["SC_764_A2","El Bote 115",0.45]
["SC_806_A1","El Bote 115",0]
["SC_806_A2","El Bote 115",0]
["SC_871_A1","El Bote 115",0.04]
["SC_880_A1","El Bote 115",0.21]
["SC_880_A2","El Bote 115",0.24]
["SC_1872_A1","El Bote 115",0]
["SC_1872_A2","El Bote 115",0]
["SC_1043_A1","El Bote 115",0]
["SC_1043_A2","El Bote 115",0]
["SC_1104_A1","El Bote 115",0.03]
["SC_1104_A2","El Bote 115",0.03]
["SC_1214_A1","El Bote 115",0.02]
["SC_1214_A2","El Bote 115",0.02]
["SC_1231_A2","El Bote 115",0.02]
["SC_1246_A2","El Bote 115",0]
["SC_1828_A1","El Bote 115",0.104988]
["SC_2105_A1","El Bote 115",0.13800000000000001]
["SC_2105_A2","El Bote 115",0.112]
["SC_2114_A1","El Bote 115",8.5000000000000006E-2]
["SC_2114_A2","El Bote 115",7.2999999999999995E-2]
["SC_2147_A1","El Bote 115",0.20300000000000001]
["SC_1666_A1","El Bote 115",0.03]
["SC_1666_A2","El Bote 115",0.02]
["SC_1668_A1","El Bote 115",0.03]
["SC_1668_A2","El Bote 115",0.02]
["SC_2202_A1","El Bote 115",0.1]
["SC_1482_A1","El Bote 115",1.9E-2]
["SC_827_A1","El Bote 115",4.3999999999999997E-2]
["SC_827_A2","El Bote 115",4.0000000000000001E-3]
["SC_661_A1","El Bote 115",0.01]
["SC_1852_A1","El Bote 115",0.12]
["SC_1852_A2","El Bote 115",0.01]
["SC_1410_A1","El Bote 115",0.05]
["SC_1410_A2","El Bote 115",0.05]
["SC_1694_A1","El Bote 115",7.0000000000000007E-2]
["SC_1694_A2","El Bote 115",7.0000000000000007E-2]
["SC_1235_A1","El Bote 115",0.05]
["SC_1273_A1","El Bote 115",0.09]
["SC_1636_A1","El Bote 115",0.1]
["SC_2006_A1","El Bote 115",0.06]
["SC_1636_A1","El Bote 34.5",0.67]
["SC_491_A1","El Bote 34.5",0.25102000000000002]
["SC_519_A1","El Bote 34.5",6.2E-2]
["SC_492_A1","El Bote 34.5",0.24199999999999999]
["SC_2105_A1","El Bote 34.5",0.121]
["SC_2105_A2","El Bote 34.5",9.8000000000000004E-2]
["SC_2114_A1","El Bote 34.5",0.129]
["SC_2114_A2","El Bote 34.5",0.28799999999999998]
["SC_2202_A1","El Bote 34.5",0.40699999999999997]
["SC_410_A1","El Bote 34.5",0.23]
["SC_573_A1","El Bote 34.5",0.32347999999999999]
["SC_573_A2","El Bote 34.5",0.30057]
["SC_806_A1","El Bote 34.5",0]
["SC_806_A2","El Bote 34.5",0]
["SC_871_A1","El Bote 34.5",0.04]
["SC_1872_A1","El Bote 34.5",0]
["SC_1872_A2","El Bote 34.5",0]
["SC_1043_A1","El Bote 34.5",0]
["SC_1043_A2","El Bote 34.5",0]
["SC_1214_A1","El Bote 34.5",0.02]
["SC_1214_A2","El Bote 34.5",0.02]
["SC_1231_A2","El Bote 34.5",0.02]
["SC_1246_A2","El Bote 34.5",0]
["SC_1767_A1","El Bote 34.5",4.0000000000000001E-3]
["SC_1778_A1","El Bote 34.5",0.185]
["SC_1694_A1","El Bote 34.5",0.25]
["SC_1694_A2","El Bote 34.5",0.27]
["SC_1235_A1","El Bote 34.5",0.18]
["SC_1273_A1","El Bote 34.5",0.35]
["SC_1828_A1","El Bote 34.5",9.5806000000000002E-2]
["SC_2147_A1","El Bote 34.5",0.84599999999999997]
["SC_2006_A1","El Bote 34.5",0.22]
["SC_564_A1","Enea 115",0.01]
["SC_564_A1","Enea 220",0.04]
["SC_564_A1","Esmeralda 220",-0.01]
["SC_2114_A1","Esmeralda 220",5.0000000000000001E-3]
["SC_2114_A2","Esmeralda 220",4.0000000000000001E-3]
["SC_564_A1","Esmeralda CQR 115",0.01]
["SC_564_A1","Esmeralda Trf3 115",1.1100000000000001]
["SC_410_A1","Espinal 115",0.01]
["SC_491_A1","Espinal 115",1.0355E-2]
["SC_519_A1","Espinal 115",7.0000000000000001E-3]
["SC_492_A1","Espinal 115",0.01]
["SC_1936_A1","Espinal 115",0.03]
["SC_1990_A1","Espinal 115",0.03]
["SC_2105_A1","Espinal 115",2.4E-2]
["SC_2105_A2","Espinal 115",0.02]
["SC_1248_A1","Espinal 115",0.02]
["SC_1248_A2","Espinal 115",0.02]
["SC_806_A1","Espinal 115",0]
["SC_806_A2","Espinal 115",0]
["SC_1787_A1","Espinal 115",1.7491698999999999E-2]
["SC_1787_A2","Espinal 115",3.0192698E-2]
["SC_1214_A1","Espinal 115",0.05]
["SC_1214_A2","Espinal 115",0.05]
["SC_1334_A1","Espinal 115",0.15]
["SC_458_A1","Espinal 115",3.5000000000000003E-2]
["SC_1305_A1","Espinal 115",6.9000000000000006E-2]
["SC_1305_A2","Espinal 115",6.0999999999999999E-2]
["SC_1334_A2","Espinal 115",0.01]
["SC_1334_A1","Espinal 34.5",0.3]
["SC_1334_A2","Espinal 34.5",0.02]
["SC_826_A1","Espinal 34.5",2.1000000000000001E-2]
["SC_458_A1","Espinal 34.5",0.34599999999999997]
["SC_458_A2","Espinal 34.5",0.218]
["SC_1305_A1","Espinal 34.5",0.34599999999999997]
["SC_1305_A2","Espinal 34.5",0.85299999999999998]
["SC_1214_A1","Espinal 34.5",0.53]
["SC_1214_A2","Espinal 34.5",1.41]
["SC_1330_A1","Espinal 34.5",0.153]
["SC_1330_A2","Espinal 34.5",5.0999999999999997E-2]
["SC_1248_A1","Espinal 34.5",0.02]
["SC_1248_A2","Espinal 34.5",0.02]
["SC_1787_A1","Flandes 115",3.1749977999999998E-2]
["SC_1787_A2","Flandes 115",6.0614858000000001E-2]
["SC_410_A1","Flandes 115",0.01]
["SC_491_A1","Flandes 115",1.38E-2]
["SC_519_A1","Flandes 115",8.0000000000000002E-3]
["SC_492_A1","Flandes 115",1.2E-2]
["SC_1872_A1","Flandes 115",0]
["SC_1872_A2","Flandes 115",0]
["SC_1043_A1","Flandes 115",0]
["SC_1043_A2","Flandes 115",0]
["SC_1930_A1","Flandes 115",0.01]
["SC_1936_A1","Flandes 115",7.0000000000000007E-2]
["SC_1990_A1","Flandes 115",7.0000000000000007E-2]
["SC_1231_A2","Flandes 115",0.01]
["SC_1246_A2","Flandes 115",0]
["SC_1334_A1","Flandes 115",0.23]
["SC_1334_A2","Flandes 115",0.01]
["SC_1577_A1","Flandes 115",0.19]
["SC_1577_A2","Flandes 115",0.32]
["SC_1578_A1","Flandes 115",0.19]
["SC_1578_A2","Flandes 115",0.32]
["SC_2105_A1","Flandes 115",0.03]
["SC_2105_A2","Flandes 115",2.5000000000000001E-2]
["SC_1583_A1","Flandes 115",0.19]
["SC_1583_A2","Flandes 115",0.32]
["SC_1666_A1","Flandes 115",0.02]
["SC_1666_A2","Flandes 115",0.02]
["SC_1668_A1","Flandes 115",0.02]
["SC_1668_A2","Flandes 115",0.02]
["SC_1482_A1","Flandes 115",9.4E-2]
["SC_826_A1","Flandes 115",9.5000000000000001E-2]
["SC_458_A1","Flandes 115",1.4E-2]
["SC_458_A2","Flandes 115",1.0999999999999999E-2]
["SC_1330_A1","Flandes 115",0.72499999999999998]
["SC_1330_A2","Flandes 115",0.93600000000000005]
["SC_1305_A1","Flandes 115",0.221]
["SC_1305_A2","Flandes 115",0.222]
["SC_661_A1","Flandes 115",0.01]
["SC_1248_A1","Flandes 115",0.03]
["SC_1248_A2","Flandes 115",0.09]
["SC_1930_A1","Flandes 34.5",0.04]
["SC_1334_A1","Flandes 34.5",0.88]
["SC_1334_A2","Flandes 34.5",0.04]
["SC_826_A1","Flandes 34.5",0.126]
["SC_458_A1","Flandes 34.5",1.7999999999999999E-2]
["SC_458_A2","Flandes 34.5",8.9999999999999993E-3]
["SC_1305_A1","Flandes 34.5",0.24099999999999999]
["SC_1305_A2","Flandes 34.5",0.29199999999999998]
["SC_1214_A1","Flandes 34.5",0.21]
["SC_1214_A2","Flandes 34.5",0.17]
["SC_1330_A1","Flandes 34.5",1.331]
["SC_1330_A2","Flandes 34.5",1.9690000000000001]
["SC_1248_A1","Flandes 34.5",0.05]
["SC_1248_A2","Flandes 34.5",0.05]
["SC_857_A1","Florencia 115",0.02]
["SC_410_A1","Florencia 115",0.01]
["SC_491_A1","Florencia 115",6.6389999999999999E-3]
["SC_519_A1","Florencia 115",8.9999999999999993E-3]
["SC_1004_A1","Florencia 115",0]
["SC_492_A1","Florencia 115",6.0000000000000001E-3]
["SC_806_A1","Florencia 115",0]
["SC_806_A2","Florencia 115",0]
["SC_2105_A1","Florencia 115",7.4999999999999997E-2]
["SC_2105_A2","Florencia 115",3.5000000000000003E-2]
["SC_573_A1","Fortalecillas 34.5",0.68846700000000005]
["SC_573_A2","Fortalecillas 34.5",0.86436100000000005]
["SC_1636_A1","Fortalecillas 34.5",0.09]
["SC_2114_A1","Fortalecillas 34.5",3.9E-2]
["SC_2114_A2","Fortalecillas 34.5",5.8000000000000003E-2]
["SC_2202_A1","Fortalecillas 34.5",0.437]
["SC_1694_A1","Fortalecillas 34.5",0.04]
["SC_1694_A2","Fortalecillas 34.5",0.04]
["SC_1235_A1","Fortalecillas 34.5",0.04]
["SC_1273_A1","Fortalecillas 34.5",0.96]
["SC_2147_A1","Fortalecillas 34.5",0.95099999999999996]
["SC_2006_A1","Fortalecillas 34.5",0.02]
["SC_491_A1","Garzon 34.5",3.9309999999999996E-3]
["SC_519_A1","Garzon 34.5",5.0000000000000001E-3]
["SC_492_A1","Garzon 34.5",4.0000000000000001E-3]
["SC_2114_A1","Garzon 34.5",8.9999999999999993E-3]
["SC_2114_A2","Garzon 34.5",7.0000000000000001E-3]
["SC_410_A1","Garzon 34.5",0.01]
["SC_491_A1","Gigante 34.5",5.7650000000000002E-3]
["SC_519_A1","Gigante 34.5",2.9000000000000001E-2]
["SC_492_A1","Gigante 34.5",5.0000000000000001E-3]
["SC_2114_A1","Gigante 34.5",8.9999999999999993E-3]
["SC_2114_A2","Gigante 34.5",7.0000000000000001E-3]
["SC_410_A1","Gigante 34.5",0.01]
["SC_1767_A1","Gigante 34.5",2E-3]
["SC_1787_A1","Guaca 115",3.2785567000000002E-2]
["SC_1787_A2","Guaca 115",4.1052283000000002E-2]
["SC_410_A1","Guaca 115",0.01]
["SC_491_A1","Guaca 115",8.3899999999999999E-3]
["SC_519_A1","Guaca 115",5.0000000000000001E-3]
["SC_492_A1","Guaca 115",8.0000000000000002E-3]
["SC_806_A1","Guaca 115",0]
["SC_806_A2","Guaca 115",0]
["SC_1930_A1","Guaca 115",0.01]
["SC_1214_A1","Guaca 115",0.04]
["SC_1214_A2","Guaca 115",0.04]
["SC_2105_A1","Guaca 115",2.5999999999999999E-2]
["SC_2105_A2","Guaca 115",2.3E-2]
["SC_1666_A1","Guaca 115",0.02]
["SC_1666_A2","Guaca 115",0.02]
["SC_1668_A1","Guaca 115",0.02]
["SC_1668_A2","Guaca 115",0.02]
["SC_826_A1","Guaca 115",5.0000000000000001E-3]
["SC_1330_A1","Guaca 115",5.1999999999999998E-2]
["SC_1330_A2","Guaca 115",8.1000000000000003E-2]
["SC_1787_A1","Guaca 220",7.2018872999999997E-2]
["SC_1787_A2","Guaca 220",4.6032682999999998E-2]
["SC_410_A1","Guaca 220",0.01]
["SC_491_A1","Guaca 220",6.3099999999999996E-3]
["SC_519_A1","Guaca 220",4.0000000000000001E-3]
["SC_492_A1","Guaca 220",5.0000000000000001E-3]
["SC_564_A1","Guaca 220",28.46]
["SC_806_A1","Guaca 220",0]
["SC_806_A2","Guaca 220",0]
["SC_1930_A1","Guaca 220",0.01]
["SC_1936_A1","Guaca 220",0.04]
["SC_1990_A1","Guaca 220",0.04]
["SC_1214_A1","Guaca 220",0.01]
["SC_1214_A2","Guaca 220",0.01]
["SC_2105_A1","Guaca 220",3.3000000000000002E-2]
["SC_2105_A2","Guaca 220",0.03]
["SC_1666_A1","Guaca 220",0.01]
["SC_1666_A2","Guaca 220",0.01]
["SC_1668_A1","Guaca 220",0.01]
["SC_1668_A2","Guaca 220",0.01]
["SC_661_A1","Guaca 220",0.01]
["SC_661_A2","Guaca 220",0.01]
["SC_1410_A1","Guaca 220",0.09]
["SC_1410_A2","Guaca 220",0.09]
["SC_2138_A1","Guaca 220",0]
["SC_2138_A2","Guaca 220",0.01]
["SC_826_A1","Guaca 220",-3.0000000000000001E-3]
["SC_1330_A1","Guaca 220",0.02]
["SC_1330_A2","Guaca 220",4.4999999999999998E-2]
["SC_827_A1","Guaipa 34.5",1E-3]
["SC_827_A2","Guaipa 34.5",3.0000000000000001E-3]
["SC_478_A1","Guaipa 34.5",-2E-3]
["SC_478_A2","Guaipa 34.5",-5.0000000000000001E-3]
["SC_1787_A1","Gualanday 115",5.1742609000000002E-2]
["SC_1787_A2","Gualanday 115",0.14359967400000001]
["SC_410_A1","Gualanday 115",0.01]
["SC_491_A1","Gualanday 115",8.3800000000000003E-3]
["SC_519_A1","Gualanday 115",6.0000000000000001E-3]
["SC_492_A1","Gualanday 115",8.0000000000000002E-3]
["SC_806_A1","Gualanday 115",0]
["SC_806_A2","Gualanday 115",0]
["SC_1872_A1","Gualanday 115",0]
["SC_1872_A2","Gualanday 115",0]
["SC_1043_A1","Gualanday 115",0]
["SC_1043_A2","Gualanday 115",0]
["SC_1936_A1","Gualanday 115",0.23]
["SC_1990_A1","Gualanday 115",0.23]
["SC_1214_A1","Gualanday 115",0.04]
["SC_1214_A2","Gualanday 115",0.04]
["SC_1231_A2","Gualanday 115",0.01]
["SC_1246_A2","Gualanday 115",0]
["SC_1577_A1","Gualanday 115",7.0000000000000007E-2]
["SC_1577_A2","Gualanday 115",7.0000000000000007E-2]
["SC_1578_A1","Gualanday 115",7.0000000000000007E-2]
["SC_1578_A2","Gualanday 115",7.0000000000000007E-2]
["SC_2105_A1","Gualanday 115",2.8000000000000001E-2]
["SC_2105_A2","Gualanday 115",2.4E-2]
["SC_1583_A1","Gualanday 115",7.0000000000000007E-2]
["SC_1583_A2","Gualanday 115",7.0000000000000007E-2]
["SC_1666_A1","Gualanday 115",0.02]
["SC_1666_A2","Gualanday 115",0.02]
["SC_1668_A1","Gualanday 115",0.02]
["SC_1668_A2","Gualanday 115",0.02]
["SC_1482_A1","Gualanday 115",0.17599999999999999]
["SC_1858_A1","Gualanday 115",0.56000000000000005]
["SC_1410_A1","Gualanday 115",0.27]
["SC_1410_A2","Gualanday 115",0.27]
["SC_1248_A1","Gualanday 115",0.05]
["SC_1248_A2","Gualanday 115",0.6]
["SC_1214_A1","Gualanday 34.5",7.0000000000000007E-2]
["SC_1214_A2","Gualanday 34.5",7.0000000000000007E-2]
["SC_1248_A1","Gualanday 34.5",0.39]
["SC_1248_A2","Gualanday 34.5",0.1]
["SC_857_A1","Hobo 115",0.01]
["SC_410_A1","Hobo 115",0.02]
["SC_491_A1","Hobo 115",2.9276E-2]
["SC_519_A1","Hobo 115",4.4999999999999998E-2]
["SC_1767_A1","Hobo 115",0.01]
["SC_1778_A1","Hobo 115",7.0000000000000001E-3]
["SC_958_A1","Hobo 115",0.02]
["SC_1706_A1","Hobo 115",0.05]
["SC_1004_A1","Hobo 115",0.01]
["SC_492_A1","Hobo 115",2.8000000000000001E-2]
["SC_764_A1","Hobo 115",0.15]
["SC_764_A2","Hobo 115",0.15]
["SC_806_A1","Hobo 115",0]
["SC_806_A2","Hobo 115",0]
["SC_871_A1","Hobo 115",0.08]
["SC_880_A1","Hobo 115",0.4]
["SC_880_A2","Hobo 115",0.16]
["SC_1872_A1","Hobo 115",0]
["SC_1872_A2","Hobo 115",0]
["SC_1043_A1","Hobo 115",0]
["SC_1043_A2","Hobo 115",0]
["SC_1104_A1","Hobo 115",0.02]
["SC_1104_A2","Hobo 115",0.02]
["SC_1214_A1","Hobo 115",0.01]
["SC_1214_A2","Hobo 115",0.01]
["SC_1231_A2","Hobo 115",0.01]
["SC_1246_A2","Hobo 115",0]
["SC_2105_A1","Hobo 115",0.11799999999999999]
["SC_2105_A2","Hobo 115",7.8E-2]
["SC_2114_A1","Hobo 115",3.3000000000000002E-2]
["SC_2114_A2","Hobo 115",2.7E-2]
["SC_1410_A1","Hobo 115",0.02]
["SC_1410_A2","Hobo 115",0.02]
["SC_1694_A1","Hobo 115",0.02]
["SC_1694_A2","Hobo 115",0.02]
["SC_1235_A1","Hobo 115",0.02]
["SC_958_A1","Hobo 34.5",0.03]
["SC_1706_A1","Hobo 34.5",7.0000000000000007E-2]
["SC_2114_A1","Hobo 34.5",0.04]
["SC_2114_A2","Hobo 34.5",4.1000000000000002E-2]
["SC_1104_A1","Hobo 34.5",0.05]
["SC_1104_A2","Hobo 34.5",0.04]
["SC_1767_A1","Hobo 34.5",5.6000000000000001E-2]
["SC_1778_A1","Hobo 34.5",1E-3]
["SC_1694_A1","Hobo 34.5",0.01]
["SC_1694_A2","Hobo 34.5",0.01]
["SC_1235_A1","Hobo 34.5",0.01]
["SC_1273_A1","Hobo 34.5",0.01]
["SC_2006_A1","Hobo 34.5",0.01]
["SC_410_A1","Huila 115",0]
["SC_519_A1","Huila 115",0]
["SC_492_A1","Huila 115",0]
["SC_764_A1","Huila 115",0.4]
["SC_764_A2","Huila 115",0.41]
["SC_880_A1","Huila 115",0.17]
["SC_880_A2","Huila 115",0.2]
["SC_2105_A1","Huila 115",0.157]
["SC_2105_A2","Huila 115",0.129]
["SC_1410_A1","Huila 115",0.06]
["SC_1410_A2","Huila 115",0.06]
["SC_1694_A1","Huila 115",0.06]
["SC_1694_A2","Huila 115",0.06]
["SC_806_A1","Huila 115",0]
["SC_806_A2","Huila 115",0]
["SC_1214_A1","Huila 115",0.02]
["SC_1214_A2","Huila 115",0.02]
["SC_1235_A1","Huila 115",0.05]
["SC_573_A1","Huila 115",0.11153]
["SC_573_A2","Huila 115",0.10395]
["SC_857_A1","Huila 115",0.01]
["SC_857_A1","Huila 230",0.01]
["SC_1787_A1","Huila 230",4.5275013000000003E-2]
["SC_1787_A2","Huila 230",2.8788376000000001E-2]
["SC_1410_A1","Huila 230",0.04]
["SC_1410_A2","Huila 230",0.04]
["SC_1694_A1","Huila 230",0.02]
["SC_1694_A2","Huila 230",0.02]
["SC_1235_A1","Huila 230",0.02]
["SC_410_A1","Huila 230",0]
["SC_519_A1","Huila 230",0]
["SC_492_A1","Huila 230",0]
["SC_806_A1","Huila 230",0]
["SC_806_A2","Huila 230",0]
["SC_1214_A1","Huila 230",0.01]
["SC_1214_A2","Huila 230",0.01]
["SC_2105_A1","Huila 230",0.105]
["SC_2105_A2","Huila 230",0.09]
["SC_573_A1","Huila 230",2.1870000000000001E-2]
["SC_573_A2","Huila 230",2.052E-2]
["SC_1636_A1","Huila 34.5",0.1]
["SC_491_A1","Huila 34.5",0.113389]
["SC_519_A1","Huila 34.5",3.3000000000000002E-2]
["SC_492_A1","Huila 34.5",0.109]
["SC_2114_A1","Huila 34.5",0.08]
["SC_2114_A2","Huila 34.5",0.105]
["SC_410_A1","Huila 34.5",0.11]
["SC_573_A1","Huila 34.5",6.454E-2]
["SC_573_A2","Huila 34.5",5.774E-2]
["SC_1828_A1","Huila 34.5",5.8791999999999997E-2]
["SC_871_A1","Inza 13.8",0]
["SC_871_A1","Iquira I 13.8",0.01]
["SC_492_A1","Iquira I 34.5",2.1000000000000001E-2]
["SC_491_A1","Iquira I 34.5",2.1537000000000001E-2]
["SC_519_A1","Iquira I 34.5",0.01]
["SC_2114_A1","Iquira I 34.5",1.7000000000000001E-2]
["SC_2114_A2","Iquira I 34.5",1.2999999999999999E-2]
["SC_410_A1","Iquira I 34.5",0.04]
["SC_1828_A1","Iquira I 34.5",8.7299999999999997E-4]
["SC_491_A1","Iquira II",2.5419000000000001E-2]
["SC_519_A1","Iquira II",1.2E-2]
["SC_492_A1","Iquira II",2.5000000000000001E-2]
["SC_2114_A1","Iquira II",0.02]
["SC_2114_A2","Iquira II",1.4999999999999999E-2]
["SC_410_A1","Iquira II",0.05]
["SC_1828_A1","Iquira II",1.242E-3]
["SC_871_A1","Iquira II 13.8",0.02]
["SC_410_A1","Jamondino - Tesalia 220 shn",0.01]
["SC_519_A1","Jamondino - Tesalia 220 shn",6.0000000000000001E-3]
["SC_492_A1","Jamondino - Tesalia 220 shn",6.0000000000000001E-3]
["SC_857_A1","Jamondino 220",0.02]
["SC_1872_A1","Jamondino 220",0]
["SC_1872_A2","Jamondino 220",0]
["SC_1043_A1","Jamondino 220",0]
["SC_1043_A2","Jamondino 220",0]
["SC_1246_A2","Jamondino 220",0]
["SC_2105_A1","Jamondino 220",0.13100000000000001]
["SC_2105_A2","Jamondino 220",8.8999999999999996E-2]
["SC_564_A1","La Miel 220",7.0000000000000007E-2]
["SC_1936_A1","La Miel 220",0.01]
["SC_1990_A1","La Miel 220",0.01]
["SC_1126_A1","La Miel 220",0.01]
["SC_2114_A1","La Miel 220",3.0000000000000001E-3]
["SC_2114_A2","La Miel 220",3.0000000000000001E-3]
["SC_491_A1","La Naveta 4.16",1.072E-2]
["SC_410_A1","La Naveta 4.16",0.01]
["SC_871_A1","La Pita 13.8",0.01]
["SC_857_A1","La Plata 115",0.01]
["SC_410_A1","La Plata 115",0.01]
["SC_491_A1","La Plata 115",4.9769999999999997E-3]
["SC_519_A1","La Plata 115",6.0000000000000001E-3]
["SC_1004_A1","La Plata 115",0]
["SC_492_A1","La Plata 115",5.0000000000000001E-3]
["SC_806_A1","La Plata 115",0]
["SC_806_A2","La Plata 115",0]
["SC_2105_A1","La Plata 115",8.3000000000000004E-2]
["SC_2105_A2","La Plata 115",0.04]
["SC_491_A1","La Plata 34.5",7.7419999999999998E-3]
["SC_519_A1","La Plata 34.5",0.01]
["SC_492_A1","La Plata 34.5",7.0000000000000001E-3]
["SC_410_A1","La Plata 34.5",0.01]
["SC_1787_A1","Lanceros 115",1.8107061000000001E-2]
["SC_1787_A2","Lanceros 115",3.3734508000000003E-2]
["SC_410_A1","Lanceros 115",0.01]
["SC_491_A1","Lanceros 115",7.8320000000000004E-3]
["SC_519_A1","Lanceros 115",5.0000000000000001E-3]
["SC_492_A1","Lanceros 115",7.0000000000000001E-3]
["SC_806_A1","Lanceros 115",0]
["SC_806_A2","Lanceros 115",0]
["SC_1936_A1","Lanceros 115",0.04]
["SC_1990_A1","Lanceros 115",0.04]
["SC_1214_A1","Lanceros 115",0.04]
["SC_1214_A2","Lanceros 115",0.04]
["SC_1577_A1","Lanceros 115",0.75]
["SC_1577_A2","Lanceros 115",0.09]
["SC_1578_A1","Lanceros 115",0.75]
["SC_1578_A2","Lanceros 115",0.09]
["SC_2105_A1","Lanceros 115",1.7000000000000001E-2]
["SC_2105_A2","Lanceros 115",1.4E-2]
["SC_1583_A1","Lanceros 115",0.75]
["SC_1583_A2","Lanceros 115",0.09]
["SC_1666_A1","Lanceros 115",0.02]
["SC_1666_A2","Lanceros 115",0.02]
["SC_1668_A1","Lanceros 115",0.02]
["SC_1668_A2","Lanceros 115",0.02]
["SC_1482_A1","Lanceros 115",5.5E-2]
["SC_826_A1","Lanceros 115",7.0999999999999994E-2]
["SC_458_A1","Lanceros 115",7.0000000000000001E-3]
["SC_458_A2","Lanceros 115",5.0000000000000001E-3]
["SC_1330_A1","Lanceros 115",8.3000000000000004E-2]
["SC_1330_A2","Lanceros 115",0.105]
["SC_1305_A1","Lanceros 115",1.2E-2]
["SC_1305_A2","Lanceros 115",1.4E-2]
["SC_1248_A1","Lanceros 115",0.01]
["SC_1248_A2","Lanceros 115",0.02]
["SC_1334_A2","Lanceros 115",0.01]
["SC_1334_A1","Lanceros 115",0.11]
["SC_458_A1","Lanceros 34.5",3.0000000000000001E-3]
["SC_458_A2","Lanceros 34.5",1E-3]
["SC_1305_A1","Lanceros 34.5",1.4E-2]
["SC_1305_A2","Lanceros 34.5",1.4999999999999999E-2]
["SC_1330_A1","Lanceros 34.5",0.115]
["SC_1330_A2","Lanceros 34.5",0.14299999999999999]
["SC_1334_A2","Lanceros 34.5",0.01]
["SC_1334_A1","Lanceros 34.5",0.21]
["SC_564_A1","Manizales 115",0.01]
["SC_564_A1","Manzanares 115",4.71]
["SC_564_A1","Mariquita 115",0.01]
["SC_806_A1","Mariquita 115",0]
["SC_806_A2","Mariquita 115",0]
["SC_1936_A1","Mariquita 115",0.01]
["SC_1990_A1","Mariquita 115",0.01]
["SC_1126_A1","Mariquita 115",0.03]
["SC_1787_A1","Mesa 220",8.8394256000000004E-2]
["SC_1787_A2","Mesa 220",4.8647263000000003E-2]
["SC_410_A1","Mesa 220",0.01]
["SC_491_A1","Mesa 220",6.2899999999999996E-3]
["SC_519_A1","Mesa 220",5.0000000000000001E-3]
["SC_492_A1","Mesa 220",6.0000000000000001E-3]
["SC_564_A1","Mesa 220",0.06]
["SC_1872_A1","Mesa 220",0]
["SC_1872_A2","Mesa 220",0]
["SC_1043_A1","Mesa 220",0]
["SC_1043_A2","Mesa 220",0]
["SC_1936_A1","Mesa 220",0.04]
["SC_1990_A1","Mesa 220",0.04]
["SC_2105_A1","Mesa 220",3.3000000000000002E-2]
["SC_2105_A2","Mesa 220",0.03]
["SC_2114_A1","Mesa 220",8.0000000000000002E-3]
["SC_2114_A2","Mesa 220",8.0000000000000002E-3]
["SC_661_A1","Mesa 220",0.01]
["SC_661_A2","Mesa 220",0.02]
["SC_806_A1","Mesa 220",0]
["SC_806_A2","Mesa 220",0]
["SC_1214_A1","Mesa 220",0.02]
["SC_1214_A2","Mesa 220",0.02]
["SC_2138_A1","Mesa 220",0.01]
["SC_2138_A2","Mesa 220",0.01]
["SC_1787_A1","Mirolindo 115",0.20148998400000001]
["SC_1787_A2","Mirolindo 115",0.75803525699999996]
["SC_410_A1","Mirolindo 115",0.01]
["SC_491_A1","Mirolindo 115",1.103E-2]
["SC_519_A1","Mirolindo 115",7.0000000000000001E-3]
["SC_492_A1","Mirolindo 115",8.9999999999999993E-3]
["SC_564_A1","Mirolindo 115",0]
["SC_1872_A1","Mirolindo 115",0]
["SC_1872_A2","Mirolindo 115",0]
["SC_1043_A1","Mirolindo 115",0]
["SC_1043_A2","Mirolindo 115",0]
["SC_1936_A1","Mirolindo 115",0.21]
["SC_1990_A1","Mirolindo 115",0.21]
["SC_1231_A2","Mirolindo 115",0.01]
["SC_1246_A2","Mirolindo 115",0]
["SC_1337_A1","Mirolindo 115",0.27]
["SC_1337_A2","Mirolindo 115",0.27]
["SC_1577_A1","Mirolindo 115",0.06]
["SC_1577_A2","Mirolindo 115",0.06]
["SC_1578_A1","Mirolindo 115",0.06]
["SC_1578_A2","Mirolindo 115",0.06]
["SC_2105_A1","Mirolindo 115",4.8000000000000001E-2]
["SC_2105_A2","Mirolindo 115",4.2000000000000003E-2]
["SC_1583_A1","Mirolindo 115",0.06]
["SC_1583_A2","Mirolindo 115",0.06]
["SC_1666_A1","Mirolindo 115",0.02]
["SC_1666_A2","Mirolindo 115",0.02]
["SC_1668_A1","Mirolindo 115",0.02]
["SC_1668_A2","Mirolindo 115",0.02]
["SC_2004_A1","Mirolindo 115",0.25]
["SC_2004_A2","Mirolindo 115",0.26]
["SC_1482_A1","Mirolindo 115",0.20699999999999999]
["SC_806_A1","Mirolindo 115",0]
["SC_806_A2","Mirolindo 115",0]
["SC_1214_A1","Mirolindo 115",0.04]
["SC_1214_A2","Mirolindo 115",0.04]
["SC_661_A1","Mirolindo 115",0.01]
["SC_661_A2","Mirolindo 115",0.02]
["SC_1858_A1","Mirolindo 115",0.53]
["SC_1410_A1","Mirolindo 115",0.37]
["SC_1410_A2","Mirolindo 115",0.37]
["SC_1248_A1","Mirolindo 115",0.05]
["SC_1248_A2","Mirolindo 115",0.14000000000000001]
["SC_2138_A1","Mirolindo 115",7.0000000000000007E-2]
["SC_2138_A2","Mirolindo 115",0.01]
["SC_491_A1","Mirolindo 13.2 2",2.0369999999999999E-2]
["SC_519_A1","Mirolindo 13.2 2",1.4999999999999999E-2]
["SC_492_A1","Mirolindo 13.2 2",0.02]
["SC_410_A1","Mirolindo 13.2 2",0.02]
["SC_857_A1","Ibague 220",0.01]
["SC_1787_A1","Ibague 220",0.70758311500000004]
["SC_1787_A2","Ibague 220",0.16100833000000001]
["SC_410_A1","Ibague 220",0.01]
["SC_491_A1","Ibague 220",7.3499999999999998E-3]
["SC_519_A1","Ibague 220",6.0000000000000001E-3]
["SC_492_A1","Ibague 220",7.0000000000000001E-3]
["SC_806_A1","Ibague 220",0]
["SC_806_A2","Ibague 220",0]
["SC_1214_A1","Ibague 220",0.02]
["SC_1214_A2","Ibague 220",0.01]
["SC_1246_A2","Ibague 220",0]
["SC_1482_A1","Ibague 220",6.0999999999999999E-2]
["SC_661_A1","Ibague 220",0.03]
["SC_661_A2","Ibague 220",0.05]
["SC_2138_A1","Ibague 220",0.01]
["SC_2138_A2","Ibague 220",0.04]
["SC_564_A1","Ibague 220",0.01]
["SC_573_A1","Ibague 220",4.3759999999999997E-3]
["SC_573_A2","Ibague 220",4.0769999999999999E-3]
["SC_1872_A1","Ibague 220",0]
["SC_1872_A2","Ibague 220",0]
["SC_1043_A1","Ibague 220",0]
["SC_1043_A2","Ibague 220",0]
["SC_1936_A1","Ibague 220",0.06]
["SC_1990_A1","Ibague 220",0.06]
["SC_1577_A1","Ibague 220",0.03]
["SC_1577_A2","Ibague 220",0.03]
["SC_1578_A1","Ibague 220",0.03]
["SC_1578_A2","Ibague 220",0.03]
["SC_2105_A1","Ibague 220",4.9000000000000002E-2]
["SC_2105_A2","Ibague 220",4.2000000000000003E-2]
["SC_2114_A1","Ibague 220",8.9999999999999993E-3]
["SC_2114_A2","Ibague 220",8.0000000000000002E-3]
["SC_1583_A1","Ibague 220",0.03]
["SC_1583_A2","Ibague 220",0.03]
["SC_1666_A1","Ibague 220",0.02]
["SC_1666_A2","Ibague 220",0.02]
["SC_1668_A1","Ibague 220",0.02]
["SC_1668_A2","Ibague 220",0.02]
["SC_1858_A1","Ibague 220",0.15]
["SC_1410_A1","Ibague 220",0.12]
["SC_1410_A2","Ibague 220",0.12]
["SC_1858_A1","Mirolindo 34.5",0.49]
["SC_1787_A1","Natagaima 115",2.2986669000000001E-2]
["SC_1787_A2","Natagaima 115",2.3112081E-2]
["SC_410_A1","Natagaima 115",0.02]
["SC_491_A1","Natagaima 115",2.1502E-2]
["SC_519_A1","Natagaima 115",1.2999999999999999E-2]
["SC_1767_A1","Natagaima 115",0]
["SC_1778_A1","Natagaima 115",4.0000000000000001E-3]
["SC_958_A1","Natagaima 115",0.02]
["SC_1706_A1","Natagaima 115",0.03]
["SC_1004_A1","Natagaima 115",0.01]
["SC_492_A1","Natagaima 115",2.1000000000000001E-2]
["SC_764_A1","Natagaima 115",0.13]
["SC_764_A2","Natagaima 115",0.11]
["SC_806_A1","Natagaima 115",0]
["SC_806_A2","Natagaima 115",0]
["SC_880_A1","Natagaima 115",0.05]
["SC_880_A2","Natagaima 115",0.06]
["SC_1872_A1","Natagaima 115",0]
["SC_1872_A2","Natagaima 115",0]
["SC_1043_A1","Natagaima 115",0]
["SC_1043_A2","Natagaima 115",0]
["SC_1936_A1","Natagaima 115",0.02]
["SC_1990_A1","Natagaima 115",0.02]
["SC_1214_A1","Natagaima 115",0.02]
["SC_1214_A2","Natagaima 115",0.02]
["SC_1231_A2","Natagaima 115",0.01]
["SC_1246_A2","Natagaima 115",0]
["SC_1577_A1","Natagaima 115",0.04]
["SC_1577_A2","Natagaima 115",0.04]
["SC_1578_A1","Natagaima 115",0.04]
["SC_1578_A2","Natagaima 115",0.04]
["SC_2105_A1","Natagaima 115",4.3999999999999997E-2]
["SC_2105_A2","Natagaima 115",3.5999999999999997E-2]
["SC_2147_A1","Natagaima 115",1.2E-2]
["SC_1583_A1","Natagaima 115",0.04]
["SC_1583_A2","Natagaima 115",0.04]
["SC_1666_A1","Natagaima 115",0.17]
["SC_1666_A2","Natagaima 115",7.0000000000000007E-2]
["SC_1668_A1","Natagaima 115",0.17]
["SC_1668_A2","Natagaima 115",7.0000000000000007E-2]
["SC_2202_A1","Natagaima 115",6.0000000000000001E-3]
["SC_827_A1","Natagaima 115",0.876]
["SC_827_A2","Natagaima 115",2.1999999999999999E-2]
["SC_661_A1","Natagaima 115",0.04]
["SC_661_A2","Natagaima 115",0.01]
["SC_1852_A1","Natagaima 115",1.52]
["SC_1852_A2","Natagaima 115",0.02]
["SC_1410_A1","Natagaima 115",0.05]
["SC_1410_A2","Natagaima 115",0.05]
["SC_1694_A1","Natagaima 115",0.01]
["SC_1694_A2","Natagaima 115",0.01]
["SC_1235_A1","Natagaima 115",0.01]
["SC_1248_A1","Natagaima 115",0.01]
["SC_1248_A2","Natagaima 115",0.01]
["SC_1636_A1","Natagaima 115",0.01]
["SC_827_A1","Natagaima 34.5",0.03]
["SC_827_A2","Natagaima 34.5",8.9999999999999993E-3]
["SC_1852_A1","Natagaima 34.5",0.09]
["SC_1852_A2","Natagaima 34.5",0.01]
["SC_1248_A1","Natagaima 34.5",0.01]
["SC_1248_A2","Natagaima 34.5",0.01]
["SC_564_A1","Noroeste 220",0.03]
["SC_1787_A1","Nva Cajamarca 115",2.6236754000000001E-2]
["SC_1787_A2","Nva Cajamarca 115",6.0106379000000001E-2]
["SC_1936_A1","Nva Cajamarca 115",0.04]
["SC_1990_A1","Nva Cajamarca 115",0.04]
["SC_1337_A1","Nva Cajamarca 115",0.09]
["SC_1337_A2","Nva Cajamarca 115",0.09]
["SC_410_A1","Nva Cajamarca 115",0]
["SC_491_A1","Nva Cajamarca 115",3.3400000000000001E-3]
["SC_519_A1","Nva Cajamarca 115",2E-3]
["SC_492_A1","Nva Cajamarca 115",3.0000000000000001E-3]
["SC_806_A1","Nva Cajamarca 115",0]
["SC_806_A2","Nva Cajamarca 115",0]
["SC_2105_A1","Nva Cajamarca 115",1.4E-2]
["SC_2105_A2","Nva Cajamarca 115",1.2999999999999999E-2]
["SC_1214_A1","Nva Cajamarca 115",0.01]
["SC_1214_A2","Nva Cajamarca 115",0.01]
["SC_2138_A1","Nva Cajamarca 115",0.01]
["SC_2138_A2","Nva Cajamarca 115",0]
["SC_1936_A1","Nva Esperanza 220",0.03]
["SC_1990_A1","Nva Esperanza 220",0.03]
["SC_2114_A1","Nva Esperanza 220",5.0000000000000001E-3]
["SC_2114_A2","Nva Esperanza 220",5.0000000000000001E-3]
["SC_1334_A1","Nva Espinal 34.5",0.28999999999999998]
["SC_458_A1","Nva Espinal 34.5",0.159]
["SC_1305_A1","Nva Espinal 34.5",0.79600000000000004]
["SC_1305_A2","Nva Espinal 34.5",0.48099999999999998]
["SC_1248_A1","Nva Espinal 34.5",0.02]
["SC_1248_A2","Nva Espinal 34.5",0.02]
["SC_1214_A1","Nva Espinal 34.5",1.59]
["SC_1214_A2","Nva Espinal 34.5",0.36]
["SC_1334_A2","Nva Espinal 34.5",0.02]
["SC_410_A1","Nva Espinal 34.5",0.01]
["SC_491_A1","Nva Espinal 34.5",1.0499E-2]
["SC_519_A1","Nva Espinal 34.5",6.0000000000000001E-3]
["SC_492_A1","Nva Espinal 34.5",0.01]
["SC_1787_A1","Oriente 115",3.1754040999999997E-2]
["SC_1787_A2","Oriente 115",2.4307682000000001E-2]
["SC_410_A1","Oriente 115",0.05]
["SC_491_A1","Oriente 115",5.1591999999999999E-2]
["SC_519_A1","Oriente 115",2.7E-2]
["SC_1767_A1","Oriente 115",3.0000000000000001E-3]
["SC_1778_A1","Oriente 115",1.7999999999999999E-2]
["SC_958_A1","Oriente 115",0.05]
["SC_1706_A1","Oriente 115",0.08]
["SC_1004_A1","Oriente 115",0.02]
["SC_492_A1","Oriente 115",4.9000000000000002E-2]
["SC_573_A1","Oriente 115",4.5170000000000002E-2]
["SC_573_A2","Oriente 115",4.2009999999999999E-2]
["SC_764_A1","Oriente 115",0.32]
["SC_764_A2","Oriente 115",0.4]
["SC_806_A1","Oriente 115",0]
["SC_806_A2","Oriente 115",0]
["SC_871_A1","Oriente 115",0.02]
["SC_1214_A1","Oriente 115",0.02]
["SC_1214_A2","Oriente 115",0.02]
["SC_1231_A2","Oriente 115",0.01]
["SC_1246_A2","Oriente 115",0]
["SC_1828_A1","Oriente 115",0.12917999999999999]
["SC_2105_A1","Oriente 115",0.104]
["SC_2105_A2","Oriente 115",8.5000000000000006E-2]
["SC_2114_A1","Oriente 115",5.6000000000000001E-2]
["SC_2114_A2","Oriente 115",6.2E-2]
["SC_1410_A1","Oriente 115",0.04]
["SC_1410_A2","Oriente 115",0.04]
["SC_1694_A1","Oriente 115",0.05]
["SC_1694_A2","Oriente 115",0.05]
["SC_1235_A1","Oriente 115",0.04]
["SC_491_A1","Oriente 34.5",0.15209]
["SC_519_A1","Oriente 34.5",5.8999999999999997E-2]
["SC_492_A1","Oriente 34.5",0.14599999999999999]
["SC_2114_A1","Oriente 34.5",0.111]
["SC_2114_A2","Oriente 34.5",0.16]
["SC_410_A1","Oriente 34.5",0.14000000000000001]
["SC_1694_A1","Oriente 34.5",0.11]
["SC_1694_A2","Oriente 34.5",0.11]
["SC_1235_A1","Oriente 34.5",0.1]
["SC_1273_A1","Oriente 34.5",0.11]
["SC_1828_A1","Oriente 34.5",0.46624900000000002]
["SC_1636_A1","Oriente 34.5",0.11]
["SC_2006_A1","Oriente 34.5",0.05]
["SC_491_A1","Palermo 34.5",5.3502000000000001E-2]
["SC_519_A1","Palermo 34.5",1.4E-2]
["SC_492_A1","Palermo 34.5",5.1999999999999998E-2]
["SC_2114_A1","Palermo 34.5",2.1000000000000001E-2]
["SC_2114_A2","Palermo 34.5",2.9000000000000001E-2]
["SC_410_A1","Palermo 34.5",0.25]
["SC_1828_A1","Palermo 34.5",2.4680000000000001E-3]
["SC_1787_A1","Papayo 115",0.119831383]
["SC_1787_A2","Papayo 115",0.41456678499999999]
["SC_410_A1","Papayo 115",0.01]
["SC_491_A1","Papayo 115",7.9500000000000005E-3]
["SC_519_A1","Papayo 115",6.0000000000000001E-3]
["SC_492_A1","Papayo 115",8.0000000000000002E-3]
["SC_806_A1","Papayo 115",0]
["SC_806_A2","Papayo 115",0]
["SC_1936_A1","Papayo 115",0.15]
["SC_1990_A1","Papayo 115",0.15]
["SC_1214_A1","Papayo 115",0.04]
["SC_1214_A2","Papayo 115",0.03]
["SC_1337_A1","Papayo 115",0.24]
["SC_1337_A2","Papayo 115",0.24]
["SC_1577_A1","Papayo 115",0.04]
["SC_1577_A2","Papayo 115",0.04]
["SC_1578_A1","Papayo 115",0.04]
["SC_1578_A2","Papayo 115",0.04]
["SC_2105_A1","Papayo 115",3.4000000000000002E-2]
["SC_2105_A2","Papayo 115",0.03]
["SC_1583_A1","Papayo 115",0.04]
["SC_1583_A2","Papayo 115",0.04]
["SC_2004_A1","Papayo 115",0.19]
["SC_2004_A2","Papayo 115",0.22]
["SC_1482_A1","Papayo 115",0.151]
["SC_661_A1","Papayo 115",0.01]
["SC_661_A2","Papayo 115",0.01]
["SC_1858_A1","Papayo 115",0.35]
["SC_1410_A1","Papayo 115",0.27]
["SC_1410_A2","Papayo 115",0.27]
["SC_1248_A1","Papayo 115",0.04]
["SC_1248_A2","Papayo 115",0.09]
["SC_2138_A1","Papayo 115",0.05]
["SC_2138_A2","Papayo 115",0.01]
["SC_1337_A1","Papayo 34.5",0.85]
["SC_1337_A2","Papayo 34.5",0.85]
["SC_2004_A1","Papayo 34.5",0.38]
["SC_2004_A2","Papayo 34.5",0.73]
["SC_564_A1","Paraiso 220",0.04]
["SC_491_A1","Pata 34.5",1.61E-2]
["SC_519_A1","Pata 34.5",4.0000000000000001E-3]
["SC_492_A1","Pata 34.5",6.7000000000000004E-2]
["SC_2114_A1","Pata 34.5",7.0000000000000001E-3]
["SC_2114_A2","Pata 34.5",0.01]
["SC_2202_A1","Pata 34.5",1E-3]
["SC_410_A1","Pata 34.5",0.02]
["SC_1694_A1","Pata 34.5",0.69]
["SC_1694_A2","Pata 34.5",0.14000000000000001]
["SC_1235_A1","Pata 34.5",0.38]
["SC_1273_A1","Pata 34.5",0.01]
["SC_2147_A1","Pata 34.5",1E-3]
["SC_2006_A1","Pata 34.5",0.01]
["SC_491_A1","Peñas blancas 34.5",3.0502999999999999E-2]
["SC_519_A1","Peñas blancas 34.5",7.0000000000000001E-3]
["SC_492_A1","Peñas blancas 34.5",8.5000000000000006E-2]
["SC_2202_A1","Peñas blancas 34.5",2E-3]
["SC_410_A1","Peñas blancas 34.5",0.02]
["SC_1694_A1","Peñas blancas 34.5",0.18]
["SC_1694_A2","Peñas blancas 34.5",0.21]
["SC_1235_A1","Peñas blancas 34.5",0.11]
["SC_1273_A1","Peñas blancas 34.5",0.02]
["SC_2147_A1","Peñas blancas 34.5",4.0000000000000001E-3]
["SC_2006_A1","Peñas blancas 34.5",0.01]
["SC_2114_A1","Peñas blancas 34.5",1.4999999999999999E-2]
["SC_2114_A2","Peñas blancas 34.5",2.4E-2]
["SC_1787_A1","Perales 115",4.3026652999999998E-2]
["SC_1787_A2","Perales 115",0.115321321]
["SC_410_A1","Perales 115",0.01]
["SC_491_A1","Perales 115",6.8199999999999997E-3]
["SC_519_A1","Perales 115",5.0000000000000001E-3]
["SC_492_A1","Perales 115",6.0000000000000001E-3]
["SC_1872_A1","Perales 115",0]
["SC_1872_A2","Perales 115",0]
["SC_1043_A1","Perales 115",0]
["SC_1043_A2","Perales 115",0]
["SC_1936_A1","Perales 115",0.51]
["SC_1990_A1","Perales 115",0.51]
["SC_1858_A1","Perales 115",1.26]
["SC_1410_A1","Perales 115",0.3]
["SC_1410_A2","Perales 115",0.3]
["SC_1858_A1","Perales 34.5",0.36]
["SC_564_A1","Peralonso 115",8.89]
["SC_1936_A1","Picaleña 115",0.66]
["SC_1990_A1","Picaleña 115",0.66]
["SC_1858_A1","Picaleña 115",1.7]
["SC_1410_A1","Picaleña 115",0.33]
["SC_1410_A2","Picaleña 115",0.33]
["SC_1787_A1","Picaleña 115",5.3132524E-2]
["SC_1787_A2","Picaleña 115",0.14583653599999999]
["SC_410_A1","Picaleña 115",0.01]
["SC_491_A1","Picaleña 115",7.6800000000000002E-3]
["SC_519_A1","Picaleña 115",5.0000000000000001E-3]
["SC_492_A1","Picaleña 115",7.0000000000000001E-3]
["SC_1872_A1","Picaleña 115",0]
["SC_1872_A2","Picaleña 115",0]
["SC_1043_A1","Picaleña 115",0]
["SC_1043_A2","Picaleña 115",0]
["SC_1666_A1","Picaleña 115",0.01]
["SC_1666_A2","Picaleña 115",0.01]
["SC_1668_A1","Picaleña 115",0.01]
["SC_1668_A2","Picaleña 115",0.01]
["SC_1482_A1","Picaleña 115",0.18]
["SC_2138_A1","Picaleña 115",0.03]
["SC_2138_A2","Picaleña 115",0]
["SC_491_A1","Pital 34.5",6.6649999999999999E-3]
["SC_519_A1","Pital 34.5",8.9999999999999993E-3]
["SC_492_A1","Pital 34.5",7.0000000000000001E-3]
["SC_2114_A1","Pital 34.5",8.9999999999999993E-3]
["SC_2114_A2","Pital 34.5",7.0000000000000001E-3]
["SC_410_A1","Pital 34.5",0.01]
["SC_410_A1","Pitalito 115",0.01]
["SC_491_A1","Pitalito 115",5.215E-3]
["SC_519_A1","Pitalito 115",7.0000000000000001E-3]
["SC_1004_A1","Pitalito 115",0]
["SC_492_A1","Pitalito 115",5.0000000000000001E-3]
["SC_806_A1","Pitalito 115",0]
["SC_806_A2","Pitalito 115",0]
["SC_2105_A1","Pitalito 115",9.2999999999999999E-2]
["SC_2105_A2","Pitalito 115",4.3999999999999997E-2]
["SC_2114_A1","Pitalito 115",1.0999999999999999E-2]
["SC_2114_A2","Pitalito 115",1.0999999999999999E-2]
["SC_491_A1","Planta diesel 34.5",0.14796000000000001]
["SC_519_A1","Planta diesel 34.5",0.05]
["SC_492_A1","Planta diesel 34.5",0.14199999999999999]
["SC_2114_A1","Planta diesel 34.5",0.1]
["SC_2114_A2","Planta diesel 34.5",0.13600000000000001]
["SC_410_A1","Planta diesel 34.5",0.14000000000000001]
["SC_573_A1","Planta diesel 34.5",5.5435999999999999E-2]
["SC_573_A2","Planta diesel 34.5",4.9842999999999998E-2]
["SC_1694_A1","Planta diesel 34.5",0.11]
["SC_1694_A2","Planta diesel 34.5",0.11]
["SC_1235_A1","Planta diesel 34.5",0.1]
["SC_1273_A1","Planta diesel 34.5",0.11]
["SC_1828_A1","Planta diesel 34.5",0.18248400000000001]
["SC_1636_A1","Planta diesel 34.5",0.14000000000000001]
["SC_2006_A1","Planta diesel 34.5",0.05]
["SC_1214_A1","Prado 115",0.03]
["SC_1214_A2","Prado 115",0.03]
["SC_1787_A1","Prado 115",2.1283538000000001E-2]
["SC_1787_A2","Prado 115",2.8095846000000001E-2]
["SC_410_A1","Prado 115",0.02]
["SC_491_A1","Prado 115",2.2498000000000001E-2]
["SC_519_A1","Prado 115",1.4E-2]
["SC_958_A1","Prado 115",0.01]
["SC_1706_A1","Prado 115",0.04]
["SC_1004_A1","Prado 115",0.02]
["SC_492_A1","Prado 115",2.1999999999999999E-2]
["SC_764_A1","Prado 115",0.13]
["SC_764_A2","Prado 115",0.11]
["SC_871_A1","Prado 115",0.01]
["SC_880_A1","Prado 115",0.05]
["SC_880_A2","Prado 115",0.06]
["SC_1872_A1","Prado 115",0]
["SC_1872_A2","Prado 115",0]
["SC_1043_A1","Prado 115",0]
["SC_1043_A2","Prado 115",0]
["SC_1936_A1","Prado 115",0.02]
["SC_1990_A1","Prado 115",0.02]
["SC_1231_A2","Prado 115",0.01]
["SC_1246_A2","Prado 115",0]
["SC_1334_A1","Prado 115",0.11]
["SC_1334_A2","Prado 115",0.01]
["SC_1577_A1","Prado 115",0.05]
["SC_1577_A2","Prado 115",0.05]
["SC_1578_A1","Prado 115",0.05]
["SC_1578_A2","Prado 115",0.05]
["SC_2105_A1","Prado 115",4.1000000000000002E-2]
["SC_2105_A2","Prado 115",3.4000000000000002E-2]
["SC_1583_A1","Prado 115",0.05]
["SC_1583_A2","Prado 115",0.05]
["SC_1666_A1","Prado 115",0.04]
["SC_1666_A2","Prado 115",0.03]
["SC_1668_A1","Prado 115",0.04]
["SC_1668_A2","Prado 115",0.03]
["SC_1482_A1","Prado 115",4.2000000000000003E-2]
["SC_458_A1","Prado 115",1.7000000000000001E-2]
["SC_458_A2","Prado 115",1.4999999999999999E-2]
["SC_1330_A1","Prado 115",0.27300000000000002]
["SC_1330_A2","Prado 115",9.2999999999999999E-2]
["SC_1305_A1","Prado 115",2.5999999999999999E-2]
["SC_1305_A2","Prado 115",2.5000000000000001E-2]
["SC_661_A1","Prado 115",0.01]
["SC_1694_A1","Prado 115",0.1]
["SC_1694_A2","Prado 115",0.1]
["SC_1235_A1","Prado 115",0.01]
["SC_1248_A1","Prado 115",0.01]
["SC_1248_A2","Prado 115",0.02]
["SC_1248_A1","Prado 34.5",0.01]
["SC_1248_A2","Prado 34.5",0.01]
["SC_1248_A1","Prado dist 34.5",0.01]
["SC_1248_A2","Prado dist 34.5",0.01]
["SC_1214_A1","Prado dist 34.5",0.03]
["SC_1214_A2","Prado dist 34.5",0.03]
["SC_564_A1","Purnio 115",0.01]
["SC_871_A1","Quimbo U1 13.8",0.11]
["SC_871_A1","Quimbo U2 13.8",0.11]
["SC_1787_A1","Regivit 115",1.8302374999999999E-2]
["SC_1787_A2","Regivit 115",3.8370189999999998E-2]
["SC_806_A1","Regivit 115",0]
["SC_806_A2","Regivit 115",0]
["SC_1214_A1","Regivit 115",0.01]
["SC_1214_A2","Regivit 115",0.01]
["SC_410_A1","Regivit 115",0.01]
["SC_491_A1","Regivit 115",2.8E-3]
["SC_519_A1","Regivit 115",3.0000000000000001E-3]
["SC_492_A1","Regivit 115",3.0000000000000001E-3]
["SC_1936_A1","Regivit 115",0.03]
["SC_1990_A1","Regivit 115",0.03]
["SC_1337_A1","Regivit 115",0.06]
["SC_1337_A2","Regivit 115",0.06]
["SC_2105_A1","Regivit 115",1.6E-2]
["SC_2105_A2","Regivit 115",1.6E-2]
["SC_2004_A1","Regivit 115",0.05]
["SC_2004_A2","Regivit 115",0.05]
["SC_1858_A1","Regivit 115",7.0000000000000007E-2]
["SC_1410_A1","Regivit 115",7.0000000000000007E-2]
["SC_1410_A2","Regivit 115",7.0000000000000007E-2]
["SC_1248_A1","Regivit 115",0.01]
["SC_1248_A2","Regivit 115",0.01]
["SC_857_A1","Renacer 220",0.02]
["SC_880_A1","Renacer 220",0.04]
["SC_880_A2","Renacer 220",0.03]
["SC_1246_A2","Renacer 220",0]
["SC_2105_A1","Renacer 220",0.159]
["SC_2105_A2","Renacer 220",5.8999999999999997E-2]
["SC_491_A1","Rivera 34.5",1.7908E-2]
["SC_519_A1","Rivera 34.5",3.4000000000000002E-2]
["SC_958_A1","Rivera 34.5",0.05]
["SC_1706_A1","Rivera 34.5",0.11]
["SC_492_A1","Rivera 34.5",1.7000000000000001E-2]
["SC_1104_A1","Rivera 34.5",0.11]
["SC_1104_A2","Rivera 34.5",0.18]
["SC_2114_A1","Rivera 34.5",3.2000000000000001E-2]
["SC_2114_A2","Rivera 34.5",3.5000000000000003E-2]
["SC_410_A1","Rivera 34.5",0.02]
["SC_1767_A1","Rivera 34.5",2E-3]
["SC_1694_A1","Rivera 34.5",0.08]
["SC_1694_A2","Rivera 34.5",0.08]
["SC_1273_A1","Rivera 34.5",0]
["SC_2006_A1","Rivera 34.5",0]
["SC_410_A1","S Bernardino 220",0.01]
["SC_491_A1","S Bernardino 220",8.5599999999999999E-3]
["SC_519_A1","S Bernardino 220",8.9999999999999993E-3]
["SC_492_A1","S Bernardino 220",8.9999999999999993E-3]
["SC_806_A1","S Bernardino 220",0]
["SC_806_A2","S Bernardino 220",0]
["SC_1872_A1","S Bernardino 220",0]
["SC_1872_A2","S Bernardino 220",0]
["SC_1043_A1","S Bernardino 220",0]
["SC_1043_A2","S Bernardino 220",0]
["SC_1214_A1","S Bernardino 220",0.01]
["SC_2105_A1","S Bernardino 220",9.0999999999999998E-2]
["SC_2105_A2","S Bernardino 220",7.9000000000000001E-2]
["SC_1936_A1","Salado 115",0.18]
["SC_1990_A1","Salado 115",0.18]
["SC_1337_A1","Salado 115",0.09]
["SC_1337_A2","Salado 115",0.09]
["SC_2004_A1","Salado 115",0.24]
["SC_2004_A2","Salado 115",0.15]
["SC_1858_A1","Salado 115",0.61]
["SC_1410_A1","Salado 115",0.33]
["SC_1410_A2","Salado 115",0.24]
["SC_806_A1","Salado 115",0]
["SC_806_A2","Salado 115",0]
["SC_1214_A1","Salado 115",0.03]
["SC_1214_A2","Salado 115",0.02]
["SC_1787_A1","Salado 115",3.5984179999999998E-2]
["SC_1787_A2","Salado 115",8.5041440999999995E-2]
["SC_410_A1","Salado 115",0.01]
["SC_491_A1","Salado 115",6.7299999999999999E-3]
["SC_519_A1","Salado 115",5.0000000000000001E-3]
["SC_492_A1","Salado 115",6.0000000000000001E-3]
["SC_1872_A1","Salado 115",0]
["SC_1872_A2","Salado 115",0]
["SC_1043_A1","Salado 115",0]
["SC_1043_A2","Salado 115",0]
["SC_1337_A1","Salado 34.5",0.77]
["SC_1337_A2","Salado 34.5",0.77]
["SC_2004_A1","Salado 34.5",0.3]
["SC_2004_A2","Salado 34.5",0.77]
["SC_564_A1","Salamina 115",0]
["SC_564_A1","San Felipe 115",0.02]
["SC_1936_A1","San Felipe 115",0.01]
["SC_1990_A1","San Felipe 115",0.01]
["SC_1126_A1","San Felipe 115",0.35]
["SC_564_A1","San Felipe 220",0.3]
["SC_806_A1","San Felipe 220",0]
["SC_806_A2","San Felipe 220",0]
["SC_1936_A1","San Felipe 220",0.01]
["SC_1990_A1","San Felipe 220",0.01]
["SC_1126_A1","San Felipe 220",0.13]
["SC_1214_A1","San Felipe 220",0.01]
["SC_1214_A2","San Felipe 220",0.01]
["SC_827_A1","San Miguel 34.5",8.0000000000000002E-3]
["SC_827_A2","San Miguel 34.5",2E-3]
["SC_478_A1","San Miguel 34.5",-8.9999999999999993E-3]
["SC_478_A2","San Miguel 34.5",-5.5E-2]
["SC_410_A1","Seboruco 115",0.05]
["SC_491_A1","Seboruco 115",5.6030000000000003E-2]
["SC_519_A1","Seboruco 115",0.06]
["SC_1767_A1","Seboruco 115",0.01]
["SC_1778_A1","Seboruco 115",2.7E-2]
["SC_1004_A1","Seboruco 115",0.04]
["SC_492_A1","Seboruco 115",5.3999999999999999E-2]
["SC_806_A1","Seboruco 115",0]
["SC_806_A2","Seboruco 115",0]
["SC_871_A1","Seboruco 115",0.05]
["SC_1104_A1","Seboruco 115",0.03]
["SC_1104_A2","Seboruco 115",0.03]
["SC_1214_A1","Seboruco 115",0.01]
["SC_1214_A2","Seboruco 115",0.01]
["SC_1828_A1","Seboruco 115",6.8855E-2]
["SC_1577_A1","Seboruco 115",0.02]
["SC_1577_A2","Seboruco 115",0.02]
["SC_1578_A1","Seboruco 115",0.02]
["SC_1578_A2","Seboruco 115",0.02]
["SC_2105_A1","Seboruco 115",0.151]
["SC_2105_A2","Seboruco 115",0.12]
["SC_1583_A1","Seboruco 115",0.02]
["SC_1583_A2","Seboruco 115",0.02]
["SC_1666_A1","Seboruco 115",0.02]
["SC_1666_A2","Seboruco 115",0.02]
["SC_1668_A1","Seboruco 115",0.02]
["SC_1668_A2","Seboruco 115",0.02]
["SC_1410_A1","Seboruco 115",0.04]
["SC_1410_A2","Seboruco 115",0.04]
["SC_1694_A1","Seboruco 115",0.04]
["SC_1694_A2","Seboruco 115",0.04]
["SC_1235_A1","Seboruco 115",0.03]
["SC_1273_A1","Seboruco 115",0.04]
["SC_2006_A1","Seboruco 115",0.02]
["SC_491_A1","Seboruco 34.5",1.9740000000000001E-2]
["SC_519_A1","Seboruco 34.5",0.17799999999999999]
["SC_492_A1","Seboruco 34.5",1.9E-2]
["SC_2114_A1","Seboruco 34.5",4.4999999999999998E-2]
["SC_2114_A2","Seboruco 34.5",0.02]
["SC_410_A1","Seboruco 34.5",0.02]
["SC_1828_A1","Seboruco 34.5",6.3949999999999996E-3]
["SC_857_A1","Sur 115",0.01]
["SC_1787_A1","Sur 115",2.8361581E-2]
["SC_1787_A2","Sur 115",2.2412362000000002E-2]
["SC_410_A1","Sur 115",0.06]
["SC_491_A1","Sur 115",6.0437999999999999E-2]
["SC_519_A1","Sur 115",3.6999999999999998E-2]
["SC_1767_A1","Sur 115",6.0000000000000001E-3]
["SC_1778_A1","Sur 115",2.8000000000000001E-2]
["SC_958_A1","Sur 115",0.06]
["SC_1706_A1","Sur 115",0.12]
["SC_492_A1","Sur 115",5.8999999999999997E-2]
["SC_764_A1","Sur 115",0.38]
["SC_764_A2","Sur 115",0.53]
["SC_806_A1","Sur 115",0]
["SC_806_A2","Sur 115",0]
["SC_871_A1","Sur 115",0.03]
["SC_880_A1","Sur 115",0.18]
["SC_880_A2","Sur 115",0.21]
["SC_1872_A1","Sur 115",0]
["SC_1872_A2","Sur 115",0]
["SC_1043_A1","Sur 115",0]
["SC_1043_A2","Sur 115",0]
["SC_1104_A1","Sur 115",0.03]
["SC_1104_A2","Sur 115",0.04]
["SC_1214_A1","Sur 115",0.02]
["SC_1214_A2","Sur 115",0.02]
["SC_1231_A2","Sur 115",0.01]
["SC_1246_A2","Sur 115",0]
["SC_1828_A1","Sur 115",0.12878300000000001]
["SC_2105_A1","Sur 115",0.11700000000000001]
["SC_2105_A2","Sur 115",9.5000000000000001E-2]
["SC_2114_A1","Sur 115",7.0999999999999994E-2]
["SC_2114_A2","Sur 115",7.2999999999999995E-2]
["SC_2147_A1","Sur 115",0.113]
["SC_1666_A1","Sur 115",0.02]
["SC_1666_A2","Sur 115",0.02]
["SC_1668_A1","Sur 115",0.02]
["SC_1668_A2","Sur 115",0.02]
["SC_2202_A1","Sur 115",5.5E-2]
["SC_1410_A1","Sur 115",0.04]
["SC_1410_A2","Sur 115",0.04]
["SC_1694_A1","Sur 115",0.05]
["SC_1694_A2","Sur 115",0.05]
["SC_1235_A1","Sur 115",0.04]
["SC_1273_A1","Sur 115",0.05]
["SC_2006_A1","Sur 115",0.03]
["SC_491_A1","Sur 34.5",4.9480999999999997E-2]
["SC_519_A1","Sur 34.5",4.2000000000000003E-2]
["SC_958_A1","Sur 34.5",0.2]
["SC_1706_A1","Sur 34.5",0.4]
["SC_492_A1","Sur 34.5",4.8000000000000001E-2]
["SC_2114_A1","Sur 34.5",0.113]
["SC_2114_A2","Sur 34.5",0.151]
["SC_410_A1","Sur 34.5",0.05]
["SC_1104_A1","Sur 34.5",7.0000000000000007E-2]
["SC_1104_A2","Sur 34.5",0.1]
["SC_1767_A1","Sur 34.5",8.9999999999999993E-3]
["SC_1235_A1","Sur 34.5",0.02]
["SC_1636_A1","Sur 34.5",0.12]
["SC_2114_A1","Tarqui 34.5",1.4E-2]
["SC_2114_A2","Tarqui 34.5",1.0999999999999999E-2]
["SC_857_A1","Tenay 115",0.01]
["SC_1787_A1","Tenay 115",1.9038315E-2]
["SC_1787_A2","Tenay 115",1.7108768999999999E-2]
["SC_410_A1","Tenay 115",0.04]
["SC_491_A1","Tenay 115",4.3284000000000003E-2]
["SC_519_A1","Tenay 115",2.5000000000000001E-2]
["SC_1767_A1","Tenay 115",1E-3]
["SC_1778_A1","Tenay 115",1.6E-2]
["SC_958_A1","Tenay 115",0.02]
["SC_1706_A1","Tenay 115",7.0000000000000007E-2]
["SC_1004_A1","Tenay 115",0.09]
["SC_492_A1","Tenay 115",4.1000000000000002E-2]
["SC_764_A1","Tenay 115",0.26]
["SC_764_A2","Tenay 115",0.23]
["SC_806_A1","Tenay 115",0]
["SC_806_A2","Tenay 115",0]
["SC_871_A1","Tenay 115",0.02]
["SC_880_A1","Tenay 115",0.1]
["SC_880_A2","Tenay 115",0.12]
["SC_1872_A1","Tenay 115",0]
["SC_1872_A2","Tenay 115",0]
["SC_1043_A1","Tenay 115",0]
["SC_1043_A2","Tenay 115",0]
["SC_1214_A1","Tenay 115",0.01]
["SC_1214_A2","Tenay 115",0.01]
["SC_1231_A2","Tenay 115",0.01]
["SC_1246_A2","Tenay 115",0]
["SC_1577_A1","Tenay 115",0.02]
["SC_1577_A2","Tenay 115",0.02]
["SC_1578_A1","Tenay 115",0.02]
["SC_1578_A2","Tenay 115",0.02]
["SC_2105_A1","Tenay 115",7.0000000000000007E-2]
["SC_2105_A2","Tenay 115",5.7000000000000002E-2]
["SC_2147_A1","Tenay 115",6.0999999999999999E-2]
["SC_1583_A1","Tenay 115",0.02]
["SC_1583_A2","Tenay 115",0.02]
["SC_1666_A1","Tenay 115",0.02]
["SC_1666_A2","Tenay 115",0.02]
["SC_1668_A1","Tenay 115",0.02]
["SC_1668_A2","Tenay 115",0.02]
["SC_2202_A1","Tenay 115",0.03]
["SC_1482_A1","Tenay 115",1.4999999999999999E-2]
["SC_1235_A1","Tenay 115",0.01]
["SC_1636_A1","Tenay 115",0.02]
["SC_410_A1","Tesalia - Jamondino 220 shn",0.02]
["SC_519_A1","Tesalia - Jamondino 220 shn",1.7999999999999999E-2]
["SC_492_A1","Tesalia - Jamondino 220 shn",1.7000000000000001E-2]
["SC_857_A1","Tesalia 220",0.1]
["SC_410_A1","Tesalia 220",0.02]
["SC_491_A1","Tesalia 220",1.7809999999999999E-2]
["SC_519_A1","Tesalia 220",1.9E-2]
["SC_1004_A1","Tesalia 220",0.01]
["SC_492_A1","Tesalia 220",1.7000000000000001E-2]
["SC_1872_A1","Tesalia 220",0]
["SC_1872_A2","Tesalia 220",0]
["SC_1043_A1","Tesalia 220",0]
["SC_1043_A2","Tesalia 220",0]
["SC_1246_A2","Tesalia 220",0]
["SC_2105_A1","Tesalia 220",0.57999999999999996]
["SC_2105_A2","Tesalia 220",1.9159999999999999]
["SC_661_A1","Tesalia 220",0.01]
["SC_661_A2","Tesalia 220",0.01]
["SC_2114_A1","Torca 220",4.0000000000000001E-3]
["SC_2114_A2","Torca 220",4.0000000000000001E-3]
["SC_491_A1","TRivera 2 34.5",1.6036000000000002E-2]
["SC_519_A1","TRivera 2 34.5",3.6999999999999998E-2]
["SC_492_A1","TRivera 2 34.5",1.6E-2]
["SC_410_A1","TRivera 2 34.5",0.01]
["SC_857_A1","TSeboruco 115",0.01]
["SC_410_A1","TSeboruco 115",0.05]
["SC_491_A1","TSeboruco 115",5.8749999999999997E-2]
["SC_519_A1","TSeboruco 115",6.0999999999999999E-2]
["SC_1778_A1","TSeboruco 115",2.9000000000000001E-2]
["SC_1004_A1","TSeboruco 115",0.03]
["SC_492_A1","TSeboruco 115",5.6000000000000001E-2]
["SC_764_A1","TSeboruco 115",0.33]
["SC_764_A2","TSeboruco 115",0.33]
["SC_806_A1","TSeboruco 115",0]
["SC_806_A2","TSeboruco 115",0]
["SC_871_A1","TSeboruco 115",0.05]
["SC_880_A1","TSeboruco 115",0.27]
["SC_880_A2","TSeboruco 115",0.32]
["SC_1214_A1","TSeboruco 115",0.01]
["SC_1214_A2","TSeboruco 115",0.01]
["SC_1787_A1","Tuluni 115",4.5417849000000003E-2]
["SC_1787_A2","Tuluni 115",3.1040047000000001E-2]
["SC_410_A1","Tuluni 115",0.01]
["SC_491_A1","Tuluni 115",1.5699999999999999E-2]
["SC_519_A1","Tuluni 115",0.01]
["SC_1767_A1","Tuluni 115",0]
["SC_1778_A1","Tuluni 115",1E-3]
["SC_492_A1","Tuluni 115",1.4E-2]
["SC_764_A1","Tuluni 115",0.11]
["SC_764_A2","Tuluni 115",0.1]
["SC_806_A1","Tuluni 115",0]
["SC_806_A2","Tuluni 115",0]
["SC_1872_A1","Tuluni 115",0]
["SC_1872_A2","Tuluni 115",0]
["SC_1043_A1","Tuluni 115",0]
["SC_1043_A2","Tuluni 115",0]
["SC_1936_A1","Tuluni 115",0.02]
["SC_1990_A1","Tuluni 115",0.02]
["SC_1214_A1","Tuluni 115",0.01]
["SC_1214_A2","Tuluni 115",0.01]
["SC_1577_A1","Tuluni 115",0.02]
["SC_1577_A2","Tuluni 115",0.02]
["SC_1578_A1","Tuluni 115",0.02]
["SC_1578_A2","Tuluni 115",0.02]
["SC_2105_A1","Tuluni 115",5.7000000000000002E-2]
["SC_2105_A2","Tuluni 115",4.8000000000000001E-2]
["SC_1583_A1","Tuluni 115",0.02]
["SC_1583_A2","Tuluni 115",0.02]
["SC_1666_A1","Tuluni 115",0.03]
["SC_1666_A2","Tuluni 115",0.03]
["SC_1668_A1","Tuluni 115",0.03]
["SC_1668_A2","Tuluni 115",0.03]
["SC_661_A1","Tuluni 115",0.36]
["SC_661_A2","Tuluni 115",0.11]
["SC_1410_A1","Tuluni 115",0.06]
["SC_1410_A2","Tuluni 115",0.06]
["SC_827_A1","Tuluni 115",9.1999999999999998E-2]
["SC_827_A2","Tuluni 115",0.216]
["SC_478_A1","Tuluni 115",7.0000000000000007E-2]
["SC_478_A2","Tuluni 115",0]
["SC_1852_A1","Tuluni 115",0.2]
["SC_1852_A2","Tuluni 115",0.47]
["SC_1248_A1","Tuluni 115",0.01]
["SC_1248_A2","Tuluni 115",0.01]
["SC_1787_A1","Tuluni 220",3.8769666000000001E-2]
["SC_1787_A2","Tuluni 220",2.1807002999999998E-2]
["SC_410_A1","Tuluni 220",0.01]
["SC_491_A1","Tuluni 220",7.3000000000000001E-3]
["SC_519_A1","Tuluni 220",6.0000000000000001E-3]
["SC_492_A1","Tuluni 220",7.0000000000000001E-3]
["SC_564_A1","Tuluni 220",0]
["SC_573_A1","Tuluni 220",3.7060000000000001E-3]
["SC_573_A2","Tuluni 220",3.4529999999999999E-3]
["SC_1872_A1","Tuluni 220",0]
["SC_1872_A2","Tuluni 220",0]
["SC_1043_A1","Tuluni 220",0]
["SC_1043_A2","Tuluni 220",0]
["SC_1936_A1","Tuluni 220",0.02]
["SC_1990_A1","Tuluni 220",0.02]
["SC_1577_A1","Tuluni 220",0.02]
["SC_1577_A2","Tuluni 220",0.02]
["SC_1578_A1","Tuluni 220",0.02]
["SC_1578_A2","Tuluni 220",0.02]
["SC_2105_A1","Tuluni 220",3.9E-2]
["SC_2105_A2","Tuluni 220",3.3000000000000002E-2]
["SC_1583_A1","Tuluni 220",0.02]
["SC_1583_A2","Tuluni 220",0.02]
["SC_1666_A1","Tuluni 220",0.02]
["SC_1666_A2","Tuluni 220",0.02]
["SC_1668_A1","Tuluni 220",0.02]
["SC_1668_A2","Tuluni 220",0.02]
["SC_661_A1","Tuluni 220",0.1]
["SC_661_A2","Tuluni 220",0.17]
["SC_1410_A1","Tuluni 220",0.04]
["SC_1410_A2","Tuluni 220",0.04]
["SC_827_A1","Tuluni 220",2.1999999999999999E-2]
["SC_827_A2","Tuluni 220",5.1999999999999998E-2]
["SC_478_A1","Tuluni 220",4.0000000000000001E-3]
["SC_478_A2","Tuluni 220",-1.7000000000000001E-2]
["SC_806_A1","Tuluni 220",0]
["SC_806_A2","Tuluni 220",0]
["SC_1214_A1","Tuluni 220",0.01]
["SC_1214_A2","Tuluni 220",0.01]
["SC_827_A1","Tuluni 34.5",1.0999999999999999E-2]
["SC_827_A2","Tuluni 34.5",2.5999999999999999E-2]
["SC_478_A1","Tuluni 34.5",0.61799999999999999]
["SC_478_A2","Tuluni 34.5",-9.4E-2]
["SC_1852_A1","Tuluni 34.5",0.03]
["SC_1852_A2","Tuluni 34.5",0.05]
["SC_491_A1","Vegalara 34.5",1.6345999999999999E-2]
["SC_519_A1","Vegalara 34.5",6.0000000000000001E-3]
["SC_492_A1","Vegalara 34.5",1.6E-2]
["SC_2114_A1","Vegalara 34.5",0.01]
["SC_2114_A2","Vegalara 34.5",8.9999999999999993E-3]
["SC_410_A1","Vegalara 34.5",0.01]
["SC_1828_A1","Vegalara 34.5",2.2239999999999998E-3]
["SC_1337_A1","Venadillo 34.5",0.77]
["SC_1337_A2","Venadillo 34.5",0.77]
["SC_2004_A1","Venadillo 34.5",0.12]
["SC_2004_A2","Venadillo 34.5",0.05]
["SC_564_A1","Victoria CQR 115",0]
["SC_1126_A1","Victoria CQR 115",0.01]
["SC_2114_A1","Virginia 220",5.0000000000000001E-3]
["SC_2114_A2","Virginia 220",4.0000000000000001E-3]
["SC_2114_A1","Virginia 500",3.0000000000000001E-3]
["SC_2114_A2","Virginia 500",3.0000000000000001E-3]
["SC_2114_A1","Viso 1 34.5",2.1999999999999999E-2]
["SC_2114_A2","Viso 1 34.5",1.6E-2]
["SC_491_A1","Viso 1 34.5",9.9629999999999996E-3]
["SC_519_A1","Viso 1 34.5",0.09]
["SC_492_A1","Viso 1 34.5",0.01]
["SC_410_A1","Viso 1 34.5",0.01]
["SC_1828_A1","Viso 1 34.5",1.5349999999999999E-3]
["SC_491_A1","viso 2 34.5",2.3E-2]
["SC_519_A1","viso 2 34.5",1.0999999999999999E-2]
["SC_492_A1","viso 2 34.5",2.1999999999999999E-2]
["SC_410_A1","viso 2 34.5",0.04]
["SC_491_A1","Zona franca 34.5",0.16583000000000001]
["SC_519_A1","Zona franca 34.5",0.04]
["SC_492_A1","Zona franca 34.5",0.159]
["SC_410_A1","Zona franca 34.5",0.16]
["SC_2338_A2","Amoya 115",0.01]
["SC_2338_A2","Barzalosa 115",0.05]
["SC_2338_A2","Betania 115",0.01]
["SC_2338_A2","Betania 220",0.01]
["SC_2338_A2","Brisas 115",0.03]
["SC_2338_A2","Cajamarca 115",0.01]
["SC_2338_A2","Cucuana 115",0]
["SC_2338_A2","Diamante 115",0.03]
["SC_2338_A2","El Bote 115",0.01]
["SC_2338_A2","Flandes 115",0.19]
["SC_2338_A2","Gualanday 115",0.03]
["SC_2338_A2","Lanceros 115",0.05]
["SC_2338_A2","Mirolindo 115",0.03]
["SC_2338_A2","Natagaima 115",0.02]
["SC_2338_A2","Huila 115",0.02]
["SC_2338_A2","Huila 230",0.01]
["SC_2338_A2","Oriente 115",0.01]
["SC_2338_A2","Papayo 115",0.02]
["SC_2338_A2","Perales 115",0.02]
["SC_2338_A2","Picaleña 115",0.03]
["SC_2338_A2","Prado 115",0.02]
["SC_2338_A2","Salado 115",0.03]
["SC_2338_A2","Seboruco 115",0.01]
["SC_2338_A2","Sur 115",0.01]
["SC_2338_A2","Tenay 115",0.01]
["SC_2338_A2","Tuluni 220",4.7699999999999996]

{"sheet":"zonas","index":6,"n_rows":243,"n_cols":4,"rows_kept":243,"cut":false,"hidden":false,"merged":[]}
["nombre","periodo","capacidad","factor"]
["Zona7",2023,121.875,1]
["Zona7",2024,121.875,1]
["Zona7",2025,53.698348999023438,1]
["Zona7",2026,20.136880874633789,1]
["Zona7",2027,23.261880874633789,1]
["Zona7",2028,23.261880874633789,1]
["Zona7",2029,29.511880874633789,1]
["Zona7",2030,29.511880874633789,1]
["Zona7",2031,28.125,1]
["Zona7",2032,28.125,1]
["Zona7",2033,31.25,1]
["Zona17",2023,41.1865234375,1]
["Zona17",2024,45.9136962890625,1]
["Zona17",2025,108.4136962890625,1]
["Zona17",2026,91.827392578125,1]
["Zona17",2027,91.827392578125,1]
["Zona17",2028,91.827392578125,1]
["Zona17",2029,91.827392578125,1]
["Zona17",2030,91.827392578125,1]
["Zona17",2031,93.75,1]
["Zona17",2032,93.75,1]
["Zona17",2033,93.75,1]
["Zona2",2023,118.75,1]
["Zona2",2024,128.125,1]
["Zona2",2025,22.021484375,1]
["Zona2",2026,28.271484375,1]
["Zona2",2027,28.271484375,1]
["Zona2",2028,28.271484375,1]
["Zona2",2029,31.396484375,1]
["Zona2",2030,31.396484375,1]
["Zona2",2031,31.25,1]
["Zona2",2032,31.25,1]
["Zona2",2033,31.25,1]
["Zona18",2023,50,1]
["Zona18",2024,74.7894287109375,1]
["Zona18",2025,151.953125,1]
["Zona18",2026,99.71923828125,1]
["Zona18",2027,99.71923828125,1]
["Zona18",2028,99.71923828125,1]
["Zona18",2029,99.71923828125,1]
["Zona18",2030,99.71923828125,1]
["Zona18",2031,100,1]
["Zona18",2032,100,1]
["Zona18",2033,100,1]
["Zona15",2023,58.59375,1]
["Zona15",2024,61.43341064453125,1]
["Zona15",2025,103.466796875,1]
["Zona15",2026,61.43341064453125,1]
["Zona15",2027,61.43341064453125,1]
["Zona15",2028,61.43341064453125,1]
["Zona15",2029,61.43341064453125,1]
["Zona15",2030,61.43341064453125,1]
["Zona15",2031,62.5,1]
["Zona15",2032,62.5,1]
["Zona15",2033,62.5,1]
["Zona6",2023,29.404296875,1]
["Zona6",2024,36.531329690478742,1]
["Zona6",2025,60.46875,1]
["Zona6",2026,65.46875,1]
["Zona6",2027,57.734375,1]
["Zona6",2028,53.30078125,1]
["Zona6",2029,46.650390625,1]
["Zona6",2030,38.3251953125,1]
["Zona6",2031,36.5625,1]
["Zona6",2032,36.5625,1]
["Zona6",2033,36.3037109375,1]
["Zona13",2023,85.052909851074219,1]
["Zona13",2024,88.083362579345703,1]
["Zona13",2025,37.044477462768548,1]
["Zona13",2026,37.044477462768562,1]
["Zona13",2027,37.044477462768562,1]
["Zona13",2028,37.044477462768562,1]
["Zona13",2029,35,1]
["Zona13",2030,40,1]
["Zona13",2031,40,1]
["Zona13",2032,40,1]
["Zona13",2033,40,1]
["Zona14",2023,166.40625,1]
["Zona14",2024,203.90625,1]
["Zona14",2025,84.210205078125,1]
["Zona14",2026,52.631378173828118,1]
["Zona14",2027,83.881378173828125,1]
["Zona14",2028,57.668447494506843,1]
["Zona14",2029,65.090322494506836,1]
["Zona14",2030,63.41552734375,1]
["Zona14",2031,62.5,1]
["Zona14",2032,62.5,1]
["Zona14",2033,62.5,1]
["Zona12",2023,122.509765625,1]
["Zona12",2024,166.259765625,1]
["Zona12",2025,77.93426513671875,1]
["Zona12",2026,46.273469924926758,1]
["Zona12",2027,46.273469924926758,1]
["Zona12",2028,46.273469924926758,1]
["Zona12",2029,46.273469924926758,1]
["Zona12",2030,46.273469924926758,1]
["Zona12",2031,46.875,1]
["Zona12",2032,46.875,1]
["Zona12",2033,46.875,1]
["Zona19",2023,34.0625,1]
["Zona19",2024,34.296875,1]
["Zona19",2025,43.046875,1]
["Zona19",2026,44.609375,1]
["Zona19",2027,44.609375,1]
["Zona19",2028,44.609375,1]
["Zona19",2029,43.45703125,1]
["Zona19",2030,43.45703125,1]
["Zona19",2031,43.4375,1]
["Zona19",2032,43.4375,1]
["Zona19",2033,43.4375,1]
["Zona11",2023,66.30859375,1]
["Zona11",2024,78.80859375,1]
["Zona11",2025,29.55322265625,1]
["Zona11",2026,33.9971923828125,1]
["Zona11",2027,32.67822265625,1]
["Zona11",2028,32.67822265625,1]
["Zona11",2029,31.982421875,1]
["Zona11",2030,31.982421875,1]
["Zona11",2031,31.25,1]
["Zona11",2032,31.25,1]
["Zona11",2033,31.25,1]
["Zona4",2023,7.086181640625,1]
["Zona4",2024,7.0387125015258789,1]
["Zona4",2025,17.976212501525879,1]
["Zona4",2026,18.3868408203125,1]
["Zona4",2027,18.3868408203125,1]
["Zona4",2028,18.3868408203125,1]
["Zona4",2029,18.3868408203125,1]
["Zona4",2030,18.3868408203125,1]
["Zona4",2031,18.75,1]
["Zona4",2032,18.75,1]
["Zona4",2033,19.04296875,1]
["Zona16",2023,128.3836364746094,1]
["Zona16",2024,128.3836364746094,1]
["Zona16",2025,25,1]
["Zona16",2026,30.321931838989261,1]
["Zona16",2027,30.321931838989251,1]
["Zona16",2028,30.321931838989251,1]
["Zona16",2029,33.446931838989258,1]
["Zona16",2030,33.446931838989258,1]
["Zona16",2031,32.8125,1]
["Zona16",2032,32.8125,1]
["Zona16",2033,32.8125,1]
["Zona9",2023,50.48095703125,1]
["Zona9",2024,50.48095703125,1]
["Zona9",2025,49.825897216796882,1]
["Zona9",2026,44.912948608398438,1]
["Zona9",2027,45.225448608398438,1]
["Zona9",2028,45.537948608398438,1]
["Zona9",2029,49.287948608398438,1]
["Zona9",2030,49.287948608398438,1]
["Zona9",2031,49.0625,1]
["Zona9",2032,49.0625,1]
["Zona9",2033,49.0625,1]
["Zona22",2023,0,1]
["Zona22",2024,0,1]
["Zona22",2025,0,1]
["Zona22",2026,75,1]
["Zona22",2027,75,1]
["Zona22",2028,75,1]
["Zona22",2029,75,1]
["Zona22",2030,75,1]
["Zona22",2031,75,1]
["Zona22",2032,75,1]
["Zona22",2033,70.3125,1]
["Zona1",2023,50,1]
["Zona1",2024,68.306853771209717,1]
["Zona1",2025,88.931853771209717,1]
["Zona1",2026,107.3043518825523,1]
["Zona1",2027,107.3043518825523,1]
["Zona1",2028,107.3043518825523,1]
["Zona1",2029,89.723482364788651,1]
["Zona1",2030,112.5,1]
["Zona1",2031,112.5,1]
["Zona1",2032,112.5,1]
["Zona1",2033,112.5,1]
["Zona8",2023,13.88671875,1]
["Zona8",2024,14.1221022605896,1]
["Zona8",2025,31.835579872131351,1]
["Zona8",2026,34.1827392578125,1]
["Zona8",2027,34.1827392578125,1]
["Zona8",2028,34.1827392578125,1]
["Zona8",2029,34.1827392578125,1]
["Zona8",2030,34.1827392578125,1]
["Zona8",2031,34.375,1]
["Zona8",2032,35.9375,1]
["Zona8",2033,35.9375,1]
["Zona21",2023,61.03515625,1]
["Zona21",2024,73.53515625,1]
["Zona21",2025,22.979736328125,1]
["Zona21",2026,26.104736328125,1]
["Zona21",2027,26.104736328125,1]
["Zona21",2028,26.104736328125,1]
["Zona21",2029,26.104736328125,1]
["Zona21",2030,26.104736328125,1]
["Zona21",2031,25,1]
["Zona21",2032,25,1]
["Zona21",2033,25,1]
["Zona10",2023,26.9375,1]
["Zona10",2024,49.21875,1]
["Zona10",2025,27.8125,1]
["Zona10",2026,93.669986724853516,1]
["Zona10",2027,93.669986724853516,1]
["Zona10",2028,93.669986724853516,1]
["Zona10",2029,56.25,1]
["Zona10",2030,93.75,1]
["Zona10",2031,93.75,1]
["Zona10",2032,93.75,1]
["Zona10",2033,93.75,1]
["Zona5",2023,25.3125,1]
["Zona5",2024,30.242919921875,1]
["Zona5",2025,48.667526245117188,1]
["Zona5",2026,50.537109375,1]
["Zona5",2027,50.537109375,1]
["Zona5",2028,53.662109375,1]
["Zona5",2029,53.662109375,1]
["Zona5",2030,53.662109375,1]
["Zona5",2031,56.25,1]
["Zona5",2032,56.25,1]
["Zona5",2033,56.25,1]
["Zona3",2023,32.734375,1]
["Zona3",2024,37.55859375,1]
["Zona3",2025,88.29345703125,1]
["Zona3",2026,85.44921875,1]
["Zona3",2027,85.44921875,1]
["Zona3",2028,85.44921875,1]
["Zona3",2029,85.44921875,1]
["Zona3",2030,85.44921875,1]
["Zona3",2031,81.25,1]
["Zona3",2032,81.25,1]
["Zona3",2033,81.25,1]
["Zona20",2023,73.30322265625,1]
["Zona20",2024,81.235885620117173,1]
["Zona20",2025,173.30322265625,1]
["Zona20",2026,108.31451416015619,1]
["Zona20",2027,108.31451416015619,1]
["Zona20",2028,108.31451416015619,1]
["Zona20",2029,108.31451416015619,1]
["Zona20",2030,108.31451416015619,1]
["Zona20",2031,108.31451416015619,1]
["Zona20",2032,108.31451416015619,1]
["Zona20",2033,108.31451416015619,1]

{"sheet":"calificacionProyectos","index":7,"n_rows":125,"n_cols":8,"rows_kept":125,"cut":false,"hidden":false,"merged":[]}
["nombre","BT_Confi","BT_Flex","EC_RE","EC_RP","EC_Per","EC_Mar","B_Ambiental"]
["SC_958_A1",217330963.84545699,216919986.06634355,217517459.64480078,218280798.50062829,216897547.96114391,218280798.50062829,216919986.06634355]
["SC_880_A2",217330963.84545699,216919986.06634355,217517459.64480078,218280798.50062829,216165946.66543287,218280798.50062829,216919986.06634355]
["SC_880_A1",217330963.84545699,216919986.06634355,217517459.64480078,218280798.50062829,216144707.70065674,218280798.50062829,216919986.06634355]
["SC_871_A1",217433677.05592412,216919986.06634355,217666782.63142315,218620898.18745446,216925484.6705038,218620898.18745446,216919986.06634355]
["SC_857_A2",217280381.96495071,216919986.06634355,218229831.98834598,219903305.63381395,216903061.32413581,219903305.63381395,216919986.06634355]
["SC_857_A1",217280381.96495071,216919986.06634355,218229831.98834598,219903305.63381395,216903061.32413581,219903305.63381395,216919986.06634355]
["SC_827_A2",217433677.05592412,216919986.06634355,217666782.63142315,218620898.18745446,216975220.21070561,218620898.18745446,216919986.06634355]
["SC_827_A1",217433677.05592412,216919986.06634355,217666782.63142315,218620898.18745446,216859489.50559217,218620898.18745446,216919986.06634355]
["SC_826_A1",217433677.05592412,216919986.06634355,217666782.63142315,218620898.18745446,216834032.67045414,218620898.18745446,216919986.06634355]
["SC_806_A2",227309043.86995095,217963709.45477653,199277094.64088115,212616362.32415664,216539544.62049049,212616362.32415664,216919986.06634355]
["SC_806_A1",227309043.86995095,217963709.45477653,199277094.64088115,212616362.32415664,216532505.66537926,212616362.32415664,216919986.06634355]
["SC_764_A2",217330963.84545699,216919986.06634355,217517459.64480081,218280798.50062829,216202856.57517302,218280798.50062829,216919986.06634355]
["SC_764_A1",217330963.84545699,216919986.06634355,217517459.64480081,218280798.50062829,216207035.79647738,218280798.50062829,216919986.06634355]
["SC_722_A2",217379459.22339237,216919986.06634355,217587961.52705875,218441374.36787388,216758720.19883007,218441374.36787388,216919986.06634355]
["SC_722_A1",217379459.22339237,216919986.06634355,217587961.52705875,218441374.36787388,216759914.76081166,218441374.36787388,216919986.06634355]
["SC_661_A2",217379459.22339237,216919986.06634355,217587961.52705875,218441374.36787388,216712371.19394472,218441374.36787388,216919986.06634355]
["SC_661_A1",217379459.22339237,216919986.06634355,217587961.52705875,218441374.36787388,216693449.33215648,218441374.36787388,216919986.06634355]
["SC_573_A2",217330963.84545699,216919986.06634355,217517459.64480078,218280798.50062829,216913982.95901012,218280798.50062829,216919986.06634355]
["SC_573_A1",217330963.84545699,216919986.06634355,217517459.64480078,218280798.50062829,216748203.3600885,218280798.50062829,216919986.06634355]
["SC_519_A1",217379459.22339237,216919986.06634355,217587961.52705875,218441374.36787388,216079708.47182164,218441374.36787388,216919986.06634355]
["SC_492_A2",217379459.22339237,216919986.06634355,217587961.52705875,218441374.36787388,216333549.30922171,218441374.36787388,216919986.06634355]
["SC_492_A1",217379459.22339237,216919986.06634355,217587961.52705875,218441374.36787388,216291667.96614748,218441374.36787388,216919986.06634355]
["SC_491_A1",217379459.22339237,216919986.06634355,217587961.52705875,218441374.36787388,216154150.58810884,218441374.36787388,216919986.06634355]
["SC_478_A2",217433677.05592412,216919986.06634355,217666782.63142315,218620898.18745446,216648625.36785153,218620898.18745446,216919986.06634355]
["SC_478_A1",217433677.05592412,216919986.06634355,217666782.63142315,218620898.18745446,216880947.51419765,218620898.18745446,216919986.06634355]
["SC_458_A2",217433677.05592412,216919986.06634355,217666782.63142315,218620898.18745446,216737526.88494217,218620898.18745446,216919986.06634355]
["SC_458_A1",217433677.05592412,216919986.06634355,217666782.63142315,218620898.18745446,216760958.44087964,218620898.18745446,216919986.06634355]
["SC_410_A1",217379459.22339237,216919986.06634355,217587961.52705875,218441374.36787388,216125174.69540262,218441374.36787388,216919986.06634355]
["SC_2338_A2",217330963.84545699,216919986.06634355,217517459.64480078,218280798.50062829,216611942.93638837,218280798.50062829,216919986.06634355]
["SC_2338_A1",217330963.84545699,216919986.06634501,217517459.64480078,218280798.50062999,216603608.78303,218280798.50062829,216919986.06634355]
["SC_2330_A2",217330963.84545699,216919986.06634355,217517459.64480078,218280798.50062829,216795771.38716128,218280798.50062829,216919986.06634355]
["SC_2330_A1",217330963.84545699,216919986.06634355,217517459.64480078,218280798.50062829,216834128.25951889,218280798.50062829,216919986.06634355]
["SC_2327_A2",217330963.84545699,216919986.06634355,217517459.64480078,218280798.50062829,216842378.89415985,218280798.50062829,216919986.06634355]
["SC_2327_A1",217330963.84545699,216919986.06634355,217517459.64480078,218280798.50062829,216843548.31730235,218280798.50062829,216919986.06634355]
["SC_2314_A2",217330963.84545699,216919986.06634355,217517459.64480078,218280798.50062829,216611942.93638837,218280798.50062829,216919986.06634355]
["SC_2314_A1",217330963.84545699,216919986.06634355,217517459.64480078,218280798.50062829,216603608.78302851,218280798.50062829,216919986.06634355]
["SC_2310_A2",217330963.84545699,216919986.06634355,217517459.64480078,218280798.50062829,216611942.93638837,218280798.50062829,216919986.06634355]
["SC_2310_A1",217330963.84545699,216919986.06634355,217517459.64480078,218280798.50062829,216603608.78302851,218280798.50062829,216919986.06634355]
["SC_2263_A2",217433677.05592412,216919986.06634355,217666782.63142315,218620898.18745446,216930710.29431567,218620898.18745446,216919986.06634355]
["SC_2263_A1",217433677.05592412,216919986.06634355,217666782.63142315,218620898.18745446,216930710.29431567,218620898.18745446,216919986.06634355]
["SC_2207_A2",217433677.05592412,216919986.06634355,217666782.63142315,218620898.18745446,216389545.45093375,218620898.18745446,216919986.06634355]
["SC_2207_A1",217433677.05592412,216919986.06634355,217666782.63142315,218620898.18745446,216448469.94188744,218620898.18745446,216919986.06634355]
["SC_2202_A1",217433677.05592412,216919986.06634355,217666782.63142315,218620898.18745446,216669041.80283642,218620898.18745446,216919986.06634355]
["SC_2191_A2",217280381.96495071,216919986.06634355,218229831.98834598,219903305.63381395,216903061.32413581,219903305.63381395,216919986.06634355]
["SC_2191_A1",217280381.96495071,216919986.06634355,218229831.98834598,219903305.63381395,216903061.32413581,219903305.63381395,216919986.06634355]
["SC_2151_A1",217433677.05592412,216919986.06634355,217666782.63142315,218620898.18745446,216629176.18646061,218620898.18745446,216919986.06634355]
["SC_2147_A1",217433677.05592412,216919986.06634355,217666782.63142315,218620898.18745446,216301907.2736288,218620898.18745446,216919986.06634355]
["SC_2138_A2",217287586.94211584,216919986.06634355,217454398.92721766,218137170.7123943,216838995.57366788,218137170.7123943,216919986.06634355]
["SC_2138_A1",217287586.94211584,216919986.06634355,217454398.92721766,218137170.7123943,216826884.84579116,218137170.7123943,216919986.06634355]
["SC_2118_A2",217433677.05592412,216919986.06634355,217666782.63142315,218620898.18745446,215925823.69002572,218620898.18745446,216919986.06634355]
["SC_2118_A1",217433677.05592412,216919986.06634355,217666782.63142315,218620898.18745446,215895149.4598808,218620898.18745446,216919986.06634355]
["SC_2114_A2",217433677.05592412,216919986.06634355,217666782.63142315,218620898.18745446,216895856.55340627,218620898.18745446,216919986.06634355]
["SC_2114_A1",217433677.05592412,216919986.06634355,217666782.63142315,218620898.18745446,216919986.06634355,218620898.18745446,216919986.06634355]
["SC_2105_A2",217330963.84545699,216919986.06634355,217517459.64480081,218280798.50062829,216756715.1938583,218280798.50062829,216919986.06634355]
["SC_2105_A1",217330963.84545699,216919986.06634355,217517459.64480081,218280798.50062829,216771233.44928339,218280798.50062829,216919986.06634355]
["SC_2088_A2",217379459.22339237,216919986.06634355,217587961.52705875,218441374.36787388,216645236.81057987,218441374.36787388,216919986.06634355]
["SC_2088_A1",217379459.22339237,216919986.06634355,217587961.52705875,218441374.36787388,216589092.39744553,218441374.36787388,216919986.06634355]
["SC_2080_A2",217379459.22339237,216919986.06634355,217587961.52701101,218441374.36787388,216645236.81057987,218441374.36787388,216919986.06634355]
["SC_2080_A1",217379459.22339237,216919986.06634355,217587961.52705875,218441374.36787388,216589092.39744553,218441374.36787388,216919986.06634355]
["SC_2038_A2",217330963.84545699,216919986.06634355,217517459.64480081,218280798.50062829,216863394.22403553,218280798.50062829,216919986.06634355]
["SC_2038_A1",217330963.84545699,216919986.06634355,217517459.64480081,218280798.50062829,216862515.72413531,218280798.50062829,216919986.06634355]
["SC_2006_A1",217433677.05592412,216919986.06634355,217666782.63142315,218620898.18745446,216855226.95977437,218620898.18745446,216919986.06634355]
["SC_2004_A2",217379459.22339237,216919986.06634355,217587961.52705875,218441374.36787388,217029452.3647542,218441374.36787388,216919986.06634355]
["SC_2004_A1",217379459.22339237,216919986.06634355,217587961.52705875,218441374.36787388,217051321.85325319,218441374.36787388,216919986.06634355]
["SC_1990_A1",217183043.831828,216919986.06634355,217302415.6585809,217791011.93781188,216845984.47646233,217791011.93781188,216919986.06634355]
["SC_1936_A1",217183043.831828,216919986.06634355,217302415.6585809,217791011.93781188,216845984.47646233,217791011.93781188,216919986.06634355]
["SC_1930_A1",217379459.22339237,216919986.06634355,217587961.52705875,218441374.36787388,217007428.00339529,218441374.36787388,216919986.06634355]
["SC_1872_A2",217433677.05592412,216919986.06634355,217666782.63142315,218620898.18745446,216688941.05523798,218620898.18745446,216919986.06634355]
["SC_1872_A1",217433677.05592412,216919986.06634355,217666782.63142315,218620898.18745446,216702296.25819206,218620898.18745446,216919986.06634355]
["SC_1858_A2",217287586.94211584,216919986.06634355,217454398.92721766,218137170.7123943,216812281.48411822,218137170.7123943,216919986.06634355]
["SC_1858_A1",217287586.94211584,216919986.06634355,217454398.92721766,218137170.7123943,216814631.2491715,218137170.7123943,216919986.06634355]
["SC_1852_A2",217379459.22339237,216919986.06634355,217587961.52705875,218441374.36787388,217087052.19836536,218441374.36787388,216919986.06634355]
["SC_1852_A1",217379459.22339237,216919986.06634355,217587961.52705875,218441374.36787388,217079274.84012383,218441374.36787388,216919986.06634355]
["SC_1828_A2",217433677.05592412,216919986.06634355,217666782.63142315,218620898.18745446,216919986.06634355,218620898.18745446,216919986.06634355]
["SC_1828_A1",217433677.05592412,216919986.06634355,217666782.63142315,218620898.18745446,216919986.06634355,218620898.18745446,216919986.06634355]
["SC_1787_A2",217287586.94211584,216919986.06634355,217454398.92721766,218137170.7123943,216480341.41373506,218137170.7123943,216919986.06634355]
["SC_1787_A1",217287586.94211584,216919986.06634355,217454398.92721766,218137170.7123943,216535848.91650343,218137170.7123943,216919986.06634355]
["SC_1778_A1",217433677.05592412,216919986.06634355,217666782.63142315,218620898.18745446,216749840.78070858,218620898.18745446,216919986.06634355]
["SC_1777_A2",217433677.05592412,216919986.06634355,217666782.63142315,218620898.18745446,0,218620898.18745446,216919986.06634355]
["SC_1777_A1",217433677.05592412,216919986.06634355,217666782.63142315,218620898.18745446,647860.89530229568,218620898.18745446,216919986.06634355]
["SC_1767_A1",217433677.05592412,216919986.06634355,217666782.63142315,218620898.18745446,216724065.2390072,218620898.18745446,216919986.06634355]
["SC_1706_A1",217379459.22339237,216919986.06634355,217587961.52705875,218441374.36787388,216982979.70169386,218441374.36787388,216919986.06634355]
["SC_1694_A2",217330963.84545699,216919986.06634355,217517459.64480078,218280798.50062829,216851149.16503462,218280798.50062829,216919986.06634355]
["SC_1694_A1",217330963.84545699,216919986.06634355,217517459.64480078,218280798.50062829,216697594.52634144,218280798.50062829,216919986.06634355]
["SC_1668_A2",217330963.84545699,216919986.06634355,217517459.64480078,218280798.50062829,216836965.07710484,218280798.50062829,216919986.06634355]
["SC_1668_A1",217330963.84545699,216919986.06634355,217517459.64480078,218280798.50062829,216837285.62146485,218280798.50062829,216919986.06634355]
["SC_1666_A2",217330963.84545699,216919986.06634355,217517459.64480078,218280798.50062829,216836965.07710484,218280798.50062829,216919986.06634355]
["SC_1666_A1",217330963.84545699,216919986.06634355,217517459.64480078,218280798.50062829,216837285.62146485,218280798.50062829,216919986.06634355]
["SC_1636_A1",217330963.84545699,216919986.06634355,217517459.64480078,218280798.50062829,216835682.89966488,218280798.50062829,216919986.06634355]
["SC_1583_A2",217330963.84545699,216919986.06634355,217517459.64480078,218280798.50062829,216842378.89415985,218280798.50062829,216919986.06634355]
["SC_1583_A1",217330963.84545699,216919986.06634355,217517459.64480078,218280798.50062829,216843548.31730235,218280798.50062829,216919986.06634355]
["SC_1578_A2",217330963.84545699,216919986.06634355,217517459.64480078,218280798.50062829,216842378.89415985,218280798.50062829,216919986.06634355]
["SC_1578_A1",217330963.84545699,216919986.06634355,217517459.64480078,218280798.50062829,216843548.31730235,218280798.50062829,216919986.06634355]
["SC_1577_A2",217330963.84545699,216919986.06634355,217517459.64480078,218280798.50062829,216842378.89415985,218280798.50062829,216919986.06634355]
["SC_1577_A1",217330963.84545699,216919986.06634355,217517459.64480078,218280798.50062829,216843548.31730235,218280798.50062829,216919986.06634355]
["SC_1559_A2",217433677.05592412,216919986.06634355,217666782.63142315,218620898.18745446,216287750.75849748,218620898.18745446,216919986.06634355]
["SC_1559_A1",217433677.05592412,216919986.06634355,217666782.63142315,218620898.18745446,216272792.93118891,218620898.18745446,216919986.06634355]
["SC_1482_A1",216919986.06634355,216919986.06634355,216919986.06634355,216919986.06634355,216919986.06634355,216919986.06634355,216919986.06634355]
["SC_1410_A2",217330963.84545699,216919986.06634355,217517459.64480078,218280798.50062829,216582831.09761363,218280798.50062829,216919986.06634355]
["SC_1410_A1",217330963.84545699,216919986.06634355,217517459.64480078,218280798.50062829,216558695.71002781,218280798.50062829,216919986.06634355]
["SC_1337_A2",217433677.05592412,216919986.06634355,217666782.63142315,218620898.18745446,217022586.07751796,218620898.18745446,216919986.06634355]
["SC_1337_A1",217433677.05592412,216919986.06634355,217666782.63142315,218620898.18745446,217022586.07751796,218620898.18745446,216919986.06634355]
["SC_1334_A2",217330963.84545699,216919986.06634355,217517459.64480078,218280798.50062829,216810253.04710528,218280798.50062829,216919986.06634355]
["SC_1334_A1",217330963.84545699,216919986.06634355,217517459.64480078,218280798.50062829,216812069.46514523,218280798.50062829,216919986.06634355]
["SC_1331_A2",217330963.84545699,216919986.06634355,217517459.64480078,218280798.50062829,216841603.35399398,218280798.50062829,216919986.06634355]
["SC_1331_A1",217330963.84545699,216919986.06634355,217517459.64480078,218280798.50062829,216737304.63013881,218280798.50062829,216919986.06634355]
["SC_1330_A2",217379459.22339237,216919986.06634355,217587961.52705875,218441374.36787388,216916164.46522284,218441374.36787388,216919986.06634355]
["SC_1330_A1",217379459.22339237,216919986.06634355,217587961.52705875,218441374.36787388,216882384.99199215,218441374.36787388,216919986.06634355]
["SC_1305_A2",217433677.05592412,216919986.06634355,217666782.63142315,218620898.18745446,216865539.37427676,218620898.18745446,216919986.06634355]
["SC_1305_A1",217433677.05592412,216919986.06634355,217666782.63142315,218620898.18745446,216837600.49774271,218620898.18745446,216919986.06634355]
["SC_1273_A1",217433677.05592412,216919986.06634355,217666782.63142315,218620898.18745446,216809271.43385422,218620898.18745446,216919986.06634355]
["SC_1248_A2",217433677.05592412,216919986.06634355,217666782.63142315,218620898.18745446,216826605.15176833,218620898.18745446,216919986.06634355]
["SC_1248_A1",217433677.05592412,216919986.06634355,217666782.63142315,218620898.18745446,216803957.39859882,218620898.18745446,216919986.06634355]
["SC_1246_A2",217433677.05592412,216919986.06634355,217666782.63142315,218620898.18745446,216730342.18439564,218620898.18745446,216919986.06634355]
["SC_1235_A1",217330963.84545699,216919986.06634355,217517459.64480078,218280798.50062829,216606730.88509485,218280798.50062829,216919986.06634355]
["SC_1231_A2",217433677.05592412,216919986.06634355,217666782.63142315,218620898.18745446,216701299.96005169,218620898.18745446,216919986.06634355]
["SC_1214_A2",217248788.28080893,216919986.06634355,217397993.99199122,218008702.20771274,216734584.75789732,218008702.20771274,216919986.06634355]
["SC_1214_A1",217248788.28080893,216919986.06634355,217397993.99199122,218008702.20771274,216697756.6731036,218008702.20771274,216919986.06634355]
["SC_1126_A1",217183043.831828,216919986.06634355,217302415.6585809,217791011.93781188,216845984.47646233,217791011.93781188,216919986.06634355]
["SC_1104_A2",217433677.05592412,216919986.06634355,217666782.63142315,218620898.18745446,216722462.61465272,218620898.18745446,216919986.06634355]
["SC_1104_A1",217433677.05592412,216919986.06634355,217666782.63142315,218620898.18745446,216707638.33937371,218620898.18745446,216919986.06634355]
["SC_1043_A2",217433677.05592412,216919986.06634355,217666782.63142315,218620898.18745446,216688941.05523798,218620898.18745446,216919986.06634355]
["SC_1043_A1",217433677.05592412,216919986.06634355,217666782.63142315,218620898.18745446,216702296.25819206,218620898.18745446,216919986.06634355]
["SC_1004_A1",217494292.59269464,216919986.06634355,217754904.62610254,218821605.81774557,217119244.80763292,218821605.81774557,216919986.06634355]

{"sheet":"zonaBarra","index":8,"n_rows":69,"n_cols":2,"rows_kept":69,"cut":false,"hidden":false,"merged":[]}
["nombre","barra"]
["Zona6","Aipe 34.5"]
["Zona20","Altamira 220"]
["Zona1","Altamira 34.5"]
["Zona15","Amoya 115"]
["Zona9","Arreboles 34.5"]
["Zona6","Baraya 13.8"]
["Zona6","Baraya 34.5"]
["Zona21","Barzalosa 115"]
["Zona17","Betania 115"]
["Zona18","Betania 220"]
["Zona14","Brisas 115"]
["Zona7","Cajamarca 115"]
["Zona17","Campoalegre 34.5"]
["Zona5","Castilla 34.5"]
["Zona8","Chenche 34.5"]
["Zona6","Cruce Juncal 34.5"]
["Zona14","Cucuana 115"]
["Zona16","Diamante 115"]
["Zona3","El Bote 115"]
["Zona6","El Bote 34.5"]
["Zona4","Espinal 115"]
["Zona13","Espinal 34.5"]
["Zona11","Flandes 115"]
["Zona13","Flandes 13.2"]
["Zona13","Flandes 34.5"]
["Zona6","Fortalecillas 34.5"]
["Zona2","Gualanday 115"]
["Zona2","Gualanday 34.5"]
["Zona8","Hilarco 34.5"]
["Zona10","Hobo 115"]
["Zona10","Hobo 34.5"]
["Zona3","Huila 115"]
["Zona22","Huila 230"]
["Zona6","Huila 34.5"]
["Zona12","Ibague 220"]
["Zona1","La Plata 115"]
["Zona1","La Plata 34.5"]
["Zona11","Lanceros 115"]
["Zona11","Lanceros 34.5"]
["Zona14","Mirolindo 115"]
["Zona5","Natagaima 115"]
["Zona5","Natagaima 34.5"]
["Zona7","Nva Cajamarca 115"]
["Zona4","Nva Espinal 34.5"]
["Zona3","Oriente 115"]
["Zona3","Oriente 34.5"]
["Zona6","Palermo 34.5"]
["Zona14","Papayo 115"]
["Zona9","Papayo 34.5"]
["Zona6","Pata 34.5"]
["Zona16","Perales 115"]
["Zona14","Perales 34.5"]
["Zona16","Picaleña 115"]
["Zona8","Prado 115"]
["Zona19","Rivera 34.5"]
["Zona16","Salado 115"]
["Zona9","Salado 34.5"]
["Zona17","Seboruco 115"]
["Zona1","Segoviana 115"]
["Zona3","Sur 115"]
["Zona19","Sur 34.5"]
["Zona3","Tenay 115"]
["Zona20","Tesalia 220"]
["Zona17","TSeboruco 115"]
["Zona15","Tuluni 115"]
["Zona15","Tuluni 220"]
["Zona5","Tuluni 34.5"]
["Zona9","Venadillo 34.5"]

{"sheet":"ejecutar","index":9,"n_rows":20,"n_cols":14,"rows_kept":20,"cut":false,"hidden":false,"merged":[]}
[]
[]
[]
[]
[]
[]
[]
[null,null,null,null,null,null,null,null,null,null,null,"OPTIMIZADOR",null,"cbc"]
[]
[null,null,null,null,null,null,null,null,null,null,null,"PERIODO INICIAL",null,2023]
[]
[null,null,null,null,null,null,null,null,null,null,null,"PERIODO FINAL",null,2033]
[]
[null,null,null,null,null,null,null,null,null,null,null,"ESCALAR",null,0]
[]
[null,null,null,null,null,null,null,null,null,null,null,"TOLERANCIA ",null,9.9999999999999995E-7]
[]
[null,null,null,null,null,null,null,null,null,null,null,"TIEMPO MAXIMO",null,1000]
[]
[null,null,null,null,null,null,null,null,null,null,null,"OBRAS EN FILA 2",null,0]

{"sheet":"ASIGNACION","index":10,"n_rows":118,"n_cols":28,"rows_kept":118,"cut":false,"hidden":false,"merged":[]}
[null,null,null,null,null,null,"aprobado","aprobado","aprobado","aprobado","aprobado","aprobado","aprobado","aprobado","aprobado","aprobado","aprobado","calificacion","calificacion","calificacion","calificacion","calificacion","calificacion","calificacion","calificacion","calificacion","calificacion","calificacion"]
["nombre","barra","tipo","capacidad","periodoIni","Fila",2023,2024,2025,2026,2027,2028,2029,2030,2031,2032,2033,2023,2024,2025,2026,2027,2028,2029,2030,2031,2032,2033]
["SC_857_A1","Altamira 220","Eólico Onshore",125,2026,2,0,0,0,0,0,0,0,0,0,0,0,1264264215.6144001,1264264215.6144001,1264264215.6144001,1264264215.6144001,1264264215.6144001,1264264215.6144001,1264264215.6144001,1264264215.6144001,1264264215.6144001,1264264215.6144001,1264264215.6144001]
["SC_2191_A1","Altamira 220","Eólico Onshore",125,2026,2,0,0,0,0,0,0,0,0,0,0,0,1264264215.6144001,1264264215.6144001,1264264215.6144001,1264264215.6144001,1264264215.6144001,1264264215.6144001,1264264215.6144001,1264264215.6144001,1264264215.6144001,1264264215.6144001,1264264215.6144001]
["SC_1004_A1","Tenay 115","Solar FV",7.5,2023,2,0,0,0,0,0,0,0,0,0,0,0,1262596832.6392951,1262596832.6392951,1262596832.6392951,1262596832.6392951,1262596832.6392951,1262596832.6392951,1262596832.6392951,1262596832.6392951,1262596832.6392951,1262596832.6392951,1262596832.6392951]
["SC_1337_A2","Venadillo 34.5","Solar FV",15,2024,2,0,1,1,1,1,1,1,1,1,1,1,1262050374.9322934,1262050374.9322934,1262050374.9322934,1262050374.9322934,1262050374.9322934,1262050374.9322934,1262050374.9322934,1262050374.9322934,1262050374.9322934,1262050374.9322934,1262050374.9322934]
["SC_1337_A1","Venadillo 34.5","Solar FV",15,2024,2,0,0,0,0,0,0,0,0,0,0,0,1262050374.9322934,1262050374.9322934,1262050374.9322934,1262050374.9322934,1262050374.9322934,1262050374.9322934,1262050374.9322934,1262050374.9322934,1262050374.9322934,1262050374.9322934,1262050374.9322934]
["SC_827_A2","Tuluni 115","Solar FV",19.899999999999999,2024,2,0,0,0,0,0,0,0,0,0,0,0,1262003009.0654812,1262003009.0654812,1262003009.0654812,1262003009.0654812,1262003009.0654812,1262003009.0654812,1262003009.0654812,1262003009.0654812,1262003009.0654812,1262003009.0654812,1262003009.0654812]
["SC_2263_A2","El Bote 34.5","Solar FV",18,2024,2,0,0,0,0,0,0,0,0,0,0,0,1261958499.1490912,1261958499.1490912,1261958499.1490912,1261958499.1490912,1261958499.1490912,1261958499.1490912,1261958499.1490912,1261958499.1490912,1261958499.1490912,1261958499.1490912,1261958499.1490912]
["SC_2263_A1","El Bote 115","Solar FV",18,2024,2,0,1,1,1,1,1,1,1,1,1,1,1261958499.1490912,1261958499.1490912,1261958499.1490912,1261958499.1490912,1261958499.1490912,1261958499.1490912,1261958499.1490912,1261958499.1490912,1261958499.1490912,1261958499.1490912,1261958499.1490912]
["SC_871_A1","Hobo 34.5","Solar FV",9.9,2024,2,0,0,0,0,0,0,0,0,0,0,0,1261953273.5252793,1261953273.5252793,1261953273.5252793,1261953273.5252793,1261953273.5252793,1261953273.5252793,1261953273.5252793,1261953273.5252793,1261953273.5252793,1261953273.5252793,1261953273.5252793]
["SC_2114_A1","El Bote 115","Solar FV",8,2024,2,0,0,0,0,0,0,0,0,0,0,0,1261947774.9211192,1261947774.9211192,1261947774.9211192,1261947774.9211192,1261947774.9211192,1261947774.9211192,1261947774.9211192,1261947774.9211192,1261947774.9211192,1261947774.9211192,1261947774.9211192]
["SC_1828_A1","Oriente 34.5","Solar FV",9.9,2024,2,0,0,0,0,0,0,0,0,0,0,0,1261947774.9211192,1261947774.9211192,1261947774.9211192,1261947774.9211192,1261947774.9211192,1261947774.9211192,1261947774.9211192,1261947774.9211192,1261947774.9211192,1261947774.9211192,1261947774.9211192]
["SC_2114_A2","El Bote 34.5","Solar FV",8,2024,2,0,0,0,0,0,0,0,0,0,0,0,1261923645.4081819,1261923645.4081819,1261923645.4081819,1261923645.4081819,1261923645.4081819,1261923645.4081819,1261923645.4081819,1261923645.4081819,1261923645.4081819,1261923645.4081819,1261923645.4081819]
["SC_478_A1","Tuluni 34.5","Solar FV",19.899999999999999,2024,2,0,0,0,0,0,0,0,0,0,0,0,1261908736.3689733,1261908736.3689733,1261908736.3689733,1261908736.3689733,1261908736.3689733,1261908736.3689733,1261908736.3689733,1261908736.3689733,1261908736.3689733,1261908736.3689733,1261908736.3689733]
["SC_1305_A2","Nva Espinal 34.5","Solar FV",19.899999999999999,2024,2,0,0,0,0,0,0,0,0,0,0,0,1261893328.2290523,1261893328.2290523,1261893328.2290523,1261893328.2290523,1261893328.2290523,1261893328.2290523,1261893328.2290523,1261893328.2290523,1261893328.2290523,1261893328.2290523,1261893328.2290523]
["SC_827_A1","Natagaima 115","Solar FV",19.899999999999999,2024,2,0,0,0,0,0,0,0,0,0,0,0,1261887278.3603678,1261887278.3603678,1261887278.3603678,1261887278.3603678,1261887278.3603678,1261887278.3603678,1261887278.3603678,1261887278.3603678,1261887278.3603678,1261887278.3603678,1261887278.3603678]
["SC_2006_A1","Cruce Juncal 34.5","Solar FV",4.9000000000000004,2024,2,0,0,0,0,0,0,0,0,0,0,0,1261883015.8145499,1261883015.8145499,1261883015.8145499,1261883015.8145499,1261883015.8145499,1261883015.8145499,1261883015.8145499,1261883015.8145499,1261883015.8145499,1261883015.8145499,1261883015.8145499]
["SC_1305_A1","Nva Espinal 34.5","Solar FV",19.899999999999999,2024,2,0,0,0,0,0,0,0,0,0,0,0,1261865389.3525183,1261865389.3525183,1261865389.3525183,1261865389.3525183,1261865389.3525183,1261865389.3525183,1261865389.3525183,1261865389.3525183,1261865389.3525183,1261865389.3525183,1261865389.3525183]
["SC_826_A1","Lanceros 34.5","Solar FV",19.899999999999999,2024,2,0,1,1,1,1,1,1,1,1,1,1,1261861821.5252297,1261861821.5252297,1261861821.5252297,1261861821.5252297,1261861821.5252297,1261861821.5252297,1261861821.5252297,1261861821.5252297,1261861821.5252297,1261861821.5252297,1261861821.5252297]
["SC_1248_A2","Gualanday 115","Solar FV",9.9,2024,2,0,1,1,1,1,1,1,1,1,1,1,1261854394.0065439,1261854394.0065439,1261854394.0065439,1261854394.0065439,1261854394.0065439,1261854394.0065439,1261854394.0065439,1261854394.0065439,1261854394.0065439,1261854394.0065439,1261854394.0065439]
["SC_1273_A1","Fortalecillas 34.5","Solar FV",9.9,2024,2,0,0,0,0,0,0,0,0,0,0,0,1261837060.2886298,1261837060.2886298,1261837060.2886298,1261837060.2886298,1261837060.2886298,1261837060.2886298,1261837060.2886298,1261837060.2886298,1261837060.2886298,1261837060.2886298,1261837060.2886298]
["SC_1248_A1","Gualanday 34.5","Solar FV",9.9,2024,2,0,0,0,0,0,0,0,0,0,0,0,1261831746.2533743,1261831746.2533743,1261831746.2533743,1261831746.2533743,1261831746.2533743,1261831746.2533743,1261831746.2533743,1261831746.2533743,1261831746.2533743,1261831746.2533743,1261831746.2533743]
["SC_458_A1","Espinal 34.5","Solar FV",19.899999999999999,2024,2,0,1,1,1,1,1,1,1,1,1,1,1261788747.2956553,1261788747.2956553,1261788747.2956553,1261788747.2956553,1261788747.2956553,1261788747.2956553,1261788747.2956553,1261788747.2956553,1261788747.2956553,1261788747.2956553,1261788747.2956553]
["SC_1778_A1","Cruce Juncal 34.5","Solar FV",9.9,2024,2,0,0,0,0,0,0,0,0,0,0,0,1261777629.6354842,1261777629.6354842,1261777629.6354842,1261777629.6354842,1261777629.6354842,1261777629.6354842,1261777629.6354842,1261777629.6354842,1261777629.6354842,1261777629.6354842,1261777629.6354842]
["SC_458_A2","Nva Espinal 34.5","Solar FV",19.899999999999999,2024,2,0,0,0,0,0,0,0,0,0,0,0,1261765315.7397177,1261765315.7397177,1261765315.7397177,1261765315.7397177,1261765315.7397177,1261765315.7397177,1261765315.7397177,1261765315.7397177,1261765315.7397177,1261765315.7397177,1261765315.7397177]
["SC_1246_A2","El Bote 34.5","Solar FV",9.9,2024,2,0,1,1,1,1,1,1,1,1,1,1,1261758131.0391712,1261758131.0391712,1261758131.0391712,1261758131.0391712,1261758131.0391712,1261758131.0391712,1261758131.0391712,1261758131.0391712,1261758131.0391712,1261758131.0391712,1261758131.0391712]
["SC_1767_A1","Hobo 34.5","Solar FV",9.9,2024,2,0,0,0,0,0,0,0,0,0,0,0,1261751854.0937827,1261751854.0937827,1261751854.0937827,1261751854.0937827,1261751854.0937827,1261751854.0937827,1261751854.0937827,1261751854.0937827,1261751854.0937827,1261751854.0937827,1261751854.0937827]
["SC_1104_A2","Rivera 34.5","Solar FV",9.9,2024,2,0,1,1,1,1,1,1,1,1,1,1,1261750251.4694283,1261750251.4694283,1261750251.4694283,1261750251.4694283,1261750251.4694283,1261750251.4694283,1261750251.4694283,1261750251.4694283,1261750251.4694283,1261750251.4694283,1261750251.4694283]
["SC_1104_A1","Hobo 34.5","Solar FV",9.9,2024,2,0,0,0,0,0,0,0,0,0,0,0,1261735427.1941493,1261735427.1941493,1261735427.1941493,1261735427.1941493,1261735427.1941493,1261735427.1941493,1261735427.1941493,1261735427.1941493,1261735427.1941493,1261735427.1941493,1261735427.1941493]
["SC_1043_A1","El Bote 34.5","Solar FV",9.9,2024,2,0,0,0,0,0,0,0,0,0,0,0,1261730085.1129675,1261730085.1129675,1261730085.1129675,1261730085.1129675,1261730085.1129675,1261730085.1129675,1261730085.1129675,1261730085.1129675,1261730085.1129675,1261730085.1129675,1261730085.1129675]
["SC_1872_A1","El Bote 34.5","Solar FV",9.9,2024,2,0,0,0,0,0,0,0,0,0,0,0,1261730085.1129675,1261730085.1129675,1261730085.1129675,1261730085.1129675,1261730085.1129675,1261730085.1129675,1261730085.1129675,1261730085.1129675,1261730085.1129675,1261730085.1129675,1261730085.1129675]
["SC_1231_A2","El Bote 115","Solar FV",50,2024,2,0,0,0,0,0,0,0,0,0,0,0,1261729088.8148272,1261729088.8148272,1261729088.8148272,1261729088.8148272,1261729088.8148272,1261729088.8148272,1261729088.8148272,1261729088.8148272,1261729088.8148272,1261729088.8148272,1261729088.8148272]
["SC_1872_A2","El Bote 115","Solar FV",9.9,2024,2,0,1,1,1,1,1,1,1,1,1,1,1261716729.9100134,1261716729.9100134,1261716729.9100134,1261716729.9100134,1261716729.9100134,1261716729.9100134,1261716729.9100134,1261716729.9100134,1261716729.9100134,1261716729.9100134,1261716729.9100134]
["SC_1043_A2","El Bote 115","Solar FV",9.9,2024,2,0,0,1,1,1,1,1,1,1,1,1,1261716729.9100134,1261716729.9100134,1261716729.9100134,1261716729.9100134,1261716729.9100134,1261716729.9100134,1261716729.9100134,1261716729.9100134,1261716729.9100134,1261716729.9100134,1261716729.9100134]
["SC_1852_A2","Tuluni 115","Solar FV",50,2025,2,0,0,0,0,0,0,0,0,0,0,0,1261712516.386874,1261712516.386874,1261712516.386874,1261712516.386874,1261712516.386874,1261712516.386874,1261712516.386874,1261712516.386874,1261712516.386874,1261712516.386874,1261712516.386874]
["SC_1852_A1","Natagaima 115","Solar FV",50,2025,2,0,0,0,0,0,0,0,0,0,0,0,1261704739.0286324,1261704739.0286324,1261704739.0286324,1261704739.0286324,1261704739.0286324,1261704739.0286324,1261704739.0286324,1261704739.0286324,1261704739.0286324,1261704739.0286324,1261704739.0286324]
["SC_2202_A1","Fortalecillas 34.5","Solar FV",9.9,2024,2,0,0,0,0,0,0,0,0,0,0,0,1261696830.6576118,1261696830.6576118,1261696830.6576118,1261696830.6576118,1261696830.6576118,1261696830.6576118,1261696830.6576118,1261696830.6576118,1261696830.6576118,1261696830.6576118,1261696830.6576118]
["SC_2004_A1","Arreboles 34.5","Solar FV",19.899999999999999,2025,2,0,0,1,1,1,1,1,1,1,1,1,1261676786.0417616,1261676786.0417616,1261676786.0417616,1261676786.0417616,1261676786.0417616,1261676786.0417616,1261676786.0417616,1261676786.0417616,1261676786.0417616,1261676786.0417616,1261676786.0417616]
["SC_478_A2","Natagaima 34.5","Solar FV",19.899999999999999,2024,2,0,0,0,0,0,0,0,0,0,0,0,1261676414.2226272,1261676414.2226272,1261676414.2226272,1261676414.2226272,1261676414.2226272,1261676414.2226272,1261676414.2226272,1261676414.2226272,1261676414.2226272,1261676414.2226272,1261676414.2226272]
["SC_2004_A2","Salado 34.5","Solar FV",19.899999999999999,2025,2,0,0,0,0,0,0,0,0,0,0,0,1261654916.5532627,1261654916.5532627,1261654916.5532627,1261654916.5532627,1261654916.5532627,1261654916.5532627,1261654916.5532627,1261654916.5532627,1261654916.5532627,1261654916.5532627,1261654916.5532627]
["SC_1930_A1","Flandes 34.5","Solar FV",9.9,2025,2,0,0,1,1,1,1,1,1,1,1,1,1261632892.1919038,1261632892.1919038,1261632892.1919038,1261632892.1919038,1261632892.1919038,1261632892.1919038,1261632892.1919038,1261632892.1919038,1261632892.1919038,1261632892.1919038,1261632892.1919038]
["SC_1706_A1","Sur 34.5","Solar FV",19.899999999999999,2025,2,0,0,0,1,1,1,1,1,1,1,1,1261608443.8902023,1261608443.8902023,1261608443.8902023,1261608443.8902023,1261608443.8902023,1261608443.8902023,1261608443.8902023,1261608443.8902023,1261608443.8902023,1261608443.8902023,1261608443.8902023]
["SC_1330_A2","Flandes 115","Solar FV",100,2025,2,0,0,0,0,0,0,0,0,0,0,0,1261541628.6537313,1261541628.6537313,1261541628.6537313,1261541628.6537313,1261541628.6537313,1261541628.6537313,1261541628.6537313,1261541628.6537313,1261541628.6537313,1261541628.6537313,1261541628.6537313]
["SC_1330_A1","Espinal 115","Solar FV",100,2025,2,0,0,0,0,0,0,0,0,0,0,0,1261507849.1805007,1261507849.1805007,1261507849.1805007,1261507849.1805007,1261507849.1805007,1261507849.1805007,1261507849.1805007,1261507849.1805007,1261507849.1805007,1261507849.1805007,1261507849.1805007]
["SC_2207_A1","Castilla 34.5","Solar FV",9.9,2024,2,0,0,0,0,0,0,0,0,0,0,0,1261476258.796663,1261476258.796663,1261476258.796663,1261476258.796663,1261476258.796663,1261476258.796663,1261476258.796663,1261476258.796663,1261476258.796663,1261476258.796663,1261476258.796663]
["SC_2207_A2","Natagaima 34.5","Solar FV",9.9,2024,2,0,1,1,1,1,1,1,1,1,1,1,1261417334.3057094,1261417334.3057094,1261417334.3057094,1261417334.3057094,1261417334.3057094,1261417334.3057094,1261417334.3057094,1261417334.3057094,1261417334.3057094,1261417334.3057094,1261417334.3057094]
["SC_722_A1","Perales 34.5","Solar FV",9.9,2025,2,0,0,0,0,0,0,0,0,0,0,0,1261385378.9493201,1261385378.9493201,1261385378.9493201,1261385378.9493201,1261385378.9493201,1261385378.9493201,1261385378.9493201,1261385378.9493201,1261385378.9493201,1261385378.9493201,1261385378.9493201]
["SC_722_A2","Perales 115","Solar FV",9.9,2025,2,0,0,0,0,0,0,0,0,0,0,0,1261384184.3873386,1261384184.3873386,1261384184.3873386,1261384184.3873386,1261384184.3873386,1261384184.3873386,1261384184.3873386,1261384184.3873386,1261384184.3873386,1261384184.3873386,1261384184.3873386]
["SC_661_A2","Tuluni 220","Solar FV",45,2025,2,0,0,1,1,1,1,1,1,1,1,1,1261337835.3824532,1261337835.3824532,1261337835.3824532,1261337835.3824532,1261337835.3824532,1261337835.3824532,1261337835.3824532,1261337835.3824532,1261337835.3824532,1261337835.3824532,1261337835.3824532]
["SC_2147_A1","Fortalecillas 34.5","Solar FV",9.9,2024,2,0,0,0,0,0,0,0,0,0,0,0,1261329696.1284044,1261329696.1284044,1261329696.1284044,1261329696.1284044,1261329696.1284044,1261329696.1284044,1261329696.1284044,1261329696.1284044,1261329696.1284044,1261329696.1284044,1261329696.1284044]
["SC_661_A1","Tuluni 115","Solar FV",45,2025,2,0,0,0,0,0,0,0,0,0,0,0,1261318913.5206649,1261318913.5206649,1261318913.5206649,1261318913.5206649,1261318913.5206649,1261318913.5206649,1261318913.5206649,1261318913.5206649,1261318913.5206649,1261318913.5206649,1261318913.5206649]
["SC_1559_A2","Hilarco 34.5","Solar FV",9.9,2024,2,0,1,1,1,1,1,1,1,1,1,1,1261315539.6132731,1261315539.6132731,1261315539.6132731,1261315539.6132731,1261315539.6132731,1261315539.6132731,1261315539.6132731,1261315539.6132731,1261315539.6132731,1261315539.6132731,1261315539.6132731]
["SC_1559_A1","Chenche 34.5","Solar FV",9.9,2024,2,0,0,0,0,0,0,0,0,0,0,0,1261300581.7859645,1261300581.7859645,1261300581.7859645,1261300581.7859645,1261300581.7859645,1261300581.7859645,1261300581.7859645,1261300581.7859645,1261300581.7859645,1261300581.7859645,1261300581.7859645]
["SC_2088_A2","Natagaima 34.5","Solar FV",9.9,2025,2,0,0,1,1,1,1,1,1,1,1,1,1261270700.9990883,1261270700.9990883,1261270700.9990883,1261270700.9990883,1261270700.9990883,1261270700.9990883,1261270700.9990883,1261270700.9990883,1261270700.9990883,1261270700.9990883,1261270700.9990883]
["SC_2080_A2","Natagaima 34.5","Solar FV",9.9,2025,2,0,0,0,0,0,0,0,0,0,0,0,1261270700.9990406,1261270700.9990406,1261270700.9990406,1261270700.9990406,1261270700.9990406,1261270700.9990406,1261270700.9990406,1261270700.9990406,1261270700.9990406,1261270700.9990406,1261270700.9990406]
["SC_2088_A1","Castilla 34.5","Solar FV",9.9,2025,2,0,0,0,0,0,0,0,0,0,0,0,1261214556.585954,1261214556.585954,1261214556.585954,1261214556.585954,1261214556.585954,1261214556.585954,1261214556.585954,1261214556.585954,1261214556.585954,1261214556.585954,1261214556.585954]
["SC_2080_A1","Castilla 34.5","Solar FV",9.9,2025,2,0,0,0,0,0,0,0,0,0,0,0,1261214556.585954,1261214556.585954,1261214556.585954,1261214556.585954,1261214556.585954,1261214556.585954,1261214556.585954,1261214556.585954,1261214556.585954,1261214556.585954,1261214556.585954]
["SC_573_A2","Baraya 13.8","Solar FV",9.9,2026,2,0,0,0,0,0,0,0,0,0,0,0,1261179586.0864568,1261179586.0864568,1261179586.0864568,1261179586.0864568,1261179586.0864568,1261179586.0864568,1261179586.0864568,1261179586.0864568,1261179586.0864568,1261179586.0864568,1261179586.0864568]
["SC_958_A1","Sur 34.5","Solar FV",9.9,2026,2,0,0,0,1,1,1,1,1,1,1,1,1261163151.0885906,1261163151.0885906,1261163151.0885906,1261163151.0885906,1261163151.0885906,1261163151.0885906,1261163151.0885906,1261163151.0885906,1261163151.0885906,1261163151.0885906,1261163151.0885906]
["SC_2038_A2","El Bote 115","Solar FV",40,2026,2,0,0,0,1,1,1,1,1,1,1,1,1261128997.3514824,1261128997.3514824,1261128997.3514824,1261128997.3514824,1261128997.3514824,1261128997.3514824,1261128997.3514824,1261128997.3514824,1261128997.3514824,1261128997.3514824,1261128997.3514824]
["SC_2038_A1","Sur 115","Solar FV",40,2026,2,0,0,0,0,0,0,0,0,0,0,0,1261128118.8515821,1261128118.8515821,1261128118.8515821,1261128118.8515821,1261128118.8515821,1261128118.8515821,1261128118.8515821,1261128118.8515821,1261128118.8515821,1261128118.8515821,1261128118.8515821]
["SC_1694_A2","Aipe 34.5","Solar FV",9.9,2026,2,0,0,0,0,0,0,0,0,0,0,0,1261116752.2924814,1261116752.2924814,1261116752.2924814,1261116752.2924814,1261116752.2924814,1261116752.2924814,1261116752.2924814,1261116752.2924814,1261116752.2924814,1261116752.2924814,1261116752.2924814]
["SC_1578_A1","Lanceros 115","Solar FV",19.899999999999999,2026,2,0,0,0,0,0,0,0,0,0,0,0,1261109151.4447491,1261109151.4447491,1261109151.4447491,1261109151.4447491,1261109151.4447491,1261109151.4447491,1261109151.4447491,1261109151.4447491,1261109151.4447491,1261109151.4447491,1261109151.4447491]
["SC_2327_A1","Lanceros 115","Solar FV",19.899999999999999,2026,2,0,0,0,0,0,0,0,0,0,0,0,1261109151.4447491,1261109151.4447491,1261109151.4447491,1261109151.4447491,1261109151.4447491,1261109151.4447491,1261109151.4447491,1261109151.4447491,1261109151.4447491,1261109151.4447491,1261109151.4447491]
["SC_1583_A1","Lanceros 115","Solar FV",19.899999999999999,2026,2,0,0,0,0,0,0,0,0,0,0,0,1261109151.4447491,1261109151.4447491,1261109151.4447491,1261109151.4447491,1261109151.4447491,1261109151.4447491,1261109151.4447491,1261109151.4447491,1261109151.4447491,1261109151.4447491,1261109151.4447491]
["SC_1577_A1","Lanceros 115","Solar FV",19.899999999999999,2026,2,0,0,0,0,0,0,0,0,0,0,0,1261109151.4447491,1261109151.4447491,1261109151.4447491,1261109151.4447491,1261109151.4447491,1261109151.4447491,1261109151.4447491,1261109151.4447491,1261109151.4447491,1261109151.4447491,1261109151.4447491]
["SC_1583_A2","Flandes 115","Solar FV",19.899999999999999,2026,2,0,0,0,0,0,0,0,0,0,0,0,1261107982.0216067,1261107982.0216067,1261107982.0216067,1261107982.0216067,1261107982.0216067,1261107982.0216067,1261107982.0216067,1261107982.0216067,1261107982.0216067,1261107982.0216067,1261107982.0216067]
["SC_1578_A2","Flandes 115","Solar FV",19.899999999999999,2026,2,0,0,0,0,0,0,0,0,0,0,0,1261107982.0216067,1261107982.0216067,1261107982.0216067,1261107982.0216067,1261107982.0216067,1261107982.0216067,1261107982.0216067,1261107982.0216067,1261107982.0216067,1261107982.0216067,1261107982.0216067]
["SC_2327_A2","Flandes 115","Solar FV",19.899999999999999,2026,2,0,0,0,0,0,0,0,0,0,0,0,1261107982.0216067,1261107982.0216067,1261107982.0216067,1261107982.0216067,1261107982.0216067,1261107982.0216067,1261107982.0216067,1261107982.0216067,1261107982.0216067,1261107982.0216067,1261107982.0216067]
["SC_1577_A2","Flandes 115","Solar FV",19.899999999999999,2026,2,0,0,0,0,0,0,0,0,0,0,0,1261107982.0216067,1261107982.0216067,1261107982.0216067,1261107982.0216067,1261107982.0216067,1261107982.0216067,1261107982.0216067,1261107982.0216067,1261107982.0216067,1261107982.0216067,1261107982.0216067]
["SC_1331_A2","Ibague 220","Solar FV",200,2026,2,0,0,0,0,0,0,0,0,0,0,0,1261107206.4814408,1261107206.4814408,1261107206.4814408,1261107206.4814408,1261107206.4814408,1261107206.4814408,1261107206.4814408,1261107206.4814408,1261107206.4814408,1261107206.4814408,1261107206.4814408]
["SC_1668_A1","Natagaima 115","Solar FV",9.9,2026,2,0,0,0,0,0,0,0,0,0,0,0,1261102888.7489116,1261102888.7489116,1261102888.7489116,1261102888.7489116,1261102888.7489116,1261102888.7489116,1261102888.7489116,1261102888.7489116,1261102888.7489116,1261102888.7489116,1261102888.7489116]
["SC_1666_A1","Natagaima 115","Solar FV",9.9,2026,2,0,0,0,0,0,0,0,0,0,0,0,1261102888.7489116,1261102888.7489116,1261102888.7489116,1261102888.7489116,1261102888.7489116,1261102888.7489116,1261102888.7489116,1261102888.7489116,1261102888.7489116,1261102888.7489116,1261102888.7489116]
["SC_1668_A2","Natagaima 34.5","Solar FV",9.9,2026,2,0,0,0,0,0,0,0,0,0,0,0,1261102568.2045517,1261102568.2045517,1261102568.2045517,1261102568.2045517,1261102568.2045517,1261102568.2045517,1261102568.2045517,1261102568.2045517,1261102568.2045517,1261102568.2045517,1261102568.2045517]
["SC_1666_A2","Natagaima 34.5","Solar FV",9.9,2026,2,0,0,0,0,0,0,0,0,0,0,0,1261102568.2045517,1261102568.2045517,1261102568.2045517,1261102568.2045517,1261102568.2045517,1261102568.2045517,1261102568.2045517,1261102568.2045517,1261102568.2045517,1261102568.2045517,1261102568.2045517]
["SC_1636_A1","El Bote 34.5","Solar FV",9.9,2026,2,0,0,0,0,0,0,0,0,0,0,0,1261101286.0271115,1261101286.0271115,1261101286.0271115,1261101286.0271115,1261101286.0271115,1261101286.0271115,1261101286.0271115,1261101286.0271115,1261101286.0271115,1261101286.0271115,1261101286.0271115]
["SC_2330_A1","Huila 230","Solar FV",180,2026,2,0,0,0,0,0,0,0,0,0,0,0,1261099731.3869658,1261099731.3869658,1261099731.3869658,1261099731.3869658,1261099731.3869658,1261099731.3869658,1261099731.3869658,1261099731.3869658,1261099731.3869658,1261099731.3869658,1261099731.3869658]
["SC_1334_A1","Flandes 34.5","Solar FV",9.9,2026,2,0,0,0,0,0,0,0,1,1,1,1,1261077672.592592,1261077672.592592,1261077672.592592,1261077672.592592,1261077672.592592,1261077672.592592,1261077672.592592,1261077672.592592,1261077672.592592,1261077672.592592,1261077672.592592]
["SC_1334_A2","Flandes 13.2","Solar FV",9.9,2026,2,0,0,0,0,0,0,0,0,0,0,0,1261075856.174552,1261075856.174552,1261075856.174552,1261075856.174552,1261075856.174552,1261075856.174552,1261075856.174552,1261075856.174552,1261075856.174552,1261075856.174552,1261075856.174552]
["SC_2330_A2","Huila 115","Solar FV",180,2026,2,0,0,0,0,0,0,0,0,0,0,0,1261061374.5146081,1261061374.5146081,1261061374.5146081,1261061374.5146081,1261061374.5146081,1261061374.5146081,1261061374.5146081,1261061374.5146081,1261061374.5146081,1261061374.5146081,1261061374.5146081]
["SC_2105_A1","Altamira 220","Solar FV",80,2026,2,0,0,0,0,0,0,0,0,0,0,0,1261036836.5767303,1261036836.5767303,1261036836.5767303,1261036836.5767303,1261036836.5767303,1261036836.5767303,1261036836.5767303,1261036836.5767303,1261036836.5767303,1261036836.5767303,1261036836.5767303]
["SC_2105_A2","Tesalia 220","Solar FV",80,2026,2,0,0,0,1,1,1,1,1,1,1,1,1261022318.321305,1261022318.321305,1261022318.321305,1261022318.321305,1261022318.321305,1261022318.321305,1261022318.321305,1261022318.321305,1261022318.321305,1261022318.321305,1261022318.321305]
["SC_573_A1","Baraya 34.5","Solar FV",9.9,2026,2,0,0,0,0,0,0,0,0,0,0,0,1261013806.4875352,1261013806.4875352,1261013806.4875352,1261013806.4875352,1261013806.4875352,1261013806.4875352,1261013806.4875352,1261013806.4875352,1261013806.4875352,1261013806.4875352,1261013806.4875352]
["SC_1331_A1","Tuluni 220","Solar FV",200,2026,2,0,0,0,0,0,0,0,0,0,0,0,1261002907.7575855,1261002907.7575855,1261002907.7575855,1261002907.7575855,1261002907.7575855,1261002907.7575855,1261002907.7575855,1261002907.7575855,1261002907.7575855,1261002907.7575855,1261002907.7575855]
["SC_1694_A1","Pata 34.5","Solar FV",9.9,2026,2,0,0,0,0,0,0,0,0,0,0,0,1260963197.6537881,1260963197.6537881,1260963197.6537881,1260963197.6537881,1260963197.6537881,1260963197.6537881,1260963197.6537881,1260963197.6537881,1260963197.6537881,1260963197.6537881,1260963197.6537881]
["SC_2118_A2","Segoviana 115","Solar FV",50,2024,2,0,0,0,0,0,0,0,0,0,0,0,1260953612.5448012,1260953612.5448012,1260953612.5448012,1260953612.5448012,1260953612.5448012,1260953612.5448012,1260953612.5448012,1260953612.5448012,1260953612.5448012,1260953612.5448012,1260953612.5448012]
["SC_2118_A1","La Plata 115","Solar FV",50,2024,2,0,1,1,1,1,1,1,1,1,1,1,1260922938.3146563,1260922938.3146563,1260922938.3146563,1260922938.3146563,1260922938.3146563,1260922938.3146563,1260922938.3146563,1260922938.3146563,1260922938.3146563,1260922938.3146563,1260922938.3146563]
["SC_492_A1","Baraya 34.5","Solar FV",9.9,2025,2,0,0,0,0,0,0,0,0,0,0,0,1260917132.1546559,1260917132.1546559,1260917132.1546559,1260917132.1546559,1260917132.1546559,1260917132.1546559,1260917132.1546559,1260917132.1546559,1260917132.1546559,1260917132.1546559,1260917132.1546559]
["SC_2338_A2","Flandes 115","Solar FV",9.9,2026,2,0,0,0,0,0,0,0,0,0,0,0,1260877546.0638351,1260877546.0638351,1260877546.0638351,1260877546.0638351,1260877546.0638351,1260877546.0638351,1260877546.0638351,1260877546.0638351,1260877546.0638351,1260877546.0638351,1260877546.0638351]
["SC_2310_A2","Flandes 115","Solar FV",9.9,2026,2,0,0,0,0,0,0,0,0,0,0,0,1260877546.0638351,1260877546.0638351,1260877546.0638351,1260877546.0638351,1260877546.0638351,1260877546.0638351,1260877546.0638351,1260877546.0638351,1260877546.0638351,1260877546.0638351,1260877546.0638351]
["SC_2314_A2","Flandes 115","Solar FV",9.9,2026,2,0,0,0,0,0,0,0,0,0,0,0,1260877546.0638351,1260877546.0638351,1260877546.0638351,1260877546.0638351,1260877546.0638351,1260877546.0638351,1260877546.0638351,1260877546.0638351,1260877546.0638351,1260877546.0638351,1260877546.0638351]
["SC_1235_A1","Pata 34.5","Solar FV",9.9,2026,2,0,0,0,0,0,0,0,0,0,0,0,1260872334.0125415,1260872334.0125415,1260872334.0125415,1260872334.0125415,1260872334.0125415,1260872334.0125415,1260872334.0125415,1260872334.0125415,1260872334.0125415,1260872334.0125415,1260872334.0125415]
["SC_2338_A1","Lanceros 115","Solar FV",9.9,2026,2,0,0,0,1,1,1,1,1,1,1,1,1260869211.9104791,1260869211.9104791,1260869211.9104791,1260869211.9104791,1260869211.9104791,1260869211.9104791,1260869211.9104791,1260869211.9104791,1260869211.9104791,1260869211.9104791,1260869211.9104791]
["SC_2310_A1","Lanceros 115","Solar FV",9.9,2026,2,0,0,0,0,0,0,0,0,0,0,0,1260869211.9104753,1260869211.9104753,1260869211.9104753,1260869211.9104753,1260869211.9104753,1260869211.9104753,1260869211.9104753,1260869211.9104753,1260869211.9104753,1260869211.9104753,1260869211.9104753]
["SC_2314_A1","Lanceros 115","Solar FV",9.9,2026,2,0,0,0,0,0,0,0,0,0,0,0,1260869211.9104753,1260869211.9104753,1260869211.9104753,1260869211.9104753,1260869211.9104753,1260869211.9104753,1260869211.9104753,1260869211.9104753,1260869211.9104753,1260869211.9104753,1260869211.9104753]
["SC_1410_A2","Picaleña 115","Solar FV",60,2026,2,0,0,0,0,0,0,0,0,0,0,0,1260848434.2250605,1260848434.2250605,1260848434.2250605,1260848434.2250605,1260848434.2250605,1260848434.2250605,1260848434.2250605,1260848434.2250605,1260848434.2250605,1260848434.2250605,1260848434.2250605]
["SC_1410_A1","Salado 115","Solar FV",60,2026,2,0,0,0,0,0,0,0,0,0,0,0,1260824298.8374746,1260824298.8374746,1260824298.8374746,1260824298.8374746,1260824298.8374746,1260824298.8374746,1260824298.8374746,1260824298.8374746,1260824298.8374746,1260824298.8374746,1260824298.8374746]
["SC_2138_A2","Ibague 220","Solar FV",100,2027,2,0,0,0,0,0,0,0,0,0,0,0,1260782719.3978395,1260782719.3978395,1260782719.3978395,1260782719.3978395,1260782719.3978395,1260782719.3978395,1260782719.3978395,1260782719.3978395,1260782719.3978395,1260782719.3978395,1260782719.3978395]
["SC_491_A1","Cruce Juncal 34.5","Solar FV",9.9,2025,2,0,0,0,0,0,0,0,0,0,0,0,1260779614.7766173,1260779614.7766173,1260779614.7766173,1260779614.7766173,1260779614.7766173,1260779614.7766173,1260779614.7766173,1260779614.7766173,1260779614.7766173,1260779614.7766173,1260779614.7766173]
["SC_2138_A1","Mirolindo 115","Solar FV",100,2027,2,0,0,0,0,0,0,0,0,0,0,0,1260770608.6699626,1260770608.6699626,1260770608.6699626,1260770608.6699626,1260770608.6699626,1260770608.6699626,1260770608.6699626,1260770608.6699626,1260770608.6699626,1260770608.6699626,1260770608.6699626]
["SC_1858_A1","Picaleña 115","Solar FV",60,2027,2,0,0,0,0,0,0,0,0,0,0,0,1260758355.073343,1260758355.073343,1260758355.073343,1260758355.073343,1260758355.073343,1260758355.073343,1260758355.073343,1260758355.073343,1260758355.073343,1260758355.073343,1260758355.073343]
["SC_410_A1","Palermo 34.5","Solar FV",9.9,2025,2,0,0,0,0,0,0,0,0,0,0,0,1260750638.8839111,1260750638.8839111,1260750638.8839111,1260750638.8839111,1260750638.8839111,1260750638.8839111,1260750638.8839111,1260750638.8839111,1260750638.8839111,1260750638.8839111,1260750638.8839111]
["SC_519_A1","Campoalegre 34.5","Solar FV",9.9,2025,2,0,0,0,0,0,0,0,0,0,0,0,1260705172.6603301,1260705172.6603301,1260705172.6603301,1260705172.6603301,1260705172.6603301,1260705172.6603301,1260705172.6603301,1260705172.6603301,1260705172.6603301,1260705172.6603301,1260705172.6603301]
["SC_1787_A1","Ibague 220","Solar FV",15,2027,2,0,0,0,0,0,0,0,0,0,0,0,1260479572.740675,1260479572.740675,1260479572.740675,1260479572.740675,1260479572.740675,1260479572.740675,1260479572.740675,1260479572.740675,1260479572.740675,1260479572.740675,1260479572.740675]
["SC_764_A1","El Bote 115","Solar FV",80,2026,2,0,0,0,0,0,0,0,0,0,0,0,1260472638.9239242,1260472638.9239242,1260472638.9239242,1260472638.9239242,1260472638.9239242,1260472638.9239242,1260472638.9239242,1260472638.9239242,1260472638.9239242,1260472638.9239242,1260472638.9239242]
["SC_764_A2","Sur 115","Solar FV",80,2026,2,0,0,0,0,0,0,0,0,0,0,0,1260468459.7026198,1260468459.7026198,1260468459.7026198,1260468459.7026198,1260468459.7026198,1260468459.7026198,1260468459.7026198,1260468459.7026198,1260468459.7026198,1260468459.7026198,1260468459.7026198]
["SC_880_A2","Betania 115","Solar FV",60,2026,2,0,0,0,0,0,0,0,0,0,0,0,1260431549.7928796,1260431549.7928796,1260431549.7928796,1260431549.7928796,1260431549.7928796,1260431549.7928796,1260431549.7928796,1260431549.7928796,1260431549.7928796,1260431549.7928796,1260431549.7928796]
["SC_1787_A2","Mirolindo 115","Solar FV",15,2027,2,0,0,0,0,0,0,0,0,0,0,0,1260424065.2379067,1260424065.2379067,1260424065.2379067,1260424065.2379067,1260424065.2379067,1260424065.2379067,1260424065.2379067,1260424065.2379067,1260424065.2379067,1260424065.2379067,1260424065.2379067]
["SC_880_A1","Hobo 115","Solar FV",60,2026,2,0,0,0,0,0,0,0,1,1,1,1,1260410310.8281035,1260410310.8281035,1260410310.8281035,1260410310.8281035,1260410310.8281035,1260410310.8281035,1260410310.8281035,1260410310.8281035,1260410310.8281035,1260410310.8281035,1260410310.8281035]
["SC_1214_A2","Espinal 34.5","Solar FV",9.9,2028,2,0,0,0,0,0,0,0,0,0,0,0,1260390402.2285132,1260390402.2285132,1260390402.2285132,1260390402.2285132,1260390402.2285132,1260390402.2285132,1260390402.2285132,1260390402.2285132,1260390402.2285132,1260390402.2285132,1260390402.2285132]
["SC_1214_A1","Nva Espinal 34.5","Solar FV",9.9,2028,2,0,0,0,0,0,0,0,0,0,0,0,1260353574.1437194,1260353574.1437194,1260353574.1437194,1260353574.1437194,1260353574.1437194,1260353574.1437194,1260353574.1437194,1260353574.1437194,1260353574.1437194,1260353574.1437194,1260353574.1437194]
["SC_1126_A1","Picaleña 115","Solar FV",19.899999999999999,2030,2,0,0,0,0,0,0,0,0,0,0,0,1260013943.7598357,1260013943.7598357,1260013943.7598357,1260013943.7598357,1260013943.7598357,1260013943.7598357,1260013943.7598357,1260013943.7598357,1260013943.7598357,1260013943.7598357,1260013943.7598357]
["SC_1936_A1","Picaleña 115","Solar FV",19.899999999999999,2030,2,0,0,0,0,0,0,0,0,0,0,0,1260013943.7598357,1260013943.7598357,1260013943.7598357,1260013943.7598357,1260013943.7598357,1260013943.7598357,1260013943.7598357,1260013943.7598357,1260013943.7598357,1260013943.7598357,1260013943.7598357]
["SC_1990_A1","Picaleña 115","Solar FV",19.899999999999999,2030,2,0,0,0,0,0,0,0,0,0,0,0,1260013943.7598357,1260013943.7598357,1260013943.7598357,1260013943.7598357,1260013943.7598357,1260013943.7598357,1260013943.7598357,1260013943.7598357,1260013943.7598357,1260013943.7598357,1260013943.7598357]
["SC_1482_A1","Diamante 115","Solar FV",0,2024,2,0,0,0,0,0,0,0,0,0,0,0,1258135919.1847925,1258135919.1847925,1258135919.1847925,1258135919.1847925,1258135919.1847925,1258135919.1847925,1258135919.1847925,1258135919.1847925,1258135919.1847925,1258135919.1847925,1258135919.1847925]
["SC_806_A2","Gualanday 115","Termica - Ciclo combinado",26.25,2023,2,0,0,0,0,0,0,0,0,0,0,0,1245089931.8922372,1245089931.8922372,1245089931.8922372,1245089931.8922372,1245089931.8922372,1245089931.8922372,1245089931.8922372,1245089931.8922372,1245089931.8922372,1245089931.8922372,1245089931.8922372]
["SC_806_A1","Diamante 115","Termica - Ciclo combinado",26.25,2023,2,0,0,0,1,1,1,1,1,1,1,1,1245082892.9371259,1245082892.9371259,1245082892.9371259,1245082892.9371259,1245082892.9371259,1245082892.9371259,1245082892.9371259,1245082892.9371259,1245082892.9371259,1245082892.9371259,1245082892.9371259]

{"sheet":"RESUMEN","index":11,"n_rows":5,"n_cols":13,"rows_kept":5,"cut":false,"hidden":false,"merged":[]}
[null,null,"capacidad aprobada","capacidad aprobada","capacidad aprobada","capacidad aprobada","capacidad aprobada","capacidad aprobada","capacidad aprobada","capacidad aprobada","capacidad aprobada","capacidad aprobada","capacidad aprobada"]
["tipo","Fila",2023,2024,2025,2026,2027,2028,2029,2030,2031,2032,2033]
["Eólico Onshore",2,0,0,0,0,0,0,0,0,0,0,0]
["Solar FV",2,0,182.20000000000005,276.8,436.49999999999989,436.49999999999989,436.49999999999989,436.49999999999989,506.39999999999986,506.39999999999986,506.39999999999986,506.39999999999986]
["Termica - Ciclo combinado",2,0,0,0,26.25,26.25,26.25,26.25,26.25,26.25,26.25,26.25]

{"sheet":"RESUMEN %","index":12,"n_rows":5,"n_cols":13,"rows_kept":5,"cut":false,"hidden":true,"merged":[]}
[null,null,"capacidad aprobada","capacidad aprobada","capacidad aprobada","capacidad aprobada","capacidad aprobada","capacidad aprobada","capacidad aprobada","capacidad aprobada","capacidad aprobada","capacidad aprobada","capacidad aprobada"]
["tipo","Fila",2023,2024,2025,2026,2027,2028,2029,2030,2031,2032,2033]
["Eólico Onshore",2,0,0,0,0,0,0,0,0,0,0,0]
["Solar FV",2,0,182.20000000000005,276.8,436.49999999999989,436.49999999999989,436.49999999999989,436.49999999999989,506.39999999999986,506.39999999999986,506.39999999999986,506.39999999999986]
["Termica - Ciclo combinado",2,0,0,0,26.25,26.25,26.25,26.25,26.25,26.25,26.25,26.25]

{"sheet":"EXPANSION","index":13,"n_rows":0,"n_cols":0,"rows_kept":0,"cut":false,"hidden":true,"merged":[]}

{"sheet":"BENEFICIO","index":14,"n_rows":2,"n_cols":12,"rows_kept":2,"cut":false,"hidden":true,"merged":[]}
["fila",2023,2024,2025,2026,2027,2028,2029,2030,2031,2032,2033]
[2,5597670.3988368865,5597670.3988368865,5597670.3988368865,5597670.3988368865,5597670.3988368865,5597670.3988368865,5597670.3988368865,5597670.3988368865,5597670.3988368865,5597670.3988368865,5597670.3988368865]

{"sheet":"INTERCAMBIO","index":15,"n_rows":2,"n_cols":13,"rows_kept":2,"cut":false,"hidden":true,"merged":[]}
["area","fila",2023,2024,2025,2026,2027,2028,2029,2030,2031,2032,2033]
["Huila-Tolima",2,-100,-100,-100,-100,-100,-100,-100,-100,-100,-100,-100]

{"sheet":"PORCENTAJE BARRAS","index":16,"n_rows":118,"n_cols":13,"rows_kept":118,"cut":false,"hidden":false,"merged":[]}
["barra","fila",2023,2024,2025,2026,2027,2028,2029,2030,2031,2032,2033]
["Aipe 34.5",2,0,0,0,0,0,0,0,0,0,0,0]
["Algeciras 34.5",2,0,0,0,0,0,0,0,0,0,0,0]
["Altamira 115",2,0,0,0,0,0,0,0,0,0,0,0]
["Altamira 13.8",2,0,0,0,0,0,0,0,0,0,0,0]
["Altamira 2 13.2",2,0,0,0,0,0,0,0,0,0,0,0]
["Altamira 220",2,0,0,0,0,0,0,0,0,0,0,0]
["Altamira 34.5",2,0,0,0,0,0,0,0,0,0,0,0]
["Alvarado 34.5",2,0,0,0,0,0,0,0,0,0,0,0]
["Amoya 115",2,0,0,0,0,0,0,0,0,0,0,0]
["Amoya 13.8 U1",2,0,0,0,0,0,0,0,0,0,0,0]
["Amoya 13.8 U2",2,0,0,0,0,0,0,0,0,0,0,0]
["Aranjuez 115",2,0,0,0,0,0,0,0,0,0,0,0]
["Armenia 115",2,0,0,0,0,0,0,0,0,0,0,0]
["Armenia 13.8",2,0,0,0,0,0,0,0,0,0,0,0]
["Armenia 220",2,0,0,0,0,0,0,0,0,0,0,0]
["Arreboles 34.5",2,0,0,0.55833276095294571,0.55833276095294571,0.55833276095294571,0.55833276095294571,0.55833276095294571,0.55549628367585968,0.55833276095294571,0.56327140540878329,0.57557998614194339]
["Autog Guavio 4.16",2,0,0,0,0,0,0,0,0,0,0,0]
["Autog Turgas 13.8",2,0,0,0,0,0,0,0,0,0,0,0]
["Autopista 115",2,0,0,0,0,0,0,0,0,0,0,0]
["Bacata - Primavera 500 shn",2,0,0,0,0,0,0,0,0,0,0,0]
["Bacata 11.4",2,0,0,0,0,0,0,0,0,0,0,0]
["Bacata 115",2,0,0,0,0,0,0,0,0,0,0,0]
["Bacata 2 11.4",2,0,0,0,0,0,0,0,0,0,0,0]
["Bacata 220",2,0,0,0,0,0,0,0,0,0,0,0]
["Bacata 34.5",2,0,0,0,0,0,0,0,0,0,0,0]
["Bacata 500",2,0,0,0,0,0,0,0,0,0,0,0]
["Balsillas 1 13.8",2,0,0,0,0,0,0,0,0,0,0,0]
["Balsillas 115",2,0,0,0,0,0,0,0,0,0,0,0]
["Balsillas 2 13.8",2,0,0,0,0,0,0,0,0,0,0,0]
["Balsillas 220",2,0,0,0,0,0,0,0,0,0,0,0]
["Balsillas 3 13.8",2,0,0,0,0,0,0,0,0,0,0,0]
["Balsillas 34.5",2,null,null,null,0,0,0,0,0,0,0,0]
["Balsillas 34.5(1)",2,0,0,0,0,0,0,0,0]
["Balsillas 4 13.8",2,0,0,0,0,0,0,0,0,0,0,0]
["Baraya 13.8",2,0,0,0,0,0,0,0,0,0,0,0]
["Baraya 34.5",2,0,0,0,0,0,0,0,0,0,0,0]
["Barzalosa 115",2,0,0,0,0,0,0,0,0,0,0,0]
["Belmonte 13.2",2,0,0,0,0,0,0,0,0,0,0,0]
["Betania - Tesalia 220 shn",2,0,0,0,0,0,0,0,0,0,0,0]
["Betania 115",2,0,0,0,0,0,0,0,0,0,0,0]
["Betania 13.8 2",2,0,0,0,0,0,0,0,0,0,0,0]
["Betania 13.8 3",2,0,0,0,0,0,0,0,0,0,0,0]
["Betania 220",2,0,0,0,0,0,0,0,0,0,0,0]
["Betania T1 13.8",2,0,0,0,0,0,0,0,0,0,0,0]
["Betania T2 13.8",2,0,0,0,0,0,0,0,0,0,0,0]
["Bolivia 115",2,0,0,0,0,0,0,0,0,0,0,0]
["Bosa 115",2,0,0,0,0,0,0,0,0,0,0,0]
["Bote 13.8",2,0,0,0,0,0,0,0,0,0,0,0]
["Brisas 115",2,0,0,0,0,0,0,0,0,0,0,0]
["Brisas 34.5",2,0,0,0,0,0,0,0,0,0]
["Buencafe 115",2,0,0,0,0,0,0,0,0,0,0,0]
["Cajamarca 115",2,0,0,0,0,0,0,0,0,null,0,0]
["Caldas viejo 34.5",2,0,0,0,0,0,0,0,0,0,0,0]
["Calera 115",2,0,0,0,0,0,0,0,0,0,0,0]
["Calle 1 115",2,null,null,0,0,0,0,0,0,0,0,0]
["Calle 51 115",2,0,0,0,0,0,0,0,0,0,0,0]
["Calle 67 115",2,0,0,0,0,0,0,0,0,0,0,0]
["Campoalegre 34.5",2,0,0,0,0,0,0,0,0,0,0,0]
["Canaima 34.5",2,0,0,0,0,0,0,0,0,0,0,0]
["Canoas 115",2,0,0,0,0,0,0,0,0,0,0,0]
["Caqueza 115",2,0,0,0,0,0,0,0,0,0,0,0]
["Carrea 5 115",2,0,0,0,0,0,0,0,0,0,0,0]
["Castalia 34.5",2,0,0,0,0,0,0,0,0,0,0,0]
["Castellana 115",2,0,0,0,0,0,0,0,0,0,0,0]
["Catambuco 115",2,0,0,0,0,0,0,0,0,0,0,0]
["Cauya 13.8",2,0,0,0,0,0,0,0,0,0,0,0]
["Chenche 34.5",2,0,0,0,0,0,0,0,0,0,0,0]
["Cruce Juncal 34.5",2,0,0,0,0,0,0,0,0,0,0,0]
["Cucuana 115",2,0,0,0,0,0,0,0,0,0,0,0]
["Diamante 115",2,0,0,0,0.8657100127850893,0.86571001278508963,0.86571001278508963,0.7848253503898448,0.7848253503898448,0.8,0.8,0.8]
["El Bote 115",2,0,0.85980174927113695,0.45846333789836025,0.91782488479262692,0.91782488479262692,0.91782488479262692,0.91782488479262692,0.91782488479262692,0.95753846153846167,0.95753846153846167,0.95753846153846167]
["El Bote 34.5",2,0,0.30073184467594472,0.16372093023255815,0.15121718377088306,0.17147496617050068,0.18573836570172225,0.21221687251413021,0.25831570900751688,0.33086161879895565,0.39661971830985915,0.56634636871508381]
["Espinal 115",2,0,0,0,0,0,0,0,0,0,0,0]
["Espinal 34.5",2,0,0.2259223469366764,0.53719208267954222,0.53719208267954199,0.53719208267954199,0.53719208267954199,0.56857142857142851,0.49749999999999994,0.49749999999999994,0.49749999999999994,0.49749999999999994]
["Flandes 13.2",2,0,0,0,0,0,0,0,0,0,0,0]
["Flandes 34.5",2,0,0,0.3424864864864865,0.29198156682027648,0.29198156682027648,0.29198156682027648,0.32534017971758666,0.65068035943517333,0.66,0.66,0.66]
["Fortalecillas 34.5",2,0,0,0,0,0,0,0,0,0,0,0]
["Gualanday 115",2,0,7.7268292682926829E-2,0.44956097560975611,0.35017616580310884,0.35017616580310884,0.35017616580310884,0.31532192846034218,0.31532192846034218,0.31680000000000003,0.31680000000000003,0.31680000000000003]
["Gualanday 34.5",2,0,0,0,0,0,0,0,0,0,0,0]
["Hilarco 34.5",2,0,0.81753551008836189,0.44152934511323094,0.44410201650991826,0.44410201650991826,0.44410201650991826,0.44410201650991826,0.44410201650991826,0.44619718309859158,0.44143696930111043,0.44619718309859158]
["Hobo 115",2,0,0,0,0,0,0,0,0.64,0.64,0.64,0.64]
["Hobo 34.5",2,0,0,0,0,0,0,0,0,0,0,0]
["Huila 115",2,null,null,null,0,0,0,0,0,0,0,0]
["Huila 230",2,null,null,null,0,0,0,0,0,0,0,0]
["Huila 34.5",2,0,0,0,0,0,0,0,0,0,0,0]
["Ibague 220",2,0,0,0,0,0,0,0,0,0,0,0]
["La Plata 115",2,0,0.73881673881673882,0.86195286195286192,0.465964325983036,0.465964325983036,0.465964325983036,0.8,0.44444444444444442,0.44444444444444442,0.44444444444444442,0.44444444444444442]
["La Plata 34.5",2,0,0,0,0,0,0,0,0,0,0,0]
["Lanceros 115",2,0,0,0,0.30954503816793894,0.30954503816793894,0.30954503816793894,0.30954503816793894,0.30954503816793894,0.31680000000000003,0.31680000000000003,0.31680000000000003]
["Lanceros 34.5",2,0,0.41463183864486097,0.68627333768338628,0.58534245345684988,0.65250406512200354,0.65250406512200376,0.65250406512200376,0.65250406512200376,0.66333333333333333,0.66333333333333333,0.66333333333333333]
["Mirolindo 115",2,0,0,0,0,0,0,0,0,0,0,0]
["Natagaima 34.5",2,0,0.50754096841303076,0.95394955299473272,0.8536617425027383,0.84231309252954323,0.85831844566915538,0.84684647673556845,0.84684647673556801,0.8448,0.8448,0.8448]
["Nva Cajamarca 115",2,0,0,0,0,0,0,0,0,0,0,0]
["Nva Espinal 34.5",2,0,0,0,0,0,0,0,0,0,0,0]
["Oriente 115",2,0,0,0,0,0,0,0,0,0,0,0]
["Oriente 34.5",2,0,0,0,0,0,0,0,0,0,0,0]
["Palermo 34.5",2,0,0,0,0,0,0,0,0,0,0,0]
["Papayo 115",2,0,0,0,0,0,0,0,0,0,0,0]
["Papayo 34.5",2,0,0,0,0,0,0,0,0,0,0,0]
["Pata 34.5",2,0,0,0,0,0,0,0,0,0,0,0]
["Perales 115",2,0,0,0,0,0,0,0,0,0,0,0]
["Perales 34.5",2,0,0,0,0,0,0,0,0,0,0,0]
["Picaleña 115",2,null,0,0,0,0,0,0,0,0,0,0]
["Prado 115",2,0,0,0,0,0,0,0,0,0,0,0]
["Rivera 34.5",2,0,0.50260783341596427,0.85621621621621624,0.48644913627639158,0.48644913627639158,0.48644913627639158,0.49301398176291794,0.48545911648509521,0.48738461538461542,0.48738461538461542,0.48738461538461542]
["Salado 115",2,null,null,0,0,0,0,0,0,0,0,0]
["Salado 34.5",2,0,0,0,0,0,0,0,0,0,0,0]
["Seboruco 115",2,0,0,0,0,0,0,0,0,0,0,0]
["Segoviana 115",2,0,0,0,0,0,0,0,0,0,0,0]
["Sur 115",2,0,0,0,0,0,0,0,0,0,0,0]
["Sur 34.5",2,0,0,0,0.66802101576182127,0.66802101576182127,0.66802101576182127,0.68573483146067404,0.68573483146067404,0.68604316546762578,0.68604316546762578,0.68604316546762578]
["TSeboruco 115",2,0,0,0,0,0,0,0,0,0,0,0]
["Tenay 115",2,0,0,0,0,0,0,0,0,0,0,0]
["Tesalia 220",2,0,0,0,0.73858984292456187,0.73858984292456187,0.73858984292456187,0.73858984292456187,0.73858984292456187,0.73858984292456187,0.73858984292456187,0.73858984292456187]
["Tuluni 115",2,0,0,0,0,0,0,0,0,0,0,0]
["Tuluni 220",2,0,0,0.43492213308164229,0.73250043466381853,0.73250043466381853,0.73250043466381853,0.73250043466381853,0.73250043466381853,0.72,0.72,0.72]
["Venadillo 34.5",2,0,0.82647296206618237,0.85313338019734941,0.85313338019734941,0.85313338019734941,0.85313338019734941,0.86667517988302156,0.85130425757942108,0.8571428571428571,0.8571428571428571,0.8571428571428571]

{"sheet":"PORCENTAJE AREAS","index":17,"n_rows":2,"n_cols":13,"rows_kept":2,"cut":false,"hidden":true,"merged":[]}
["area","fila",2023,2024,2025,2026,2027,2028,2029,2030,2031,2032,2033]
["Huila-Tolima",2,-1.000001000001E-4,-1.000001000001E-4,-1.000001000001E-4,-1.000001000001E-4,-1.000001000001E-4,-1.000001000001E-4,-1.000001000001E-4,-1.000001000001E-4,-1.000001000001E-4,-1.000001000001E-4,-1.000001000001E-4]

{"sheet":"PORCENTAJE ZONAS","index":18,"n_rows":23,"n_cols":13,"rows_kept":23,"cut":false,"hidden":false,"merged":[]}
["zona","fila",2023,2024,2025,2026,2027,2028,2029,2030,2031,2032,2033]
["Zona1",2,0,0.73199096780935657,0.56222824420856399,0.465964325983036,0.465964325983036,0.465964325983036,0.55726771500815209,0.44444444444444442,0.44444444444444442,0.44444444444444442,0.44444444444444442]
["Zona10",2,0,0,0,0,0,0,0,0.64,0.64,0.64,0.64]
["Zona11",2,0,0.25251053283767039,0.67336142090045426,0.8765429705032225,0.91192230108330208,0.91192230108330208,0.93176183206106866,0.93176183206106866,0.95359999999999989,0.95359999999999989,0.95359999999999989]
["Zona12",2,0,0,0,0,0,0,0,0,0,0,0]
["Zona13",2,0,0.2259223469366764,0.80443839516835958,0.80443839516835935,0.80443839516835935,0.80443839516835935,0.85142857142857131,0.99249999999999994,0.99249999999999994,0.99249999999999994,0.99249999999999994]
["Zona14",2,0,0,0,0,0,0,0,0,0,0,0]
["Zona15",2,0,0,0.43492213308164229,0.73250043466381853,0.73250043466381853,0.73250043466381853,0.73250043466381853,0.73250043466381853,0.72,0.72,0.72]
["Zona16",2,0,0,0,0.8657100127850893,0.86571001278508963,0.86571001278508963,0.7848253503898448,0.7848253503898448,0.8,0.8,0.8]
["Zona17",2,0,0,0,0,0,0,0,0,0,0,0]
["Zona18",2,0,0,0,0,0,0,0,0,0,0,0]
["Zona19",2,0,0.28865603644646926,0.22998185117967332,0.88994746059544649,0.88994746059544649,0.88994746059544649,0.91354606741573019,0.91354606741573019,0.91395683453237397,0.91395683453237397,0.91395683453237397]
["Zona2",2,0,7.7268292682926829E-2,0.44956097560975611,0.35017616580310884,0.35017616580310884,0.35017616580310884,0.31532192846034218,0.31532192846034218,0.31680000000000003,0.31680000000000003,0.31680000000000003]
["Zona20",2,0,0,0,0.73858984292456187,0.73858984292456187,0.73858984292456187,0.73858984292456187,0.73858984292456187,0.73858984292456187,0.73858984292456187,0.73858984292456187]
["Zona21",2,0,0,0,0,0,0,0,0,0,0,0]
["Zona22",2,null,null,null,0,0,0,0,0,0,0,0]
["Zona3",2,0,0.74283931357254285,0.42811779344670259,0.9104822857142858,0.9104822857142858,0.9104822857142858,0.9104822857142858,0.9104822857142858,0.95753846153846167,0.95753846153846167,0.95753846153846167]
["Zona4",2,0,0,0,0,0,0,0,0,0,0,0]
["Zona5",2,0,0.32734934409687189,0.4068421291905408,0.39179130434782611,0.39179130434782611,0.36897543221110102,0.36897543221110102,0.36897543221110102,0.35200000000000004,0.35200000000000004,0.35200000000000004]
["Zona6",2,0,0.27100026426304058,0.16372093023255815,0.15121718377088306,0.17147496617050068,0.18573836570172225,0.21221687251413021,0.25831570900751688,0.27076923076923076,0.27076923076923076,0.27269939475453936]
["Zona7",2,0,0,0,0,0,0,0,0,0,0,0]
["Zona8",2,0,0.70102877158932808,0.31097281845544117,0.28961985537005625,0.28961985537005625,0.28961985537005625,0.28961985537005625,0.28961985537005625,0.28800000000000003,0.27547826086956523,0.27547826086956523]
["Zona9",2,0,0.29714175170479279,0.7004389674740229,0.77705875658036661,0.77168941544825298,0.76639376753926702,0.70808384169701888,0.70808384169701888,0.71133757961783439,0.71133757961783439,0.71133757961783439]