{"text_format":"1","workbook":"xlsx","n_sheets":12,"sheets":["General","Tablas","InfoPro","IT-TA","EC-RE","EC-RP","EC-Per","EC-Mar","EC-Mar2","BT-Flex","BT-Confi","Resumen"],"not_rendered":{"charts":0,"images":0,"macros":1,"external_links":0,"defined_names":3,"comments":4,"pivot_tables":0},"unopened":[],"bounds":{"document_bytes":16777216,"sheet_cells":100000,"rows_first":2000,"rows_last":500,"rows_between":2000,"halvings":0,"cell_chars":16384,"cell_head_chars":4096},"cells_cut":0,"cells_raw":0,"read":"whole","date_system":"1900"}

{"sheet":"General","index":0,"n_rows":17,"n_cols":6,"rows_kept":17,"cut":false,"hidden":false,"merged":[[2,1,2,2],[0,1,1,5]]}
[null,"Módulo de Ingreso de Información"]
[]
[]
[]
[null,"Código",3]
[null,"Nombre","Prueba 1",null,"Permisos Ambiental obtenida","NO"]
[null,"Fecha Radicación","2022-02-08"]
[null,"Hora Radicación","12:35:00"]
[null,"Capacidad (MW)",50]
[null,"Tecnología","Eólico Onshore",null,"Costo Activos de Uso ($COP)",0]
[null,"Barra 1","Chinú",null,"Delta pérdidas (GWh)",100]
[null,"Código Asociado",null,null,"Reducción Marginal VPN ($COP)",1000000]
[null,"FPO","2025-12-31"]
[null,"FPO 2","2026-12-31"]
[null,"Obligaciones","NO"]
[null,"Requiere Expansión","NO"]
[null,"Área Eléctrica","Antioquia"]

{"sheet":"Tablas","index":1,"n_rows":19,"n_cols":23,"rows_kept":19,"cut":false,"hidden":false,"merged":[]}
[null,"Tecnologia","Factor de planta","Iflex","IE-RP","Factor ENFICC","Factor emisiones","Oferta promedio","Comentarios","Area Eléctrica",null,null,null,"FPO",null,"Fecha Radicacion","Hora Radicacion",null,"Gestion Ambiental",null,"Consulta Previa",null,"Permiso Arquelogico"]
[null,"Solar FV",0.26,0,0.31905022790180565,0.15,0,83577.200000000012,"Los parámetros fueron calculados conforme a la metodología presentada en la Circular UPME 057 de 2022.","Altántico",null,"SI",null,"2023-01-01",null,"2022-01-01","00:00:00",null,"No hay avances",null,"No hay avances",null,"No hay avances"]
[null,"Eólico Onshore",0.56999999999999995,0,0.31905022790180565,0.06,0,83577.200000000012,"Los parámetros fueron calculados conforme a la metodología presentada en la Circular UPME 057 de 2022.","Bolívar",null,"NO",null,"2037-12-31",null,"2022-03-31","23:59:59",null,"EIA",null,"Resolución. No Procede",null,"Aprobado"]
[null,"Eólico Offshore",0.56999999999999995,0,0.31905022790180565,0.06,0,83577.200000000012,"Los parámetros fueron calculados conforme a la metodología presentada en la Circular UPME 057 de 2022.","Córdoba - Sucre, Chinú",null,null,null,null,null,null,null,null,"LA",null,"Resolución. Si Procede",null,"No Aplica"]
[null,"Biomasa y Residuos",0.7,0.25,0.31905022790180565,0.83,0.37,83577.200000000012,"Los parámetros fueron calculados conforme a la metodología presentada en la Circular UPME 057 de 2022.","Córdoba - Sucre, Cerromatoso",null,null,null,null,null,null,null,null,"PA",null,"Finalizada"]
[null,"Geotérmica",0.8,0.25,0.31905022790180565,0.7,0,83577.200000000012,"Los parámetros fueron calculados conforme a la metodología presentada en la Circular UPME 057 de 2022.","Guajira - Cesar - Madgalena",null,null,null,null,null,null,null,null,"No Aplica"]
[null,"PCH",0.54,0.61,0.15509303371404598,0.15,0,158280.5,"Los parámetros fueron calculados conforme a la metodología presentada en la Circular UPME 057 de 2022.","Santander"]
[null,"Termica - Ciclo abierto",0.85,0.4,-0.57617415807300276,0.83,0.95,267152.5,"Los parámetros fueron calculados conforme a la metodología presentada en la Circular UPME 057 de 2022.","Norte de Santander"]
[null,"Termica - Ciclo combinado",0.85,0.27,-0.57617415807300276,0.83,0.95,267152.5,"Los parámetros fueron calculados conforme a la metodología presentada en la Circular UPME 057 de 2022.","Boyacá - Casanare"]
[null,"Termica a vapor",0.85,0.25,-0.57617415807300276,0.83,0.37,267152.5,"Los parámetros fueron calculados conforme a la metodología presentada en la Circular UPME 057 de 2022.","Arauca"]
[null,"Termica - diesel",0.85,0.6,-4.2828265705485453,0.83,0.77,709472.9,"Los parámetros fueron calculados conforme a la metodología presentada en la Circular UPME 057 de 2022.","Antioquia"]
[null,"Hidraulica",0.6,0.61,0.15509303371404598,0.31,0,158280.5,"Los parámetros fueron calculados conforme a la metodología presentada en la Circular UPME 057 de 2022.","Chocó"]
[null,"Cogeneracion",0.85,0.1,0.31905022790180565,0.83,0.37,83577.200000000012,"Los parámetros fueron calculados conforme a la metodología presentada en la Circular UPME 057 de 2022.","Bogotá"]
[null,null,null,null,null,null,null,null,null,"Meta - Guaviare"]
[null,null,null,null,null,null,null,null,null,"Caldas - Quidio - Risaralda"]
[null,null,null,null,null,null,null,null,null,"Valle"]
[null,null,null,null,null,null,null,null,null,"Cauca - Nariño"]
[null,null,null,null,null,null,null,null,null,"Tolima - Huila Caquetá"]
[null,null,null,null,null,null,null,null,null,"Putumayo"]

{"sheet":"InfoPro","index":2,"n_rows":62,"n_cols":17,"rows_kept":62,"cut":false,"hidden":false,"merged":[]}
["Código","Nombre","Fecha Radicación","Hora Radicación","Capacidad","Tipo","Barra 1","Código Asociado","FPO","FPO 2","Obligaciones","Requiere Expansión","Area Eléctrica","Permisos Ambiental obtenida","Costo Activos de Uso","Pérdidas STN"]
["SC_7_A2","PSFV TONCHALÁ 19.9MW","2022-01-04","07:34:00",19.899999999999999,"Solar FV","Tonchalá 115 kV","SC_7","2026-12-31","2026-12-31","NO","NO","Norte de Santander","NO",0,-9.4168979999999998,"2022-01-04T07:34:00"]
["SC_7_A1","PSFV TONCHALÁ 19.9MW","2022-01-04","07:34:00",19.899999999999999,"Solar FV","Tonchalá 34,5 kV","SC_7","2026-12-31","2026-12-31","NO","NO","Norte de Santander","NO",0,-9.4168979999999998,"2022-01-04T07:34:00"]
["SC_38_A2","SOLENERGY NORTE","2022-03-25","22:55:00",40,"Solar FV","San Mateo 115","SC_38","2025-12-31","2025-12-31","NO","NO","Norte de Santander","NO",0,-3.3729800000000001,"2022-03-25T22:55:00"]
["SC_38_A1 \n","SOLENERGY NORTE","2022-03-25","22:55:00",40,"Solar FV","Insula 115","SC_38","2025-12-31","2025-12-31","NO","NO","Norte de Santander","NO",0,-3.3729800000000001,"2022-03-25T22:55:00"]
["SC_485_A2","Pradera - 40 MW","2022-05-23",44704,40,"Solar FV","Aguachica 115 kV","SC_485","2025-12-31","2025-12-31","NO","NO","Norte de Santander","NO",0,-10.845421999999999,"2022-05-23T09:41:00"]
["SC_488_A2","Frontera - 50 MW","2022-05-23","08:50:00",50,"Solar FV","Tonchala 115","SC_488","2025-12-31","2025-12-31","NO","NO","Norte de Santander","NO",0,-9.4168979999999998,"2022-05-23T08:50:00"]
["SC_488_A1 \n","Frontera - 50 MW","2022-05-23","08:50:00",50,"Solar FV","Insula 115","SC_488","2025-12-31","2025-12-31","NO","NO","Norte de Santander","NO",0,-6.2891399999999997,"2022-05-23T08:50:00"]
["SC_485_A1","Pradera - 40 MW","2022-05-23",44704,40,"Solar FV","Buturama 115 kV","SC_485","2025-12-31","2025-12-31","NO","NO","Norte de Santander","NO",0,-10.838454,"2022-05-23T09:41:00"]
["SC_767_A2","Parque Solar Fotovoltaico Alcaraván","2022-07-06","17:26:00",79.599999999999994,"Solar FV","Ocaña 115 kV","SC_767","2025-12-31","2025-12-31","NO","NO","Norte de Santander","NO",0,-8.92,"2022-07-06T17:26:00"]
["SC_767_A1","Parque Solar Fotovoltaico Alcaraván","2022-07-06","17:26:00",79.599999999999994,"Solar FV","Ocaña 220 kV","SC_767","2025-12-31","2025-12-31","NO","NO","Norte de Santander","NO",0,-6.54,"2022-07-06T17:26:00"]
["SC_417_A2","PCH PANACEA II","2022-07-11","18:48:00",7,"PCH","Pamplona 34.5","SC_417","2026-12-31","2026-12-31","NO","NO","Norte de Santander","NO",0,0.47899999999999998,"2022-07-11T18:48:00"]
["SC_966_A1","PROYECTO SOLAR FOTOVOLTAICA MORITAS DE 9,9MW","2022-07-12",44754,9.9,"Solar FV","Buturama 34.5 kV","SC_966","2026-12-31","2026-12-31","NO","NO","Norte de Santander","NO",0,-1.1399999999999999,"2022-07-12T17:26:00"]
["SC_966_A2","PROYECTO SOLAR FOTOVOLTAICA MORITAS DE 9,9MW","2022-07-12",44754,9.9,"Solar FV","Buturama 115 kV","SC_966","2026-12-31","2026-12-31","NO","NO","Norte de Santander","NO",0,-1.1200000000000001,"2022-07-12T21:16:00"]
["SC_1130_A2","PROYECTO SOLAR FOTOVOLTAICO MORITAS 9,9 MW","2022-07-14",44756,9.9,"Solar FV","Buturama 115 kV","SC_1130","2026-12-31","2026-12-31","NO","NO","Norte de Santander","NO",0,-1.1100000000000001,"2022-07-14T18:48:00"]
["SC_1130_A1","PROYECTO SOLAR FOTOVOLTAICO MORITAS 9,9 MW","2022-07-14",44756,9.9,"Solar FV","Buturama 34.5 kV","SC_1130","2026-12-31","2026-12-31","NO","NO","Norte de Santander","NO",0,-1.1399999999999999,"2022-07-14T22:55:00"]
["SC_1024_A1","Autogenerador CELSIA Solar Cenit Ayacucho","2022-07-15","18:46:00",0,"Solar FV","Ayacucho 115","SC_1024","2023-12-31","2024-01-01","NO","NO","Norte de Santander","NO",0,-0.23,"2022-07-15T18:46:00"]
["SC_1278_A2","PARQUE SOLAR LAS MARGARITAS de 60MW","2022-07-17","00:23:00",60,"Solar FV","Insula 115","SC_1278","2024-12-31","2024-12-31","NO","NO","Norte de Santander","NO",0,-0.1176,"2022-07-17T00:23:00"]
["SC_1278_A1","PARQUE SOLAR LAS MARGARITAS de 60MW","2022-07-17","00:23:00",60,"Solar FV","Zulia 115","SC_1278","2024-12-31","2024-12-31","NO","NO","Norte de Santander","NO",0,-1.3109999999999999,"2022-07-17T00:23:00"]
["SC_1245_A2","PROYECTO FOTONORTE","2022-07-17","21:16:00",99.5,"Solar FV","Belen 220","SC_1245","2025-12-31","2025-12-31","NO","NO","Norte de Santander","NO",0,-6.11585,"2022-07-17T21:16:00"]
["SC_1245_A1","PROYECTO FOTONORTE","2022-07-17","21:16:00",99.5,"Solar FV","Tasajero 220","SC_1245","2025-12-31","2025-12-31","NO","NO","Norte de Santander","NO",0,-6.3624999999999998,"2022-07-17T21:16:00"]
["SC_1547_A2","Zulia I","2022-07-17","22:56:00",9.9,"Solar FV","Zulia 115","SC_1547","2024-12-31","2024-12-31","NO","NO","Norte de Santander","NO",0,-0.25805499999999998,"2022-07-17T22:56:00"]
["SC_1547_A1","Zulia I","2022-07-17","22:56:00",9.9,"Solar FV","Zulia 34,5","SC_1547","2024-12-31","2024-12-31","NO","NO","Norte de Santander","NO",0,2.273E-2,"2022-07-17T22:56:00"]
["SC_2161_A2","Aguachica 1, 2, 3","2022-07-18","23:44:00",150,"Solar FV","Buturama 34.5 kV ","SC_2161","2026-01-31","2026-01-31","NO","NO","Norte de Santander","NO",0,-6.43,"2022-07-18T23:44:00"]
["SC_2161_A1","Aguachica 1, 2, 3","2022-07-18","23:44:00",150,"Solar FV","Aguachica 34.5 kV","SC_2161","2026-01-31","2026-01-31","NO","NO","Norte de Santander","NO",0,-6.7329999999999997,"2022-07-18T23:44:00"]
["SC_2196_A2","Aguachica 1, 2, 3","2022-07-18","23:53:00",30,"Solar FV","Buturama 34.5 kV ","SC_2196","2026-01-31","2026-01-31","NO","NO","Norte de Santander","NO",0,-6.43,"2022-07-18T23:53:00"]
["SC_2196_A1","Aguachica 1, 2, 3","2022-07-18","23:53:00",30,"Solar FV","Aguachica 34.5 kV","SC_2196","2026-01-31","2026-01-31","NO","NO","Norte de Santander","NO",0,-6.7329999999999997,"2022-07-18T23:53:00"]
["SC_1626_A1","Manzanare","2022-07-21T12:19:00",44763.513194444444,9.99,"Solar FV","Buturama 34,5 kV","SC_1626","2025-12-31","2025-12-31","NO","NO","Norte de Santander","NO",0,-1.04,"2022-07-21T21:09:00"]
["SC_1626_A2","Manzanare","2022-07-21T12:19:00",44763.513194444444,9.99,"Solar FV","Buturama 115 kV","SC_1626","2025-12-31","2025-12-31","NO","NO","Norte de Santander","NO",0,-1.34,"2022-07-22T07:05:00"]
["SC_1842_A2","KAIROS SOLAR PARK I - 19,9 MW","2022-08-08","11:03:00",19.899999999999999,"Solar FV","Insula 34,5 kV","SC_1842","2023-12-31","2023-12-31","NO","NO","Norte de Santander","SI",0,-3.286,"2022-08-08T11:03:00"]
["SC_1842_A1","KAIROS SOLAR PARK I - 19,9 MW","2022-08-08","11:03:00",19.899999999999999,"Solar FV","Insula 115 kV","SC_1842","2023-12-31","2023-12-31","NO","NO","Norte de Santander","SI",0,-3.3719999999999999,"2022-08-08T11:03:00"]
["SC_2032_A2","KAIROS SOLAR PARK_19.9MW","2022-08-08","11:18:00",19.899999999999999,"Solar FV","Insula 34.5","SC_2032","2023-12-31","2023-12-31","NO","NO","Norte de Santander","SI",0,-3.2861600000000002,"2022-08-08T11:18:00"]
["SC_2032_A1","KAIROS SOLAR PARK_19.9MW","2022-08-08","11:18:00",19.899999999999999,"Solar FV","Insula 115","SC_2032","2023-12-31","2023-12-31","NO","NO","Norte de Santander","SI",0,-3.3732700000000002,"2022-08-08T11:18:00"]
["SC_1943_A2","KAIROS SOLAR PARK V 19.9MW","2022-08-08","11:19:00",19.899999999999999,"Solar FV","Insula 115","SC_1943","2023-12-31","2023-12-31","NO","NO","Norte de Santander","SI",0,-3.3729800000000001,"2022-08-08T11:19:00"]
["SC_1943_A1","KAIROS SOLAR PARK V 19.9MW","2022-08-08","11:19:00",19.899999999999999,"Solar FV","Insula 34.5","SC_1943","2023-12-31","2023-12-31","NO","NO","Norte de Santander","SI",0,-3.286,"2022-08-08T11:19:00"]
["SC_2033_A2","KAIROS SOLAR PARK IV19.9","2022-08-08","11:31:00",19.899999999999999,"Solar FV","Insula 115","SC_2033","2023-12-31","2023-12-31","NO","NO","Norte de Santander","SI",0,-3.3729800000000001,"2022-08-08T11:31:00"]
["SC_2033_A1","KAIROS SOLAR PARK IV19.9","2022-08-08","11:31:00",19.899999999999999,"Solar FV","Insula 34.5","SC_2033","2023-12-31","2023-12-31","NO","NO","Norte de Santander","SI",0,-3.2864399999999998,"2022-08-08T11:31:00"]
["SC_2257_A2","Proyecto de generación Eólico Norte","2022-08-08","17:32:00",200,"Eólico Onshore","San Mateo 220 kV","SC_2257","2026-12-31","2026-12-31","NO","NO","Norte de Santander","NO",0,-40.094999999999999,"2022-08-08T17:32:00"]
["SC_2257_A1","Proyecto de generación Eólico Norte","2022-08-08","17:32:00",200,"Eólico Onshore","Tasajero 220 kV","SC_2257","2026-12-31","2026-12-31","NO","NO","Norte de Santander","NO",0,-42.781999999999996,"2022-08-08T17:32:00"]
["SC_2074_A2","CULEBRA I","2022-08-09","20:29:00",5,"Solar FV","Zulia 34,5","SC_2074","2024-12-31","2024-12-31","NO","NO","Norte de Santander","NO",0,5.2179999999999997E-2,"2022-08-09T20:29:00"]
["SC_2074_A1","CULEBRA I","2022-08-09","20:29:00",5,"Solar FV","Culebra 34.5","SC_2074","2024-12-31","2024-12-31","NO","NO","Norte de Santander","NO",0,8.5129999999999997E-2,"2022-08-09T20:29:00"]
["SC_2085_A2","Insula I","2022-08-09","20:33:00",19.899999999999999,"Solar FV","Insula 115","SC_2085","2025-12-31","2025-12-31","NO","NO","Norte de Santander","NO",0,-0.12572,"2022-08-09T20:33:00"]
["SC_2085_A1","Insula I","2022-08-09","20:33:00",19.899999999999999,"Solar FV","Insula 34.5","SC_2085","2025-12-31","2025-12-31","NO","NO","Norte de Santander","NO",0,-7.6280000000000001E-2,"2022-08-09T20:33:00"]
["SC_1983_A2","EL TOCHE II","2022-08-12","16:15:00",99.9,"Solar FV","Buturama 115 kV","SC_1983","2026-12-31","2026-12-31","NO","NO","Norte de Santander","NO",0,-4.2110000000000003,"2022-08-12T16:15:00"]
["SC_1983_A1","EL TOCHE II","2022-08-12","16:15:00",99.9,"Solar FV","Ocaña 115 kV","SC_1983","2026-12-31","2026-12-31","NO","NO","Norte de Santander","NO",0,-4.2110000000000003,{"$f":"C45+D45","v":"2022-08-12T16:15:00"}]
["SC_2079_A2","PGF Tibú II","2022-08-12","16:51:00",99.9,"Solar FV","Tasajero 220","SC_2079","2026-12-31","2026-12-31","NO","NO","Norte de Santander","NO",0,-0.97099999999999997,"2022-08-12T16:51:00"]
["SC_2079_A1","PGF Tibú II","2022-08-12","16:51:00",99.9,"Solar FV","Belen 220","SC_2079","2026-12-31","2026-12-31","NO","NO","Norte de Santander","NO",0,-0.69399999999999995,"2022-08-12T16:51:00"]
["SC_2013_A2","PGF TIBÚ I","2022-08-14","10:23:00",99.9,"Solar FV","Tasajero 220","SC_2013","2026-12-31","2026-12-31","NO","NO","Norte de Santander","NO",0,-0.97099999999999997,"2022-08-14T10:23:00"]
["SC_2013_A1","PGF TIBÚ I","2022-08-14","10:23:00",99.9,"Solar FV","Belen 220","SC_2013","2026-12-31","2026-12-31","NO","NO","Norte de Santander","NO",0,-0.69399999999999995,"2022-08-14T10:23:00"]
["SC_1994_A2","Parque Solar Ábrego de 9,9 MW","2022-08-17","13:53:00",9.9,"Solar FV","Ocaña 34.5","SC_1944","2027-12-31","2027-12-31","NO","NO","Norte de Santander","NO",0,-0.78,"2022-08-17T13:53:00"]
["SC_1994_A1","Parque Solar Ábrego de 9,9 MW","2022-08-17","13:53:00",9.9,"Solar FV","Abrego 34.5","SC_1944","2027-12-31","2027-12-31","NO","NO","Norte de Santander","NO",0,-0.79,"2022-08-17T13:53:00"]
["SC_2157_A2","PGF El Toche I 99,9 MW","2022-08-17","15:58:00",99.9,"Solar FV","Buturama 115 kV","SC_2157","2026-12-31","2026-12-31","NO","NO","Norte de Santander","NO",0,-4.21,"2022-08-17T15:58:00"]
["SC_2157_A1","PGF El Toche I 99,9 MW","2022-08-17","15:58:00",99.9,"Solar FV","Ocaña 115 kV","SC_2157","2026-12-31","2026-12-31","NO","NO","Norte de Santander","NO",0,-1.89,"2022-08-17T15:58:00"]
["SC_2291_A2","Termotasajero Solar Tres","2022-08-22","10:32:00",3,"Solar FV","Belén 34.5","SC_2291","2024-06-30","2024-06-30","NO","NO","Norte de Santander","NO",0,5.6000000000000001E-2,"2022-08-22T10:32:00"]
["SC_2291_A1","Termotasajero Solar Tres","2022-08-22","10:32:00",3,"Solar FV","Guaduas 34.5","SC_2291","2024-06-30","2024-06-30","NO","NO","Norte de Santander","NO",0,1.0999999999999999E-2,"2022-08-22T10:32:00"]
["SC_2279_A2","PROYECTO SOLAR FOTOVOLTAICO COCOTAS DE 9,9 MW","2022-08-29T16:18:00",44802.679166666669,9.9,"Solar FV","Buturama 115 kV","SC_2279","2026-12-31","2026-12-31","NO","NO","Norte de Santander","NO",0,-1.06,"2022-08-29T16:41:00"]
["SC_2279_A1","PROYECTO SOLAR FOTOVOLTAICO COCOTAS DE 9,9 MW","2022-08-29T16:18:00",44802.679166666669,9.9,"Solar FV","Buturama 34.5 kV","SC_2279","2026-12-31","2026-12-31","NO","NO","Norte de Santander","NO",0,-1.07,"2022-08-30T01:08:00"]
["SC_2319_A2","SOLAR FOTOVOLTAICO MORRISON DE 278,6 MW","2022-09-01","09:47:00",278.60000000000002,"Solar FV","Ocaña 230 kV","SC_2319","2026-12-31","2026-12-31","NO","NO","Norte de Santander","NO",0,-51.14,"2022-09-01T09:47:00"]
["SC_2319_A1","SOLAR FOTOVOLTAICO MORRISON DE 278,6 MW","2022-09-01","09:47:00",278.60000000000002,"Solar FV","Ocaña 500 kV","SC_2319","2026-12-31","2026-12-31","NO","NO","Norte de Santander","NO",0,-47.207999999999998,"2022-09-01T09:47:00"]
["SC_1891_A1","KAIROS SOLAR PARK II - 19,9 MW","2022-08-08","11:16:00",19.899999999999999,"Solar FV","Insula 115 kV","SC_1891","2023-12-31","2023-12-31","NO","NO","Norte de Santander","SI",0,-3.3719999999999999]
["SC_1891_A2","KAIROS SOLAR PARK II - 19,9 MW","2022-08-08","11:16:00",19.899999999999999,"Solar FV","Insula 34,5 kV","SC_1891","2023-12-31","2023-12-31","NO","NO","Norte de Santander","SI",0,-3.286]
["SC_2239_A1","PCH PANACEA III - 9,9 MW","2022-08-17","11:27:00",9.9,"PCH","Pamplona 34,5 kV","SC_2239","2025-12-31","2025-12-31","NO","NO","Norte de Santander","SI",0,-2.3E-2]

{"sheet":"IT-TA","index":3,"n_rows":187,"n_cols":10,"rows_kept":187,"cut":false,"hidden":false,"merged":[]}
[null,"Codigo","Nombre","Capacidad","Licencia Ambiental obtenida","Año de entrada","P","Total",null,"Año de Referencia"]
[null,{"$f":"IF(ISBLANK(InfoPro!A2),\"\",InfoPro!A2)","v":"SC_7_A2"},{"$f":"IF(ISBLANK(InfoPro!B2),\"\",InfoPro!B2)","v":"PSFV TONCHALÁ 19.9MW"},{"$f":"IF(ISBLANK(InfoPro!E2),\"\",InfoPro!E2)","v":19.899999999999999},{"$f":"IF(ISBLANK(InfoPro!N2),\"\",InfoPro!N2)","v":"NO"},{"$f":"IF(ISBLANK(InfoPro!I2),\"\",YEAR(InfoPro!I2)-$J$2)","v":3},{"$f":"IF(E2=\"SI\",100,IF(E2=\"NO\",0,\"\"))","v":0},{"$f":"IF(G2=\"\",\"\",(G2))","v":0},null,2023]
[null,{"$f":"IF(ISBLANK(InfoPro!A3),\"\",InfoPro!A3)","v":"SC_7_A1"},{"$f":"IF(ISBLANK(InfoPro!B3),\"\",InfoPro!B3)","v":"PSFV TONCHALÁ 19.9MW"},{"$f":"IF(ISBLANK(InfoPro!E3),\"\",InfoPro!E3)","v":19.899999999999999},{"$f":"IF(ISBLANK(InfoPro!N3),\"\",InfoPro!N3)","v":"NO"},{"$f":"IF(ISBLANK(InfoPro!I3),\"\",YEAR(InfoPro!I3)-$J$2)","v":3},{"$f":"IF(E3=\"SI\",100,IF(E3=\"NO\",0,\"\"))","v":0},{"$f":"IF(G3=\"\",\"\",(G3))","v":0}]
[null,{"$f":"IF(ISBLANK(InfoPro!A4),\"\",InfoPro!A4)","v":"SC_38_A2"},{"$f":"IF(ISBLANK(InfoPro!B4),\"\",InfoPro!B4)","v":"SOLENERGY NORTE"},{"$f":"IF(ISBLANK(InfoPro!E4),\"\",InfoPro!E4)","v":40},{"$f":"IF(ISBLANK(InfoPro!N4),\"\",InfoPro!N4)","v":"NO"},{"$f":"IF(ISBLANK(InfoPro!I4),\"\",YEAR(InfoPro!I4)-$J$2)","v":2},0,0]
[null,{"$f":"IF(ISBLANK(InfoPro!A5),\"\",InfoPro!A5)","v":"SC_38_A1 \n"},{"$f":"IF(ISBLANK(InfoPro!B5),\"\",InfoPro!B5)","v":"SOLENERGY NORTE"},{"$f":"IF(ISBLANK(InfoPro!E5),\"\",InfoPro!E5)","v":40},{"$f":"IF(ISBLANK(InfoPro!N5),\"\",InfoPro!N5)","v":"NO"},{"$f":"IF(ISBLANK(InfoPro!I5),\"\",YEAR(InfoPro!I5)-$J$2)","v":2},0,0]
[null,{"$f":"IF(ISBLANK(InfoPro!A6),\"\",InfoPro!A6)","v":"SC_485_A2"},{"$f":"IF(ISBLANK(InfoPro!B6),\"\",InfoPro!B6)","v":"Pradera - 40 MW"},{"$f":"IF(ISBLANK(InfoPro!E6),\"\",InfoPro!E6)","v":40},{"$f":"IF(ISBLANK(InfoPro!N6),\"\",InfoPro!N6)","v":"NO"},{"$f":"IF(ISBLANK(InfoPro!I6),\"\",YEAR(InfoPro!I6)-$J$2)","v":2},0,0]
[null,{"$f":"IF(ISBLANK(InfoPro!A7),\"\",InfoPro!A7)","v":"SC_488_A2"},{"$f":"IF(ISBLANK(InfoPro!B7),\"\",InfoPro!B7)","v":"Frontera - 50 MW"},{"$f":"IF(ISBLANK(InfoPro!E7),\"\",InfoPro!E7)","v":50},{"$f":"IF(ISBLANK(InfoPro!N7),\"\",InfoPro!N7)","v":"NO"},{"$f":"IF(ISBLANK(InfoPro!I7),\"\",YEAR(InfoPro!I7)-$J$2)","v":2},0,0]
[null,{"$f":"IF(ISBLANK(InfoPro!A8),\"\",InfoPro!A8)","v":"SC_488_A1 \n"},{"$f":"IF(ISBLANK(InfoPro!B8),\"\",InfoPro!B8)","v":"Frontera - 50 MW"},{"$f":"IF(ISBLANK(InfoPro!E8),\"\",InfoPro!E8)","v":50},{"$f":"IF(ISBLANK(InfoPro!N8),\"\",InfoPro!N8)","v":"NO"},{"$f":"IF(ISBLANK(InfoPro!I8),\"\",YEAR(InfoPro!I8)-$J$2)","v":2},0,0]
[null,{"$f":"IF(ISBLANK(InfoPro!A9),\"\",InfoPro!A9)","v":"SC_485_A1"},{"$f":"IF(ISBLANK(InfoPro!B9),\"\",InfoPro!B9)","v":"Pradera - 40 MW"},{"$f":"IF(ISBLANK(InfoPro!E9),\"\",InfoPro!E9)","v":40},{"$f":"IF(ISBLANK(InfoPro!N9),\"\",InfoPro!N9)","v":"NO"},{"$f":"IF(ISBLANK(InfoPro!I9),\"\",YEAR(InfoPro!I9)-$J$2)","v":2},0,0]
[null,{"$f":"IF(ISBLANK(InfoPro!A10),\"\",InfoPro!A10)","v":"SC_767_A2"},{"$f":"IF(ISBLANK(InfoPro!B10),\"\",InfoPro!B10)","v":"Parque Solar Fotovoltaico Alcaraván"},{"$f":"IF(ISBLANK(InfoPro!E10),\"\",InfoPro!E10)","v":79.599999999999994},{"$f":"IF(ISBLANK(InfoPro!N10),\"\",InfoPro!N10)","v":"NO"},{"$f":"IF(ISBLANK(InfoPro!I10),\"\",YEAR(InfoPro!I10)-$J$2)","v":2},0,0]
[null,{"$f":"IF(ISBLANK(InfoPro!A11),\"\",InfoPro!A11)","v":"SC_767_A1"},{"$f":"IF(ISBLANK(InfoPro!B11),\"\",InfoPro!B11)","v":"Parque Solar Fotovoltaico Alcaraván"},{"$f":"IF(ISBLANK(InfoPro!E11),\"\",InfoPro!E11)","v":79.599999999999994},{"$f":"IF(ISBLANK(InfoPro!N11),\"\",InfoPro!N11)","v":"NO"},{"$f":"IF(ISBLANK(InfoPro!I11),\"\",YEAR(InfoPro!I11)-$J$2)","v":2},0,0]
[null,{"$f":"IF(ISBLANK(InfoPro!A12),\"\",InfoPro!A12)","v":"SC_417_A2"},{"$f":"IF(ISBLANK(InfoPro!B12),\"\",InfoPro!B12)","v":"PCH PANACEA II"},{"$f":"IF(ISBLANK(InfoPro!E12),\"\",InfoPro!E12)","v":7},{"$f":"IF(ISBLANK(InfoPro!N12),\"\",InfoPro!N12)","v":"NO"},{"$f":"IF(ISBLANK(InfoPro!I12),\"\",YEAR(InfoPro!I12)-$J$2)","v":3},0,0]
[null,{"$f":"IF(ISBLANK(InfoPro!A13),\"\",InfoPro!A13)","v":"SC_966_A1"},{"$f":"IF(ISBLANK(InfoPro!B13),\"\",InfoPro!B13)","v":"PROYECTO SOLAR FOTOVOLTAICA MORITAS DE 9,9MW"},{"$f":"IF(ISBLANK(InfoPro!E13),\"\",InfoPro!E13)","v":9.9},{"$f":"IF(ISBLANK(InfoPro!N13),\"\",InfoPro!N13)","v":"NO"},{"$f":"IF(ISBLANK(InfoPro!I13),\"\",YEAR(InfoPro!I13)-$J$2)","v":3},0,0]
[null,{"$f":"IF(ISBLANK(InfoPro!A14),\"\",InfoPro!A14)","v":"SC_966_A2"},{"$f":"IF(ISBLANK(InfoPro!B14),\"\",InfoPro!B14)","v":"PROYECTO SOLAR FOTOVOLTAICA MORITAS DE 9,9MW"},{"$f":"IF(ISBLANK(InfoPro!E14),\"\",InfoPro!E14)","v":9.9},{"$f":"IF(ISBLANK(InfoPro!N14),\"\",InfoPro!N14)","v":"NO"},{"$f":"IF(ISBLANK(InfoPro!I14),\"\",YEAR(InfoPro!I14)-$J$2)","v":3},0,0]
[null,{"$f":"IF(ISBLANK(InfoPro!A15),\"\",InfoPro!A15)","v":"SC_1130_A2"},{"$f":"IF(ISBLANK(InfoPro!B15),\"\",InfoPro!B15)","v":"PROYECTO SOLAR FOTOVOLTAICO MORITAS 9,9 MW"},{"$f":"IF(ISBLANK(InfoPro!E15),\"\",InfoPro!E15)","v":9.9},{"$f":"IF(ISBLANK(InfoPro!N15),\"\",InfoPro!N15)","v":"NO"},{"$f":"IF(ISBLANK(InfoPro!I15),\"\",YEAR(InfoPro!I15)-$J$2)","v":3},0,0]
[null,{"$f":"IF(ISBLANK(InfoPro!A16),\"\",InfoPro!A16)","v":"SC_1130_A1"},{"$f":"IF(ISBLANK(InfoPro!B16),\"\",InfoPro!B16)","v":"PROYECTO SOLAR FOTOVOLTAICO MORITAS 9,9 MW"},{"$f":"IF(ISBLANK(InfoPro!E16),\"\",InfoPro!E16)","v":9.9},{"$f":"IF(ISBLANK(InfoPro!N16),\"\",InfoPro!N16)","v":"NO"},{"$f":"IF(ISBLANK(InfoPro!I16),\"\",YEAR(InfoPro!I16)-$J$2)","v":3},0,0]
[null,{"$f":"IF(ISBLANK(InfoPro!A17),\"\",InfoPro!A17)","v":"SC_1024_A1"},{"$f":"IF(ISBLANK(InfoPro!B17),\"\",InfoPro!B17)","v":"Autogenerador CELSIA Solar Cenit Ayacucho"},{"$f":"IF(ISBLANK(InfoPro!E17),\"\",InfoPro!E17)","v":0},{"$f":"IF(ISBLANK(InfoPro!N17),\"\",InfoPro!N17)","v":"NO"},{"$f":"IF(ISBLANK(InfoPro!I17),\"\",YEAR(InfoPro!I17)-$J$2)","v":0},0,0]
[null,{"$f":"IF(ISBLANK(InfoPro!A18),\"\",InfoPro!A18)","v":"SC_1278_A2"},{"$f":"IF(ISBLANK(InfoPro!B18),\"\",InfoPro!B18)","v":"PARQUE SOLAR LAS MARGARITAS de 60MW"},{"$f":"IF(ISBLANK(InfoPro!E18),\"\",InfoPro!E18)","v":60},{"$f":"IF(ISBLANK(InfoPro!N18),\"\",InfoPro!N18)","v":"NO"},{"$f":"IF(ISBLANK(InfoPro!I18),\"\",YEAR(InfoPro!I18)-$J$2)","v":1},0,0]
[null,{"$f":"IF(ISBLANK(InfoPro!A19),\"\",InfoPro!A19)","v":"SC_1278_A1"},{"$f":"IF(ISBLANK(InfoPro!B19),\"\",InfoPro!B19)","v":"PARQUE SOLAR LAS MARGARITAS de 60MW"},{"$f":"IF(ISBLANK(InfoPro!E19),\"\",InfoPro!E19)","v":60},{"$f":"IF(ISBLANK(InfoPro!N19),\"\",InfoPro!N19)","v":"NO"},{"$f":"IF(ISBLANK(InfoPro!I19),\"\",YEAR(InfoPro!I19)-$J$2)","v":1},0,0]
[null,{"$f":"IF(ISBLANK(InfoPro!A20),\"\",InfoPro!A20)","v":"SC_1245_A2"},{"$f":"IF(ISBLANK(InfoPro!B20),\"\",InfoPro!B20)","v":"PROYECTO FOTONORTE"},{"$f":"IF(ISBLANK(InfoPro!E20),\"\",InfoPro!E20)","v":99.5},{"$f":"IF(ISBLANK(InfoPro!N20),\"\",InfoPro!N20)","v":"NO"},{"$f":"IF(ISBLANK(InfoPro!I20),\"\",YEAR(InfoPro!I20)-$J$2)","v":2},0,0]
[null,{"$f":"IF(ISBLANK(InfoPro!A21),\"\",InfoPro!A21)","v":"SC_1245_A1"},{"$f":"IF(ISBLANK(InfoPro!B21),\"\",InfoPro!B21)","v":"PROYECTO FOTONORTE"},{"$f":"IF(ISBLANK(InfoPro!E21),\"\",InfoPro!E21)","v":99.5},{"$f":"IF(ISBLANK(InfoPro!N21),\"\",InfoPro!N21)","v":"NO"},{"$f":"IF(ISBLANK(InfoPro!I21),\"\",YEAR(InfoPro!I21)-$J$2)","v":2},0,0]
[null,{"$f":"IF(ISBLANK(InfoPro!A22),\"\",InfoPro!A22)","v":"SC_1547_A2"},{"$f":"IF(ISBLANK(InfoPro!B22),\"\",InfoPro!B22)","v":"Zulia I"},{"$f":"IF(ISBLANK(InfoPro!E22),\"\",InfoPro!E22)","v":9.9},{"$f":"IF(ISBLANK(InfoPro!N22),\"\",InfoPro!N22)","v":"NO"},{"$f":"IF(ISBLANK(InfoPro!I22),\"\",YEAR(InfoPro!I22)-$J$2)","v":1},0,0]
[null,{"$f":"IF(ISBLANK(InfoPro!A23),\"\",InfoPro!A23)","v":"SC_1547_A1"},{"$f":"IF(ISBLANK(InfoPro!B23),\"\",InfoPro!B23)","v":"Zulia I"},{"$f":"IF(ISBLANK(InfoPro!E23),\"\",InfoPro!E23)","v":9.9},{"$f":"IF(ISBLANK(InfoPro!N23),\"\",InfoPro!N23)","v":"NO"},{"$f":"IF(ISBLANK(InfoPro!I23),\"\",YEAR(InfoPro!I23)-$J$2)","v":1},0,0]
[null,{"$f":"IF(ISBLANK(InfoPro!A24),\"\",InfoPro!A24)","v":"SC_2161_A2"},{"$f":"IF(ISBLANK(InfoPro!B24),\"\",InfoPro!B24)","v":"Aguachica 1, 2, 3"},{"$f":"IF(ISBLANK(InfoPro!E24),\"\",InfoPro!E24)","v":150},{"$f":"IF(ISBLANK(InfoPro!N24),\"\",InfoPro!N24)","v":"NO"},{"$f":"IF(ISBLANK(InfoPro!I24),\"\",YEAR(InfoPro!I24)-$J$2)","v":3},0,0]
[null,{"$f":"IF(ISBLANK(InfoPro!A25),\"\",InfoPro!A25)","v":"SC_2161_A1"},{"$f":"IF(ISBLANK(InfoPro!B25),\"\",InfoPro!B25)","v":"Aguachica 1, 2, 3"},{"$f":"IF(ISBLANK(InfoPro!E25),\"\",InfoPro!E25)","v":150},{"$f":"IF(ISBLANK(InfoPro!N25),\"\",InfoPro!N25)","v":"NO"},{"$f":"IF(ISBLANK(InfoPro!I25),\"\",YEAR(InfoPro!I25)-$J$2)","v":3},0,0]
[null,{"$f":"IF(ISBLANK(InfoPro!A26),\"\",InfoPro!A26)","v":"SC_2196_A2"},{"$f":"IF(ISBLANK(InfoPro!B26),\"\",InfoPro!B26)","v":"Aguachica 1, 2, 3"},{"$f":"IF(ISBLANK(InfoPro!E26),\"\",InfoPro!E26)","v":30},{"$f":"IF(ISBLANK(InfoPro!N26),\"\",InfoPro!N26)","v":"NO"},{"$f":"IF(ISBLANK(InfoPro!I26),\"\",YEAR(InfoPro!I26)-$J$2)","v":3},0,0]
[null,{"$f":"IF(ISBLANK(InfoPro!A27),\"\",InfoPro!A27)","v":"SC_2196_A1"},{"$f":"IF(ISBLANK(InfoPro!B27),\"\",InfoPro!B27)","v":"Aguachica 1, 2, 3"},{"$f":"IF(ISBLANK(InfoPro!E27),\"\",InfoPro!E27)","v":30},{"$f":"IF(ISBLANK(InfoPro!N27),\"\",InfoPro!N27)","v":"NO"},{"$f":"IF(ISBLANK(InfoPro!I27),\"\",YEAR(InfoPro!I27)-$J$2)","v":3},0,0]
[null,{"$f":"IF(ISBLANK(InfoPro!A28),\"\",InfoPro!A28)","v":"SC_1626_A1"},{"$f":"IF(ISBLANK(InfoPro!B28),\"\",InfoPro!B28)","v":"Manzanare"},{"$f":"IF(ISBLANK(InfoPro!E28),\"\",InfoPro!E28)","v":9.99},{"$f":"IF(ISBLANK(InfoPro!N28),\"\",InfoPro!N28)","v":"NO"},{"$f":"IF(ISBLANK(InfoPro!I28),\"\",YEAR(InfoPro!I28)-$J$2)","v":2},0,0]
[null,{"$f":"IF(ISBLANK(InfoPro!A29),\"\",InfoPro!A29)","v":"SC_1626_A2"},{"$f":"IF(ISBLANK(InfoPro!B29),\"\",InfoPro!B29)","v":"Manzanare"},{"$f":"IF(ISBLANK(InfoPro!E29),\"\",InfoPro!E29)","v":9.99},{"$f":"IF(ISBLANK(InfoPro!N29),\"\",InfoPro!N29)","v":"NO"},{"$f":"IF(ISBLANK(InfoPro!I29),\"\",YEAR(InfoPro!I29)-$J$2)","v":2},0,0]
[null,{"$f":"IF(ISBLANK(InfoPro!A30),\"\",InfoPro!A30)","v":"SC_1842_A2"},{"$f":"IF(ISBLANK(InfoPro!B30),\"\",InfoPro!B30)","v":"KAIROS SOLAR PARK I - 19,9 MW"},{"$f":"IF(ISBLANK(InfoPro!E30),\"\",InfoPro!E30)","v":19.899999999999999},{"$f":"IF(ISBLANK(InfoPro!N30),\"\",InfoPro!N30)","v":"SI"},{"$f":"IF(ISBLANK(InfoPro!I30),\"\",YEAR(InfoPro!I30)-$J$2)","v":0},100,100]
[null,{"$f":"IF(ISBLANK(InfoPro!A31),\"\",InfoPro!A31)","v":"SC_1842_A1"},{"$f":"IF(ISBLANK(InfoPro!B31),\"\",InfoPro!B31)","v":"KAIROS SOLAR PARK I - 19,9 MW"},{"$f":"IF(ISBLANK(InfoPro!E31),\"\",InfoPro!E31)","v":19.899999999999999},{"$f":"IF(ISBLANK(InfoPro!N31),\"\",InfoPro!N31)","v":"SI"},{"$f":"IF(ISBLANK(InfoPro!I31),\"\",YEAR(InfoPro!I31)-$J$2)","v":0},100,100]
[null,{"$f":"IF(ISBLANK(InfoPro!A32),\"\",InfoPro!A32)","v":"SC_2032_A2"},{"$f":"IF(ISBLANK(InfoPro!B32),\"\",InfoPro!B32)","v":"KAIROS SOLAR PARK_19.9MW"},{"$f":"IF(ISBLANK(InfoPro!E32),\"\",InfoPro!E32)","v":19.899999999999999},{"$f":"IF(ISBLANK(InfoPro!N32),\"\",InfoPro!N32)","v":"SI"},{"$f":"IF(ISBLANK(InfoPro!I32),\"\",YEAR(InfoPro!I32)-$J$2)","v":0},100,100]
[null,{"$f":"IF(ISBLANK(InfoPro!A33),\"\",InfoPro!A33)","v":"SC_2032_A1"},{"$f":"IF(ISBLANK(InfoPro!B33),\"\",InfoPro!B33)","v":"KAIROS SOLAR PARK_19.9MW"},{"$f":"IF(ISBLANK(InfoPro!E33),\"\",InfoPro!E33)","v":19.899999999999999},{"$f":"IF(ISBLANK(InfoPro!N33),\"\",InfoPro!N33)","v":"SI"},{"$f":"IF(ISBLANK(InfoPro!I33),\"\",YEAR(InfoPro!I33)-$J$2)","v":0},100,100]
[null,{"$f":"IF(ISBLANK(InfoPro!A34),\"\",InfoPro!A34)","v":"SC_1943_A2"},{"$f":"IF(ISBLANK(InfoPro!B34),\"\",InfoPro!B34)","v":"KAIROS SOLAR PARK V 19.9MW"},{"$f":"IF(ISBLANK(InfoPro!E34),\"\",InfoPro!E34)","v":19.899999999999999},{"$f":"IF(ISBLANK(InfoPro!N34),\"\",InfoPro!N34)","v":"SI"},{"$f":"IF(ISBLANK(InfoPro!I34),\"\",YEAR(InfoPro!I34)-$J$2)","v":0},100,100]
[null,{"$f":"IF(ISBLANK(InfoPro!A35),\"\",InfoPro!A35)","v":"SC_1943_A1"},{"$f":"IF(ISBLANK(InfoPro!B35),\"\",InfoPro!B35)","v":"KAIROS SOLAR PARK V 19.9MW"},{"$f":"IF(ISBLANK(InfoPro!E35),\"\",InfoPro!E35)","v":19.899999999999999},{"$f":"IF(ISBLANK(InfoPro!N35),\"\",InfoPro!N35)","v":"SI"},{"$f":"IF(ISBLANK(InfoPro!I35),\"\",YEAR(InfoPro!I35)-$J$2)","v":0},100,100]
[null,{"$f":"IF(ISBLANK(InfoPro!A36),\"\",InfoPro!A36)","v":"SC_2033_A2"},{"$f":"IF(ISBLANK(InfoPro!B36),\"\",InfoPro!B36)","v":"KAIROS SOLAR PARK IV19.9"},{"$f":"IF(ISBLANK(InfoPro!E36),\"\",InfoPro!E36)","v":19.899999999999999},{"$f":"IF(ISBLANK(InfoPro!N36),\"\",InfoPro!N36)","v":"SI"},{"$f":"IF(ISBLANK(InfoPro!I36),\"\",YEAR(InfoPro!I36)-$J$2)","v":0},100,100]
[null,{"$f":"IF(ISBLANK(InfoPro!A37),\"\",InfoPro!A37)","v":"SC_2033_A1"},{"$f":"IF(ISBLANK(InfoPro!B37),\"\",InfoPro!B37)","v":"KAIROS SOLAR PARK IV19.9"},{"$f":"IF(ISBLANK(InfoPro!E37),\"\",InfoPro!E37)","v":19.899999999999999},{"$f":"IF(ISBLANK(InfoPro!N37),\"\",InfoPro!N37)","v":"SI"},{"$f":"IF(ISBLANK(InfoPro!I37),\"\",YEAR(InfoPro!I37)-$J$2)","v":0},100,100]
[null,{"$f":"IF(ISBLANK(InfoPro!A38),\"\",InfoPro!A38)","v":"SC_2257_A2"},{"$f":"IF(ISBLANK(InfoPro!B38),\"\",InfoPro!B38)","v":"Proyecto de generación Eólico Norte"},{"$f":"IF(ISBLANK(InfoPro!E38),\"\",InfoPro!E38)","v":200},{"$f":"IF(ISBLANK(InfoPro!N38),\"\",InfoPro!N38)","v":"NO"},{"$f":"IF(ISBLANK(InfoPro!I38),\"\",YEAR(InfoPro!I38)-$J$2)","v":3},0,0]
[null,{"$f":"IF(ISBLANK(InfoPro!A39),\"\",InfoPro!A39)","v":"SC_2257_A1"},{"$f":"IF(ISBLANK(InfoPro!B39),\"\",InfoPro!B39)","v":"Proyecto de generación Eólico Norte"},{"$f":"IF(ISBLANK(InfoPro!E39),\"\",InfoPro!E39)","v":200},{"$f":"IF(ISBLANK(InfoPro!N39),\"\",InfoPro!N39)","v":"NO"},{"$f":"IF(ISBLANK(InfoPro!I39),\"\",YEAR(InfoPro!I39)-$J$2)","v":3},0,0]
[null,{"$f":"IF(ISBLANK(InfoPro!A40),\"\",InfoPro!A40)","v":"SC_2074_A2"},{"$f":"IF(ISBLANK(InfoPro!B40),\"\",InfoPro!B40)","v":"CULEBRA I"},{"$f":"IF(ISBLANK(InfoPro!E40),\"\",InfoPro!E40)","v":5},{"$f":"IF(ISBLANK(InfoPro!N40),\"\",InfoPro!N40)","v":"NO"},{"$f":"IF(ISBLANK(InfoPro!I40),\"\",YEAR(InfoPro!I40)-$J$2)","v":1},0,0]
[null,{"$f":"IF(ISBLANK(InfoPro!A41),\"\",InfoPro!A41)","v":"SC_2074_A1"},{"$f":"IF(ISBLANK(InfoPro!B41),\"\",InfoPro!B41)","v":"CULEBRA I"},{"$f":"IF(ISBLANK(InfoPro!E41),\"\",InfoPro!E41)","v":5},{"$f":"IF(ISBLANK(InfoPro!N41),\"\",InfoPro!N41)","v":"NO"},{"$f":"IF(ISBLANK(InfoPro!I41),\"\",YEAR(InfoPro!I41)-$J$2)","v":1},0,0]
[null,{"$f":"IF(ISBLANK(InfoPro!A42),\"\",InfoPro!A42)","v":"SC_2085_A2"},{"$f":"IF(ISBLANK(InfoPro!B42),\"\",InfoPro!B42)","v":"Insula I"},{"$f":"IF(ISBLANK(InfoPro!E42),\"\",InfoPro!E42)","v":19.899999999999999},{"$f":"IF(ISBLANK(InfoPro!N42),\"\",InfoPro!N42)","v":"NO"},{"$f":"IF(ISBLANK(InfoPro!I42),\"\",YEAR(InfoPro!I42)-$J$2)","v":2},0,0]
[null,{"$f":"IF(ISBLANK(InfoPro!A43),\"\",InfoPro!A43)","v":"SC_2085_A1"},{"$f":"IF(ISBLANK(InfoPro!B43),\"\",InfoPro!B43)","v":"Insula I"},{"$f":"IF(ISBLANK(InfoPro!E43),\"\",InfoPro!E43)","v":19.899999999999999},{"$f":"IF(ISBLANK(InfoPro!N43),\"\",InfoPro!N43)","v":"NO"},{"$f":"IF(ISBLANK(InfoPro!I43),\"\",YEAR(InfoPro!I43)-$J$2)","v":2},0,0]
[null,{"$f":"IF(ISBLANK(InfoPro!A44),\"\",InfoPro!A44)","v":"SC_1983_A2"},{"$f":"IF(ISBLANK(InfoPro!B44),\"\",InfoPro!B44)","v":"EL TOCHE II"},{"$f":"IF(ISBLANK(InfoPro!E44),\"\",InfoPro!E44)","v":99.9},{"$f":"IF(ISBLANK(InfoPro!N44),\"\",InfoPro!N44)","v":"NO"},{"$f":"IF(ISBLANK(InfoPro!I44),\"\",YEAR(InfoPro!I44)-$J$2)","v":3},0,0]
[null,{"$f":"IF(ISBLANK(InfoPro!A45),\"\",InfoPro!A45)","v":"SC_1983_A1"},{"$f":"IF(ISBLANK(InfoPro!B45),\"\",InfoPro!B45)","v":"EL TOCHE II"},{"$f":"IF(ISBLANK(InfoPro!E45),\"\",InfoPro!E45)","v":99.9},{"$f":"IF(ISBLANK(InfoPro!N45),\"\",InfoPro!N45)","v":"NO"},{"$f":"IF(ISBLANK(InfoPro!I45),\"\",YEAR(InfoPro!I45)-$J$2)","v":3},0,0]
[null,{"$f":"IF(ISBLANK(InfoPro!A46),\"\",InfoPro!A46)","v":"SC_2079_A2"},{"$f":"IF(ISBLANK(InfoPro!B46),\"\",InfoPro!B46)","v":"PGF Tibú II"},{"$f":"IF(ISBLANK(InfoPro!E46),\"\",InfoPro!E46)","v":99.9},{"$f":"IF(ISBLANK(InfoPro!N46),\"\",InfoPro!N46)","v":"NO"},{"$f":"IF(ISBLANK(InfoPro!I46),\"\",YEAR(InfoPro!I46)-$J$2)","v":3},0,0]
[null,{"$f":"IF(ISBLANK(InfoPro!A47),\"\",InfoPro!A47)","v":"SC_2079_A1"},{"$f":"IF(ISBLANK(InfoPro!B47),\"\",InfoPro!B47)","v":"PGF Tibú II"},{"$f":"IF(ISBLANK(InfoPro!E47),\"\",InfoPro!E47)","v":99.9},{"$f":"IF(ISBLANK(InfoPro!N47),\"\",InfoPro!N47)","v":"NO"},{"$f":"IF(ISBLANK(InfoPro!I47),\"\",YEAR(InfoPro!I47)-$J$2)","v":3},0,0]
[null,{"$f":"IF(ISBLANK(InfoPro!A48),\"\",InfoPro!A48)","v":"SC_2013_A2"},{"$f":"IF(ISBLANK(InfoPro!B48),\"\",InfoPro!B48)","v":"PGF TIBÚ I"},{"$f":"IF(ISBLANK(InfoPro!E48),\"\",InfoPro!E48)","v":99.9},{"$f":"IF(ISBLANK(InfoPro!N48),\"\",InfoPro!N48)","v":"NO"},{"$f":"IF(ISBLANK(InfoPro!I48),\"\",YEAR(InfoPro!I48)-$J$2)","v":3},0,0]
[null,{"$f":"IF(ISBLANK(InfoPro!A49),\"\",InfoPro!A49)","v":"SC_2013_A1"},{"$f":"IF(ISBLANK(InfoPro!B49),\"\",InfoPro!B49)","v":"PGF TIBÚ I"},{"$f":"IF(ISBLANK(InfoPro!E49),\"\",InfoPro!E49)","v":99.9},{"$f":"IF(ISBLANK(InfoPro!N49),\"\",InfoPro!N49)","v":"NO"},{"$f":"IF(ISBLANK(InfoPro!I49),\"\",YEAR(InfoPro!I49)-$J$2)","v":3},0,0]
[null,{"$f":"IF(ISBLANK(InfoPro!A50),\"\",InfoPro!A50)","v":"SC_1994_A2"},{"$f":"IF(ISBLANK(InfoPro!B50),\"\",InfoPro!B50)","v":"Parque Solar Ábrego de 9,9 MW"},{"$f":"IF(ISBLANK(InfoPro!E50),\"\",InfoPro!E50)","v":9.9},{"$f":"IF(ISBLANK(InfoPro!N50),\"\",InfoPro!N50)","v":"NO"},{"$f":"IF(ISBLANK(InfoPro!I50),\"\",YEAR(InfoPro!I50)-$J$2)","v":4},0,0]
[null,{"$f":"IF(ISBLANK(InfoPro!A51),\"\",InfoPro!A51)","v":"SC_1994_A1"},{"$f":"IF(ISBLANK(InfoPro!B51),\"\",InfoPro!B51)","v":"Parque Solar Ábrego de 9,9 MW"},{"$f":"IF(ISBLANK(InfoPro!E51),\"\",InfoPro!E51)","v":9.9},{"$f":"IF(ISBLANK(InfoPro!N51),\"\",InfoPro!N51)","v":"NO"},{"$f":"IF(ISBLANK(InfoPro!I51),\"\",YEAR(InfoPro!I51)-$J$2)","v":4},0,0]
[null,{"$f":"IF(ISBLANK(InfoPro!A52),\"\",InfoPro!A52)","v":"SC_2157_A2"},{"$f":"IF(ISBLANK(InfoPro!B52),\"\",InfoPro!B52)","v":"PGF El Toche I 99,9 MW"},{"$f":"IF(ISBLANK(InfoPro!E52),\"\",InfoPro!E52)","v":99.9},{"$f":"IF(ISBLANK(InfoPro!N52),\"\",InfoPro!N52)","v":"NO"},{"$f":"IF(ISBLANK(InfoPro!I52),\"\",YEAR(InfoPro!I52)-$J$2)","v":3},0,0]
[null,{"$f":"IF(ISBLANK(InfoPro!A53),\"\",InfoPro!A53)","v":"SC_2157_A1"},{"$f":"IF(ISBLANK(InfoPro!B53),\"\",InfoPro!B53)","v":"PGF El Toche I 99,9 MW"},{"$f":"IF(ISBLANK(InfoPro!E53),\"\",InfoPro!E53)","v":99.9},{"$f":"IF(ISBLANK(InfoPro!N53),\"\",InfoPro!N53)","v":"NO"},{"$f":"IF(ISBLANK(InfoPro!I53),\"\",YEAR(InfoPro!I53)-$J$2)","v":3},0,0]
[null,{"$f":"IF(ISBLANK(InfoPro!A54),\"\",InfoPro!A54)","v":"SC_2291_A2"},{"$f":"IF(ISBLANK(InfoPro!B54),\"\",InfoPro!B54)","v":"Termotasajero Solar Tres"},{"$f":"IF(ISBLANK(InfoPro!E54),\"\",InfoPro!E54)","v":3},{"$f":"IF(ISBLANK(InfoPro!N54),\"\",InfoPro!N54)","v":"NO"},{"$f":"IF(ISBLANK(InfoPro!I54),\"\",YEAR(InfoPro!I54)-$J$2)","v":1},0,0]
[null,{"$f":"IF(ISBLANK(InfoPro!A55),\"\",InfoPro!A55)","v":"SC_2291_A1"},{"$f":"IF(ISBLANK(InfoPro!B55),\"\",InfoPro!B55)","v":"Termotasajero Solar Tres"},{"$f":"IF(ISBLANK(InfoPro!E55),\"\",InfoPro!E55)","v":3},{"$f":"IF(ISBLANK(InfoPro!N55),\"\",InfoPro!N55)","v":"NO"},{"$f":"IF(ISBLANK(InfoPro!I55),\"\",YEAR(InfoPro!I55)-$J$2)","v":1},0,0]
[null,{"$f":"IF(ISBLANK(InfoPro!A56),\"\",InfoPro!A56)","v":"SC_2279_A2"},{"$f":"IF(ISBLANK(InfoPro!B56),\"\",InfoPro!B56)","v":"PROYECTO SOLAR FOTOVOLTAICO COCOTAS DE 9,9 MW"},{"$f":"IF(ISBLANK(InfoPro!E56),\"\",InfoPro!E56)","v":9.9},{"$f":"IF(ISBLANK(InfoPro!N56),\"\",InfoPro!N56)","v":"NO"},{"$f":"IF(ISBLANK(InfoPro!I56),\"\",YEAR(InfoPro!I56)-$J$2)","v":3},0,0]
[null,{"$f":"IF(ISBLANK(InfoPro!A57),\"\",InfoPro!A57)","v":"SC_2279_A1"},{"$f":"IF(ISBLANK(InfoPro!B57),\"\",InfoPro!B57)","v":"PROYECTO SOLAR FOTOVOLTAICO COCOTAS DE 9,9 MW"},{"$f":"IF(ISBLANK(InfoPro!E57),\"\",InfoPro!E57)","v":9.9},{"$f":"IF(ISBLANK(InfoPro!N57),\"\",InfoPro!N57)","v":"NO"},{"$f":"IF(ISBLANK(InfoPro!I57),\"\",YEAR(InfoPro!I57)-$J$2)","v":3},0,0]
[null,{"$f":"IF(ISBLANK(InfoPro!A58),\"\",InfoPro!A58)","v":"SC_2319_A2"},{"$f":"IF(ISBLANK(InfoPro!B58),\"\",InfoPro!B58)","v":"SOLAR FOTOVOLTAICO MORRISON DE 278,6 MW"},{"$f":"IF(ISBLANK(InfoPro!E58),\"\",InfoPro!E58)","v":278.60000000000002},{"$f":"IF(ISBLANK(InfoPro!N58),\"\",InfoPro!N58)","v":"NO"},{"$f":"IF(ISBLANK(InfoPro!I58),\"\",YEAR(InfoPro!I58)-$J$2)","v":3},0,0]
[null,{"$f":"IF(ISBLANK(InfoPro!A59),\"\",InfoPro!A59)","v":"SC_2319_A1"},{"$f":"IF(ISBLANK(InfoPro!B59),\"\",InfoPro!B59)","v":"SOLAR FOTOVOLTAICO MORRISON DE 278,6 MW"},{"$f":"IF(ISBLANK(InfoPro!E59),\"\",InfoPro!E59)","v":278.60000000000002},{"$f":"IF(ISBLANK(InfoPro!N59),\"\",InfoPro!N59)","v":"NO"},{"$f":"IF(ISBLANK(InfoPro!I59),\"\",YEAR(InfoPro!I59)-$J$2)","v":3},0,0]
[null,{"$f":"IF(ISBLANK(InfoPro!A60),\"\",InfoPro!A60)","v":"SC_1891_A1"},{"$f":"IF(ISBLANK(InfoPro!B60),\"\",InfoPro!B60)","v":"KAIROS SOLAR PARK II - 19,9 MW"},{"$f":"IF(ISBLANK(InfoPro!E60),\"\",InfoPro!E60)","v":19.899999999999999},{"$f":"IF(ISBLANK(InfoPro!N60),\"\",InfoPro!N60)","v":"SI"},{"$f":"IF(ISBLANK(InfoPro!I60),\"\",YEAR(InfoPro!I60)-$J$2)","v":0},{"$f":"IF(E60=\"SI\",100,IF(E60=\"NO\",0,\"\"))","v":100},{"$f":"IF(G60=\"\",\"\",(G60))","v":100}]
[null,{"$f":"IF(ISBLANK(InfoPro!A61),\"\",InfoPro!A61)","v":"SC_1891_A2"},{"$f":"IF(ISBLANK(InfoPro!B61),\"\",InfoPro!B61)","v":"KAIROS SOLAR PARK II - 19,9 MW"},{"$f":"IF(ISBLANK(InfoPro!E61),\"\",InfoPro!E61)","v":19.899999999999999},{"$f":"IF(ISBLANK(InfoPro!N61),\"\",InfoPro!N61)","v":"SI"},{"$f":"IF(ISBLANK(InfoPro!I61),\"\",YEAR(InfoPro!I61)-$J$2)","v":0},100,100]
[null,{"$f":"IF(ISBLANK(InfoPro!A60),\"\",InfoPro!A60)","v":"SC_1891_A1"},{"$f":"IF(ISBLANK(InfoPro!B60),\"\",InfoPro!B60)","v":"KAIROS SOLAR PARK II - 19,9 MW"},{"$f":"IF(ISBLANK(InfoPro!E60),\"\",InfoPro!E60)","v":19.899999999999999},{"$f":"IF(ISBLANK(InfoPro!N60),\"\",InfoPro!N60)","v":"SI"},{"$f":"IF(ISBLANK(InfoPro!I60),\"\",YEAR(InfoPro!I60)-$J$2)","v":0},100,100]
[null,{"$f":"IF(ISBLANK(InfoPro!A61),\"\",InfoPro!A61)","v":"SC_1891_A2"},{"$f":"IF(ISBLANK(InfoPro!B61),\"\",InfoPro!B61)","v":"KAIROS SOLAR PARK II - 19,9 MW"},{"$f":"IF(ISBLANK(InfoPro!E61),\"\",InfoPro!E61)","v":19.899999999999999},{"$f":"IF(ISBLANK(InfoPro!N61),\"\",InfoPro!N61)","v":"SI"},{"$f":"IF(ISBLANK(InfoPro!I61),\"\",YEAR(InfoPro!I61)-$J$2)","v":0},100,100]
[null,{"$f":"IF(ISBLANK(InfoPro!A62),\"\",InfoPro!A62)","v":"SC_2239_A1"},{"$f":"IF(ISBLANK(InfoPro!B62),\"\",InfoPro!B62)","v":"PCH PANACEA III - 9,9 MW"},{"$f":"IF(ISBLANK(InfoPro!E62),\"\",InfoPro!E62)","v":9.9},{"$f":"IF(ISBLANK(InfoPro!N62),\"\",InfoPro!N62)","v":"SI"},{"$f":"IF(ISBLANK(InfoPro!I62),\"\",YEAR(InfoPro!I62)-$J$2)","v":2},100,100]
[null,{"$f":"IF(ISBLANK(InfoPro!A63),\"\",InfoPro!A63)","v":""},{"$f":"IF(ISBLANK(InfoPro!B63),\"\",InfoPro!B63)","v":""},{"$f":"IF(ISBLANK(InfoPro!E63),\"\",InfoPro!E63)","v":""},{"$f":"IF(ISBLANK(InfoPro!N63),\"\",InfoPro!N63)","v":""},{"$f":"IF(ISBLANK(InfoPro!I63),\"\",YEAR(InfoPro!I63)-$J$2)","v":""},"",""]
[null,{"$f":"IF(ISBLANK(InfoPro!A64),\"\",InfoPro!A64)","v":""},{"$f":"IF(ISBLANK(InfoPro!B64),\"\",InfoPro!B64)","v":""},{"$f":"IF(ISBLANK(InfoPro!E64),\"\",InfoPro!E64)","v":""},{"$f":"IF(ISBLANK(InfoPro!N64),\"\",InfoPro!N64)","v":""},{"$f":"IF(ISBLANK(InfoPro!I64),\"\",YEAR(InfoPro!I64)-$J$2)","v":""},"",""]
[null,{"$f":"IF(ISBLANK(InfoPro!A65),\"\",InfoPro!A65)","v":""},{"$f":"IF(ISBLANK(InfoPro!B65),\"\",InfoPro!B65)","v":""},{"$f":"IF(ISBLANK(InfoPro!E65),\"\",InfoPro!E65)","v":""},{"$f":"IF(ISBLANK(InfoPro!N65),\"\",InfoPro!N65)","v":""},{"$f":"IF(ISBLANK(InfoPro!I65),\"\",YEAR(InfoPro!I65)-$J$2)","v":""},{"$f":"IF(E67=\"SI\",100,IF(E67=\"NO\",0,\"\"))","v":""},{"$f":"IF(G67=\"\",\"\",(G67))","v":""}]
[null,{"$f":"IF(ISBLANK(InfoPro!A66),\"\",InfoPro!A66)","v":""},{"$f":"IF(ISBLANK(InfoPro!B66),\"\",InfoPro!B66)","v":""},{"$f":"IF(ISBLANK(InfoPro!E66),\"\",InfoPro!E66)","v":""},{"$f":"IF(ISBLANK(InfoPro!N66),\"\",InfoPro!N66)","v":""},{"$f":"IF(ISBLANK(InfoPro!I66),\"\",YEAR(InfoPro!I66)-$J$2)","v":""},"",""]
[null,{"$f":"IF(ISBLANK(InfoPro!A67),\"\",InfoPro!A67)","v":""},{"$f":"IF(ISBLANK(InfoPro!B67),\"\",InfoPro!B67)","v":""},{"$f":"IF(ISBLANK(InfoPro!E67),\"\",InfoPro!E67)","v":""},{"$f":"IF(ISBLANK(InfoPro!N67),\"\",InfoPro!N67)","v":""},{"$f":"IF(ISBLANK(InfoPro!I67),\"\",YEAR(InfoPro!I67)-$J$2)","v":""},"",""]
[null,{"$f":"IF(ISBLANK(InfoPro!A68),\"\",InfoPro!A68)","v":""},{"$f":"IF(ISBLANK(InfoPro!B68),\"\",InfoPro!B68)","v":""},{"$f":"IF(ISBLANK(InfoPro!E68),\"\",InfoPro!E68)","v":""},{"$f":"IF(ISBLANK(InfoPro!N68),\"\",InfoPro!N68)","v":""},{"$f":"IF(ISBLANK(InfoPro!I68),\"\",YEAR(InfoPro!I68)-$J$2)","v":""},"",""]
[null,{"$f":"IF(ISBLANK(InfoPro!A69),\"\",InfoPro!A69)","v":""},{"$f":"IF(ISBLANK(InfoPro!B69),\"\",InfoPro!B69)","v":""},{"$f":"IF(ISBLANK(InfoPro!E69),\"\",InfoPro!E69)","v":""},{"$f":"IF(ISBLANK(InfoPro!N69),\"\",InfoPro!N69)","v":""},{"$f":"IF(ISBLANK(InfoPro!I69),\"\",YEAR(InfoPro!I69)-$J$2)","v":""},"",""]
[null,{"$f":"IF(ISBLANK(InfoPro!A70),\"\",InfoPro!A70)","v":""},{"$f":"IF(ISBLANK(InfoPro!B70),\"\",InfoPro!B70)","v":""},{"$f":"IF(ISBLANK(InfoPro!E70),\"\",InfoPro!E70)","v":""},{"$f":"IF(ISBLANK(InfoPro!N70),\"\",InfoPro!N70)","v":""},{"$f":"IF(ISBLANK(InfoPro!I70),\"\",YEAR(InfoPro!I70)-$J$2)","v":""},"",""]
[null,{"$f":"IF(ISBLANK(InfoPro!A71),\"\",InfoPro!A71)","v":""},{"$f":"IF(ISBLANK(InfoPro!B71),\"\",InfoPro!B71)","v":""},{"$f":"IF(ISBLANK(InfoPro!E71),\"\",InfoPro!E71)","v":""},{"$f":"IF(ISBLANK(InfoPro!N71),\"\",InfoPro!N71)","v":""},{"$f":"IF(ISBLANK(InfoPro!I71),\"\",YEAR(InfoPro!I71)-$J$2)","v":""},"",""]
[null,{"$f":"IF(ISBLANK(InfoPro!A72),\"\",InfoPro!A72)","v":""},{"$f":"IF(ISBLANK(InfoPro!B72),\"\",InfoPro!B72)","v":""},{"$f":"IF(ISBLANK(InfoPro!E72),\"\",InfoPro!E72)","v":""},{"$f":"IF(ISBLANK(InfoPro!N72),\"\",InfoPro!N72)","v":""},{"$f":"IF(ISBLANK(InfoPro!I72),\"\",YEAR(InfoPro!I72)-$J$2)","v":""},"",""]
[null,{"$f":"IF(ISBLANK(InfoPro!A73),\"\",InfoPro!A73)","v":""},{"$f":"IF(ISBLANK(InfoPro!B73),\"\",InfoPro!B73)","v":""},{"$f":"IF(ISBLANK(InfoPro!E73),\"\",InfoPro!E73)","v":""},{"$f":"IF(ISBLANK(InfoPro!N73),\"\",InfoPro!N73)","v":""},{"$f":"IF(ISBLANK(InfoPro!I73),\"\",YEAR(InfoPro!I73)-$J$2)","v":""},"",""]
[null,{"$f":"IF(ISBLANK(InfoPro!A74),\"\",InfoPro!A74)","v":""},{"$f":"IF(ISBLANK(InfoPro!B74),\"\",InfoPro!B74)","v":""},{"$f":"IF(ISBLANK(InfoPro!E74),\"\",InfoPro!E74)","v":""},{"$f":"IF(ISBLANK(InfoPro!N74),\"\",InfoPro!N74)","v":""},{"$f":"IF(ISBLANK(InfoPro!I74),\"\",YEAR(InfoPro!I74)-$J$2)","v":""},"",""]
[null,{"$f":"IF(ISBLANK(InfoPro!A75),\"\",InfoPro!A75)","v":""},{"$f":"IF(ISBLANK(InfoPro!B75),\"\",InfoPro!B75)","v":""},{"$f":"IF(ISBLANK(InfoPro!E75),\"\",InfoPro!E75)","v":""},{"$f":"IF(ISBLANK(InfoPro!N75),\"\",InfoPro!N75)","v":""},{"$f":"IF(ISBLANK(InfoPro!I75),\"\",YEAR(InfoPro!I75)-$J$2)","v":""},"",""]
[null,{"$f":"IF(ISBLANK(InfoPro!A76),\"\",InfoPro!A76)","v":""},{"$f":"IF(ISBLANK(InfoPro!B76),\"\",InfoPro!B76)","v":""},{"$f":"IF(ISBLANK(InfoPro!E76),\"\",InfoPro!E76)","v":""},{"$f":"IF(ISBLANK(InfoPro!N76),\"\",InfoPro!N76)","v":""},{"$f":"IF(ISBLANK(InfoPro!I76),\"\",YEAR(InfoPro!I76)-$J$2)","v":""},"",""]
[null,{"$f":"IF(ISBLANK(InfoPro!A77),\"\",InfoPro!A77)","v":""},{"$f":"IF(ISBLANK(InfoPro!B77),\"\",InfoPro!B77)","v":""},{"$f":"IF(ISBLANK(InfoPro!E77),\"\",InfoPro!E77)","v":""},{"$f":"IF(ISBLANK(InfoPro!N77),\"\",InfoPro!N77)","v":""},{"$f":"IF(ISBLANK(InfoPro!I77),\"\",YEAR(InfoPro!I77)-$J$2)","v":""},"",""]
[null,{"$f":"IF(ISBLANK(InfoPro!A78),\"\",InfoPro!A78)","v":""},{"$f":"IF(ISBLANK(InfoPro!B78),\"\",InfoPro!B78)","v":""},{"$f":"IF(ISBLANK(InfoPro!E78),\"\",InfoPro!E78)","v":""},{"$f":"IF(ISBLANK(InfoPro!N78),\"\",InfoPro!N78)","v":""},{"$f":"IF(ISBLANK(InfoPro!I78),\"\",YEAR(InfoPro!I78)-$J$2)","v":""},"",""]
[null,{"$f":"IF(ISBLANK(InfoPro!A79),\"\",InfoPro!A79)","v":""},{"$f":"IF(ISBLANK(InfoPro!B79),\"\",InfoPro!B79)","v":""},{"$f":"IF(ISBLANK(InfoPro!E79),\"\",InfoPro!E79)","v":""},{"$f":"IF(ISBLANK(InfoPro!N79),\"\",InfoPro!N79)","v":""},{"$f":"IF(ISBLANK(InfoPro!I79),\"\",YEAR(InfoPro!I79)-$J$2)","v":""},"",""]
[null,{"$f":"IF(ISBLANK(InfoPro!A80),\"\",InfoPro!A80)","v":""},{"$f":"IF(ISBLANK(InfoPro!B80),\"\",InfoPro!B80)","v":""},{"$f":"IF(ISBLANK(InfoPro!E80),\"\",InfoPro!E80)","v":""},{"$f":"IF(ISBLANK(InfoPro!N80),\"\",InfoPro!N80)","v":""},{"$f":"IF(ISBLANK(InfoPro!I80),\"\",YEAR(InfoPro!I80)-$J$2)","v":""},"",""]
[null,{"$f":"IF(ISBLANK(InfoPro!A81),\"\",InfoPro!A81)","v":""},{"$f":"IF(ISBLANK(InfoPro!B81),\"\",InfoPro!B81)","v":""},{"$f":"IF(ISBLANK(InfoPro!E81),\"\",InfoPro!E81)","v":""},{"$f":"IF(ISBLANK(InfoPro!N81),\"\",InfoPro!N81)","v":""},{"$f":"IF(ISBLANK(InfoPro!I81),\"\",YEAR(InfoPro!I81)-$J$2)","v":""},"",""]
[null,{"$f":"IF(ISBLANK(InfoPro!A82),\"\",InfoPro!A82)","v":""},{"$f":"IF(ISBLANK(InfoPro!B82),\"\",InfoPro!B82)","v":""},{"$f":"IF(ISBLANK(InfoPro!E82),\"\",InfoPro!E82)","v":""},{"$f":"IF(ISBLANK(InfoPro!N82),\"\",InfoPro!N82)","v":""},{"$f":"IF(ISBLANK(InfoPro!I82),\"\",YEAR(InfoPro!I82)-$J$2)","v":""},"",""]
[null,{"$f":"IF(ISBLANK(InfoPro!A83),\"\",InfoPro!A83)","v":""},{"$f":"IF(ISBLANK(InfoPro!B83),\"\",InfoPro!B83)","v":""},{"$f":"IF(ISBLANK(InfoPro!E83),\"\",InfoPro!E83)","v":""},{"$f":"IF(ISBLANK(InfoPro!N83),\"\",InfoPro!N83)","v":""},{"$f":"IF(ISBLANK(InfoPro!I83),\"\",YEAR(InfoPro!I83)-$J$2)","v":""},"",""]
[null,{"$f":"IF(ISBLANK(InfoPro!A84),\"\",InfoPro!A84)","v":""},{"$f":"IF(ISBLANK(InfoPro!B84),\"\",InfoPro!B84)","v":""},{"$f":"IF(ISBLANK(InfoPro!E84),\"\",InfoPro!E84)","v":""},{"$f":"IF(ISBLANK(InfoPro!N84),\"\",InfoPro!N84)","v":""},{"$f":"IF(ISBLANK(InfoPro!I84),\"\",YEAR(InfoPro!I84)-$J$2)","v":""},"",""]
[null,{"$f":"IF(ISBLANK(InfoPro!A85),\"\",InfoPro!A85)","v":""},{"$f":"IF(ISBLANK(InfoPro!B85),\"\",InfoPro!B85)","v":""},{"$f":"IF(ISBLANK(InfoPro!E85),\"\",InfoPro!E85)","v":""},{"$f":"IF(ISBLANK(InfoPro!N85),\"\",InfoPro!N85)","v":""},{"$f":"IF(ISBLANK(InfoPro!I85),\"\",YEAR(InfoPro!I85)-$J$2)","v":""},"",""]
[null,{"$f":"IF(ISBLANK(InfoPro!A86),\"\",InfoPro!A86)","v":""},{"$f":"IF(ISBLANK(InfoPro!B86),\"\",InfoPro!B86)","v":""},{"$f":"IF(ISBLANK(InfoPro!E86),\"\",InfoPro!E86)","v":""},{"$f":"IF(ISBLANK(InfoPro!N86),\"\",InfoPro!N86)","v":""},{"$f":"IF(ISBLANK(InfoPro!I86),\"\",YEAR(InfoPro!I86)-$J$2)","v":""},"",""]
[null,{"$f":"IF(ISBLANK(InfoPro!A87),\"\",InfoPro!A87)","v":""},{"$f":"IF(ISBLANK(InfoPro!B87),\"\",InfoPro!B87)","v":""},{"$f":"IF(ISBLANK(InfoPro!E87),\"\",InfoPro!E87)","v":""},{"$f":"IF(ISBLANK(InfoPro!N87),\"\",InfoPro!N87)","v":""},{"$f":"IF(ISBLANK(InfoPro!I87),\"\",YEAR(InfoPro!I87)-$J$2)","v":""},"",""]
[null,{"$f":"IF(ISBLANK(InfoPro!A88),\"\",InfoPro!A88)","v":""},{"$f":"IF(ISBLANK(InfoPro!B88),\"\",InfoPro!B88)","v":""},{"$f":"IF(ISBLANK(InfoPro!E88),\"\",InfoPro!E88)","v":""},{"$f":"IF(ISBLANK(InfoPro!N88),\"\",InfoPro!N88)","v":""},{"$f":"IF(ISBLANK(InfoPro!I88),\"\",YEAR(InfoPro!I88)-$J$2)","v":""},"",""]
[null,{"$f":"IF(ISBLANK(InfoPro!A89),\"\",InfoPro!A89)","v":""},{"$f":"IF(ISBLANK(InfoPro!B89),\"\",InfoPro!B89)","v":""},{"$f":"IF(ISBLANK(InfoPro!E89),\"\",InfoPro!E89)","v":""},{"$f":"IF(ISBLANK(InfoPro!N89),\"\",InfoPro!N89)","v":""},{"$f":"IF(ISBLANK(InfoPro!I89),\"\",YEAR(InfoPro!I89)-$J$2)","v":""},"",""]
[null,{"$f":"IF(ISBLANK(InfoPro!A90),\"\",InfoPro!A90)","v":""},{"$f":"IF(ISBLANK(InfoPro!B90),\"\",InfoPro!B90)","v":""},{"$f":"IF(ISBLANK(InfoPro!E90),\"\",InfoPro!E90)","v":""},{"$f":"IF(ISBLANK(InfoPro!N90),\"\",InfoPro!N90)","v":""},{"$f":"IF(ISBLANK(InfoPro!I90),\"\",YEAR(InfoPro!I90)-$J$2)","v":""},"",""]
[null,{"$f":"IF(ISBLANK(InfoPro!A91),\"\",InfoPro!A91)","v":""},{"$f":"IF(ISBLANK(InfoPro!B91),\"\",InfoPro!B91)","v":""},{"$f":"IF(ISBLANK(InfoPro!E91),\"\",InfoPro!E91)","v":""},{"$f":"IF(ISBLANK(InfoPro!N91),\"\",InfoPro!N91)","v":""},{"$f":"IF(ISBLANK(InfoPro!I91),\"\",YEAR(InfoPro!I91)-$J$2)","v":""},"",""]
[null,{"$f":"IF(ISBLANK(InfoPro!A92),\"\",InfoPro!A92)","v":""},{"$f":"IF(ISBLANK(InfoPro!B92),\"\",InfoPro!B92)","v":""},{"$f":"IF(ISBLANK(InfoPro!E92),\"\",InfoPro!E92)","v":""},{"$f":"IF(ISBLANK(InfoPro!N92),\"\",InfoPro!N92)","v":""},{"$f":"IF(ISBLANK(InfoPro!I92),\"\",YEAR(InfoPro!I92)-$J$2)","v":""},"",""]
[null,{"$f":"IF(ISBLANK(InfoPro!A93),\"\",InfoPro!A93)","v":""},{"$f":"IF(ISBLANK(InfoPro!B93),\"\",InfoPro!B93)","v":""},{"$f":"IF(ISBLANK(InfoPro!E93),\"\",InfoPro!E93)","v":""},{"$f":"IF(ISBLANK(InfoPro!N93),\"\",InfoPro!N93)","v":""},{"$f":"IF(ISBLANK(InfoPro!I93),\"\",YEAR(InfoPro!I93)-$J$2)","v":""},"",""]
[null,{"$f":"IF(ISBLANK(InfoPro!A94),\"\",InfoPro!A94)","v":""},{"$f":"IF(ISBLANK(InfoPro!B94),\"\",InfoPro!B94)","v":""},{"$f":"IF(ISBLANK(InfoPro!E94),\"\",InfoPro!E94)","v":""},{"$f":"IF(ISBLANK(InfoPro!N94),\"\",InfoPro!N94)","v":""},{"$f":"IF(ISBLANK(InfoPro!I94),\"\",YEAR(InfoPro!I94)-$J$2)","v":""},"",""]
[null,{"$f":"IF(ISBLANK(InfoPro!A95),\"\",InfoPro!A95)","v":""},{"$f":"IF(ISBLANK(InfoPro!B95),\"\",InfoPro!B95)","v":""},{"$f":"IF(ISBLANK(InfoPro!E95),\"\",InfoPro!E95)","v":""},{"$f":"IF(ISBLANK(InfoPro!N95),\"\",InfoPro!N95)","v":""},{"$f":"IF(ISBLANK(InfoPro!I95),\"\",YEAR(InfoPro!I95)-$J$2)","v":""},"",""]
[null,{"$f":"IF(ISBLANK(InfoPro!A96),\"\",InfoPro!A96)","v":""},{"$f":"IF(ISBLANK(InfoPro!B96),\"\",InfoPro!B96)","v":""},{"$f":"IF(ISBLANK(InfoPro!E96),\"\",InfoPro!E96)","v":""},{"$f":"IF(ISBLANK(InfoPro!N96),\"\",InfoPro!N96)","v":""},{"$f":"IF(ISBLANK(InfoPro!I96),\"\",YEAR(InfoPro!I96)-$J$2)","v":""},"",""]
[null,{"$f":"IF(ISBLANK(InfoPro!A97),\"\",InfoPro!A97)","v":""},{"$f":"IF(ISBLANK(InfoPro!B97),\"\",InfoPro!B97)","v":""},{"$f":"IF(ISBLANK(InfoPro!E97),\"\",InfoPro!E97)","v":""},{"$f":"IF(ISBLANK(InfoPro!N97),\"\",InfoPro!N97)","v":""},{"$f":"IF(ISBLANK(InfoPro!I97),\"\",YEAR(InfoPro!I97)-$J$2)","v":""},"",""]
[null,{"$f":"IF(ISBLANK(InfoPro!A98),\"\",InfoPro!A98)","v":""},{"$f":"IF(ISBLANK(InfoPro!B98),\"\",InfoPro!B98)","v":""},{"$f":"IF(ISBLANK(InfoPro!E98),\"\",InfoPro!E98)","v":""},{"$f":"IF(ISBLANK(InfoPro!N98),\"\",InfoPro!N98)","v":""},{"$f":"IF(ISBLANK(InfoPro!I98),\"\",YEAR(InfoPro!I98)-$J$2)","v":""},"",""]
[null,{"$f":"IF(ISBLANK(InfoPro!A99),\"\",InfoPro!A99)","v":""},{"$f":"IF(ISBLANK(InfoPro!B99),\"\",InfoPro!B99)","v":""},{"$f":"IF(ISBLANK(InfoPro!E99),\"\",InfoPro!E99)","v":""},{"$f":"IF(ISBLANK(InfoPro!N99),\"\",InfoPro!N99)","v":""},{"$f":"IF(ISBLANK(InfoPro!I99),\"\",YEAR(InfoPro!I99)-$J$2)","v":""},"",""]
[null,{"$f":"IF(ISBLANK(InfoPro!A100),\"\",InfoPro!A100)","v":""},{"$f":"IF(ISBLANK(InfoPro!B100),\"\",InfoPro!B100)","v":""},{"$f":"IF(ISBLANK(InfoPro!E100),\"\",InfoPro!E100)","v":""},{"$f":"IF(ISBLANK(InfoPro!N100),\"\",InfoPro!N100)","v":""},{"$f":"IF(ISBLANK(InfoPro!I100),\"\",YEAR(InfoPro!I100)-$J$2)","v":""},"",""]
[null,{"$f":"IF(ISBLANK(InfoPro!A101),\"\",InfoPro!A101)","v":""},{"$f":"IF(ISBLANK(InfoPro!B101),\"\",InfoPro!B101)","v":""},{"$f":"IF(ISBLANK(InfoPro!E101),\"\",InfoPro!E101)","v":""},{"$f":"IF(ISBLANK(InfoPro!N101),\"\",InfoPro!N101)","v":""},{"$f":"IF(ISBLANK(InfoPro!I101),\"\",YEAR(InfoPro!I101)-$J$2)","v":""},"",""]
[null,{"$f":"IF(ISBLANK(InfoPro!A102),\"\",InfoPro!A102)","v":""},{"$f":"IF(ISBLANK(InfoPro!B102),\"\",InfoPro!B102)","v":""},{"$f":"IF(ISBLANK(InfoPro!E102),\"\",InfoPro!E102)","v":""},{"$f":"IF(ISBLANK(InfoPro!N102),\"\",InfoPro!N102)","v":""},{"$f":"IF(ISBLANK(InfoPro!I102),\"\",YEAR(InfoPro!I102)-$J$2)","v":""},"",""]
[null,{"$f":"IF(ISBLANK(InfoPro!A103),\"\",InfoPro!A103)","v":""},{"$f":"IF(ISBLANK(InfoPro!B103),\"\",InfoPro!B103)","v":""},{"$f":"IF(ISBLANK(InfoPro!E103),\"\",InfoPro!E103)","v":""},{"$f":"IF(ISBLANK(InfoPro!N103),\"\",InfoPro!N103)","v":""},{"$f":"IF(ISBLANK(InfoPro!I103),\"\",YEAR(InfoPro!I103)-$J$2)","v":""},"",""]
[null,{"$f":"IF(ISBLANK(InfoPro!A104),\"\",InfoPro!A104)","v":""},{"$f":"IF(ISBLANK(InfoPro!B104),\"\",InfoPro!B104)","v":""},{"$f":"IF(ISBLANK(InfoPro!E104),\"\",InfoPro!E104)","v":""},{"$f":"IF(ISBLANK(InfoPro!N104),\"\",InfoPro!N104)","v":""},{"$f":"IF(ISBLANK(InfoPro!I104),\"\",YEAR(InfoPro!I104)-$J$2)","v":""},"",""]
[null,{"$f":"IF(ISBLANK(InfoPro!A105),\"\",InfoPro!A105)","v":""},{"$f":"IF(ISBLANK(InfoPro!B105),\"\",InfoPro!B105)","v":""},{"$f":"IF(ISBLANK(InfoPro!E105),\"\",InfoPro!E105)","v":""},{"$f":"IF(ISBLANK(InfoPro!N105),\"\",InfoPro!N105)","v":""},{"$f":"IF(ISBLANK(InfoPro!I105),\"\",YEAR(InfoPro!I105)-$J$2)","v":""},"",""]
[null,{"$f":"IF(ISBLANK(InfoPro!A106),\"\",InfoPro!A106)","v":""},{"$f":"IF(ISBLANK(InfoPro!B106),\"\",InfoPro!B106)","v":""},{"$f":"IF(ISBLANK(InfoPro!E106),\"\",InfoPro!E106)","v":""},{"$f":"IF(ISBLANK(InfoPro!N106),\"\",InfoPro!N106)","v":""},{"$f":"IF(ISBLANK(InfoPro!I106),\"\",YEAR(InfoPro!I106)-$J$2)","v":""},"",""]
[null,{"$f":"IF(ISBLANK(InfoPro!A107),\"\",InfoPro!A107)","v":""},{"$f":"IF(ISBLANK(InfoPro!B107),\"\",InfoPro!B107)","v":""},{"$f":"IF(ISBLANK(InfoPro!E107),\"\",InfoPro!E107)","v":""},{"$f":"IF(ISBLANK(InfoPro!N107),\"\",InfoPro!N107)","v":""},{"$f":"IF(ISBLANK(InfoPro!I107),\"\",YEAR(InfoPro!I107)-$J$2)","v":""},"",""]
[null,{"$f":"IF(ISBLANK(InfoPro!A108),\"\",InfoPro!A108)","v":""},{"$f":"IF(ISBLANK(InfoPro!B108),\"\",InfoPro!B108)","v":""},{"$f":"IF(ISBLANK(InfoPro!E108),\"\",InfoPro!E108)","v":""},{"$f":"IF(ISBLANK(InfoPro!N108),\"\",InfoPro!N108)","v":""},{"$f":"IF(ISBLANK(InfoPro!I108),\"\",YEAR(InfoPro!I108)-$J$2)","v":""},"",""]
[null,{"$f":"IF(ISBLANK(InfoPro!A109),\"\",InfoPro!A109)","v":""},{"$f":"IF(ISBLANK(InfoPro!B109),\"\",InfoPro!B109)","v":""},{"$f":"IF(ISBLANK(InfoPro!E109),\"\",InfoPro!E109)","v":""},{"$f":"IF(ISBLANK(InfoPro!N109),\"\",InfoPro!N109)","v":""},{"$f":"IF(ISBLANK(InfoPro!I109),\"\",YEAR(InfoPro!I109)-$J$2)","v":""},"",""]
[null,{"$f":"IF(ISBLANK(InfoPro!A110),\"\",InfoPro!A110)","v":""},{"$f":"IF(ISBLANK(InfoPro!B110),\"\",InfoPro!B110)","v":""},{"$f":"IF(ISBLANK(InfoPro!E110),\"\",InfoPro!E110)","v":""},{"$f":"IF(ISBLANK(InfoPro!N110),\"\",InfoPro!N110)","v":""},{"$f":"IF(ISBLANK(InfoPro!I110),\"\",YEAR(InfoPro!I110)-$J$2)","v":""},"",""]
[null,{"$f":"IF(ISBLANK(InfoPro!A111),\"\",InfoPro!A111)","v":""},{"$f":"IF(ISBLANK(InfoPro!B111),\"\",InfoPro!B111)","v":""},{"$f":"IF(ISBLANK(InfoPro!E111),\"\",InfoPro!E111)","v":""},{"$f":"IF(ISBLANK(InfoPro!N111),\"\",InfoPro!N111)","v":""},{"$f":"IF(ISBLANK(InfoPro!I111),\"\",YEAR(InfoPro!I111)-$J$2)","v":""},"",""]
[null,{"$f":"IF(ISBLANK(InfoPro!A112),\"\",InfoPro!A112)","v":""},{"$f":"IF(ISBLANK(InfoPro!B112),\"\",InfoPro!B112)","v":""},{"$f":"IF(ISBLANK(InfoPro!E112),\"\",InfoPro!E112)","v":""},{"$f":"IF(ISBLANK(InfoPro!N112),\"\",InfoPro!N112)","v":""},{"$f":"IF(ISBLANK(InfoPro!I112),\"\",YEAR(InfoPro!I112)-$J$2)","v":""},"",""]
[null,{"$f":"IF(ISBLANK(InfoPro!A113),\"\",InfoPro!A113)","v":""},{"$f":"IF(ISBLANK(InfoPro!B113),\"\",InfoPro!B113)","v":""},{"$f":"IF(ISBLANK(InfoPro!E113),\"\",InfoPro!E113)","v":""},{"$f":"IF(ISBLANK(InfoPro!N113),\"\",InfoPro!N113)","v":""},{"$f":"IF(ISBLANK(InfoPro!I113),\"\",YEAR(InfoPro!I113)-$J$2)","v":""},"",""]
[null,{"$f":"IF(ISBLANK(InfoPro!A114),\"\",InfoPro!A114)","v":""},{"$f":"IF(ISBLANK(InfoPro!B114),\"\",InfoPro!B114)","v":""},{"$f":"IF(ISBLANK(InfoPro!E114),\"\",InfoPro!E114)","v":""},{"$f":"IF(ISBLANK(InfoPro!N114),\"\",InfoPro!N114)","v":""},{"$f":"IF(ISBLANK(InfoPro!I114),\"\",YEAR(InfoPro!I114)-$J$2)","v":""},"",""]
[null,{"$f":"IF(ISBLANK(InfoPro!A115),\"\",InfoPro!A115)","v":""},{"$f":"IF(ISBLANK(InfoPro!B115),\"\",InfoPro!B115)","v":""},{"$f":"IF(ISBLANK(InfoPro!E115),\"\",InfoPro!E115)","v":""},{"$f":"IF(ISBLANK(InfoPro!N115),\"\",InfoPro!N115)","v":""},{"$f":"IF(ISBLANK(InfoPro!I115),\"\",YEAR(InfoPro!I115)-$J$2)","v":""},"",""]
[null,{"$f":"IF(ISBLANK(InfoPro!A116),\"\",InfoPro!A116)","v":""},{"$f":"IF(ISBLANK(InfoPro!B116),\"\",InfoPro!B116)","v":""},{"$f":"IF(ISBLANK(InfoPro!E116),\"\",InfoPro!E116)","v":""},{"$f":"IF(ISBLANK(InfoPro!N116),\"\",InfoPro!N116)","v":""},{"$f":"IF(ISBLANK(InfoPro!I116),\"\",YEAR(InfoPro!I116)-$J$2)","v":""},"",""]
[null,{"$f":"IF(ISBLANK(InfoPro!A117),\"\",InfoPro!A117)","v":""},{"$f":"IF(ISBLANK(InfoPro!B117),\"\",InfoPro!B117)","v":""},{"$f":"IF(ISBLANK(InfoPro!E117),\"\",InfoPro!E117)","v":""},{"$f":"IF(ISBLANK(InfoPro!N117),\"\",InfoPro!N117)","v":""},{"$f":"IF(ISBLANK(InfoPro!I117),\"\",YEAR(InfoPro!I117)-$J$2)","v":""},"",""]
[null,{"$f":"IF(ISBLANK(InfoPro!A118),\"\",InfoPro!A118)","v":""},{"$f":"IF(ISBLANK(InfoPro!B118),\"\",InfoPro!B118)","v":""},{"$f":"IF(ISBLANK(InfoPro!E118),\"\",InfoPro!E118)","v":""},{"$f":"IF(ISBLANK(InfoPro!N118),\"\",InfoPro!N118)","v":""},{"$f":"IF(ISBLANK(InfoPro!I118),\"\",YEAR(InfoPro!I118)-$J$2)","v":""},"",""]
[null,{"$f":"IF(ISBLANK(InfoPro!A119),\"\",InfoPro!A119)","v":""},{"$f":"IF(ISBLANK(InfoPro!B119),\"\",InfoPro!B119)","v":""},{"$f":"IF(ISBLANK(InfoPro!E119),\"\",InfoPro!E119)","v":""},{"$f":"IF(ISBLANK(InfoPro!N119),\"\",InfoPro!N119)","v":""},{"$f":"IF(ISBLANK(InfoPro!I119),\"\",YEAR(InfoPro!I119)-$J$2)","v":""},"",""]
[null,{"$f":"IF(ISBLANK(InfoPro!A120),\"\",InfoPro!A120)","v":""},{"$f":"IF(ISBLANK(InfoPro!B120),\"\",InfoPro!B120)","v":""},{"$f":"IF(ISBLANK(InfoPro!E120),\"\",InfoPro!E120)","v":""},{"$f":"IF(ISBLANK(InfoPro!N120),\"\",InfoPro!N120)","v":""},{"$f":"IF(ISBLANK(InfoPro!I120),\"\",YEAR(InfoPro!I120)-$J$2)","v":""},"",""]
[null,{"$f":"IF(ISBLANK(InfoPro!A121),\"\",InfoPro!A121)","v":""},{"$f":"IF(ISBLANK(InfoPro!B121),\"\",InfoPro!B121)","v":""},{"$f":"IF(ISBLANK(InfoPro!E121),\"\",InfoPro!E121)","v":""},{"$f":"IF(ISBLANK(InfoPro!N121),\"\",InfoPro!N121)","v":""},{"$f":"IF(ISBLANK(InfoPro!I121),\"\",YEAR(InfoPro!I121)-$J$2)","v":""},"",""]
[null,{"$f":"IF(ISBLANK(InfoPro!A122),\"\",InfoPro!A122)","v":""},{"$f":"IF(ISBLANK(InfoPro!B122),\"\",InfoPro!B122)","v":""},{"$f":"IF(ISBLANK(InfoPro!E122),\"\",InfoPro!E122)","v":""},{"$f":"IF(ISBLANK(InfoPro!N122),\"\",InfoPro!N122)","v":""},{"$f":"IF(ISBLANK(InfoPro!I122),\"\",YEAR(InfoPro!I122)-$J$2)","v":""},"",""]
[null,{"$f":"IF(ISBLANK(InfoPro!A123),\"\",InfoPro!A123)","v":""},{"$f":"IF(ISBLANK(InfoPro!B123),\"\",InfoPro!B123)","v":""},{"$f":"IF(ISBLANK(InfoPro!E123),\"\",InfoPro!E123)","v":""},{"$f":"IF(ISBLANK(InfoPro!N123),\"\",InfoPro!N123)","v":""},{"$f":"IF(ISBLANK(InfoPro!I123),\"\",YEAR(InfoPro!I123)-$J$2)","v":""},"",""]
[null,{"$f":"IF(ISBLANK(InfoPro!A124),\"\",InfoPro!A124)","v":""},{"$f":"IF(ISBLANK(InfoPro!B124),\"\",InfoPro!B124)","v":""},{"$f":"IF(ISBLANK(InfoPro!E124),\"\",InfoPro!E124)","v":""},{"$f":"IF(ISBLANK(InfoPro!N124),\"\",InfoPro!N124)","v":""},{"$f":"IF(ISBLANK(InfoPro!I124),\"\",YEAR(InfoPro!I124)-$J$2)","v":""},"",""]
[null,{"$f":"IF(ISBLANK(InfoPro!A125),\"\",InfoPro!A125)","v":""},{"$f":"IF(ISBLANK(InfoPro!B125),\"\",InfoPro!B125)","v":""},{"$f":"IF(ISBLANK(InfoPro!E125),\"\",InfoPro!E125)","v":""},{"$f":"IF(ISBLANK(InfoPro!N125),\"\",InfoPro!N125)","v":""},{"$f":"IF(ISBLANK(InfoPro!I125),\"\",YEAR(InfoPro!I125)-$J$2)","v":""},"",""]
[null,{"$f":"IF(ISBLANK(InfoPro!A126),\"\",InfoPro!A126)","v":""},{"$f":"IF(ISBLANK(InfoPro!B126),\"\",InfoPro!B126)","v":""},{"$f":"IF(ISBLANK(InfoPro!E126),\"\",InfoPro!E126)","v":""},{"$f":"IF(ISBLANK(InfoPro!N126),\"\",InfoPro!N126)","v":""},{"$f":"IF(ISBLANK(InfoPro!I126),\"\",YEAR(InfoPro!I126)-$J$2)","v":""},"",""]
[null,{"$f":"IF(ISBLANK(InfoPro!A127),\"\",InfoPro!A127)","v":""},{"$f":"IF(ISBLANK(InfoPro!B127),\"\",InfoPro!B127)","v":""},{"$f":"IF(ISBLANK(InfoPro!E127),\"\",InfoPro!E127)","v":""},{"$f":"IF(ISBLANK(InfoPro!N127),\"\",InfoPro!N127)","v":""},{"$f":"IF(ISBLANK(InfoPro!I127),\"\",YEAR(InfoPro!I127)-$J$2)","v":""},"",""]
[null,{"$f":"IF(ISBLANK(InfoPro!A128),\"\",InfoPro!A128)","v":""},{"$f":"IF(ISBLANK(InfoPro!B128),\"\",InfoPro!B128)","v":""},{"$f":"IF(ISBLANK(InfoPro!E128),\"\",InfoPro!E128)","v":""},{"$f":"IF(ISBLANK(InfoPro!N128),\"\",InfoPro!N128)","v":""},{"$f":"IF(ISBLANK(InfoPro!I128),\"\",YEAR(InfoPro!I128)-$J$2)","v":""},"",""]
[null,{"$f":"IF(ISBLANK(InfoPro!A129),\"\",InfoPro!A129)","v":""},{"$f":"IF(ISBLANK(InfoPro!B129),\"\",InfoPro!B129)","v":""},{"$f":"IF(ISBLANK(InfoPro!E129),\"\",InfoPro!E129)","v":""},{"$f":"IF(ISBLANK(InfoPro!N129),\"\",InfoPro!N129)","v":""},{"$f":"IF(ISBLANK(InfoPro!I129),\"\",YEAR(InfoPro!I129)-$J$2)","v":""},{"$f":"IF(E131=\"SI\",100,IF(E131=\"NO\",0,\"\"))","v":""},{"$f":"IF(G131=\"\",\"\",(G131))","v":""}]
[null,{"$f":"IF(ISBLANK(InfoPro!A130),\"\",InfoPro!A130)","v":""},{"$f":"IF(ISBLANK(InfoPro!B130),\"\",InfoPro!B130)","v":""},{"$f":"IF(ISBLANK(InfoPro!E130),\"\",InfoPro!E130)","v":""},{"$f":"IF(ISBLANK(InfoPro!N130),\"\",InfoPro!N130)","v":""},{"$f":"IF(ISBLANK(InfoPro!I130),\"\",YEAR(InfoPro!I130)-$J$2)","v":""},"",""]
[null,{"$f":"IF(ISBLANK(InfoPro!A131),\"\",InfoPro!A131)","v":""},{"$f":"IF(ISBLANK(InfoPro!B131),\"\",InfoPro!B131)","v":""},{"$f":"IF(ISBLANK(InfoPro!E131),\"\",InfoPro!E131)","v":""},{"$f":"IF(ISBLANK(InfoPro!N131),\"\",InfoPro!N131)","v":""},{"$f":"IF(ISBLANK(InfoPro!I131),\"\",YEAR(InfoPro!I131)-$J$2)","v":""},"",""]
[null,{"$f":"IF(ISBLANK(InfoPro!A132),\"\",InfoPro!A132)","v":""},{"$f":"IF(ISBLANK(InfoPro!B132),\"\",InfoPro!B132)","v":""},{"$f":"IF(ISBLANK(InfoPro!E132),\"\",InfoPro!E132)","v":""},{"$f":"IF(ISBLANK(InfoPro!N132),\"\",InfoPro!N132)","v":""},{"$f":"IF(ISBLANK(InfoPro!I132),\"\",YEAR(InfoPro!I132)-$J$2)","v":""},"",""]
[null,{"$f":"IF(ISBLANK(InfoPro!A133),\"\",InfoPro!A133)","v":""},{"$f":"IF(ISBLANK(InfoPro!B133),\"\",InfoPro!B133)","v":""},{"$f":"IF(ISBLANK(InfoPro!E133),\"\",InfoPro!E133)","v":""},{"$f":"IF(ISBLANK(InfoPro!N133),\"\",InfoPro!N133)","v":""},{"$f":"IF(ISBLANK(InfoPro!I133),\"\",YEAR(InfoPro!I133)-$J$2)","v":""},"",""]
[null,{"$f":"IF(ISBLANK(InfoPro!A134),\"\",InfoPro!A134)","v":""},{"$f":"IF(ISBLANK(InfoPro!B134),\"\",InfoPro!B134)","v":""},{"$f":"IF(ISBLANK(InfoPro!E134),\"\",InfoPro!E134)","v":""},{"$f":"IF(ISBLANK(InfoPro!N134),\"\",InfoPro!N134)","v":""},{"$f":"IF(ISBLANK(InfoPro!I134),\"\",YEAR(InfoPro!I134)-$J$2)","v":""},"",""]
[null,{"$f":"IF(ISBLANK(InfoPro!A135),\"\",InfoPro!A135)","v":""},{"$f":"IF(ISBLANK(InfoPro!B135),\"\",InfoPro!B135)","v":""},{"$f":"IF(ISBLANK(InfoPro!E135),\"\",InfoPro!E135)","v":""},{"$f":"IF(ISBLANK(InfoPro!N135),\"\",InfoPro!N135)","v":""},{"$f":"IF(ISBLANK(InfoPro!I135),\"\",YEAR(InfoPro!I135)-$J$2)","v":""},"",""]
[null,{"$f":"IF(ISBLANK(InfoPro!A136),\"\",InfoPro!A136)","v":""},{"$f":"IF(ISBLANK(InfoPro!B136),\"\",InfoPro!B136)","v":""},{"$f":"IF(ISBLANK(InfoPro!E136),\"\",InfoPro!E136)","v":""},{"$f":"IF(ISBLANK(InfoPro!N136),\"\",InfoPro!N136)","v":""},{"$f":"IF(ISBLANK(InfoPro!I136),\"\",YEAR(InfoPro!I136)-$J$2)","v":""},"",""]
[null,{"$f":"IF(ISBLANK(InfoPro!A137),\"\",InfoPro!A137)","v":""},{"$f":"IF(ISBLANK(InfoPro!B137),\"\",InfoPro!B137)","v":""},{"$f":"IF(ISBLANK(InfoPro!E137),\"\",InfoPro!E137)","v":""},{"$f":"IF(ISBLANK(InfoPro!N137),\"\",InfoPro!N137)","v":""},{"$f":"IF(ISBLANK(InfoPro!I137),\"\",YEAR(InfoPro!I137)-$J$2)","v":""},"",""]
[null,{"$f":"IF(ISBLANK(InfoPro!A138),\"\",InfoPro!A138)","v":""},{"$f":"IF(ISBLANK(InfoPro!B138),\"\",InfoPro!B138)","v":""},{"$f":"IF(ISBLANK(InfoPro!E138),\"\",InfoPro!E138)","v":""},{"$f":"IF(ISBLANK(InfoPro!N138),\"\",InfoPro!N138)","v":""},{"$f":"IF(ISBLANK(InfoPro!I138),\"\",YEAR(InfoPro!I138)-$J$2)","v":""},"",""]
[null,{"$f":"IF(ISBLANK(InfoPro!A139),\"\",InfoPro!A139)","v":""},{"$f":"IF(ISBLANK(InfoPro!B139),\"\",InfoPro!B139)","v":""},{"$f":"IF(ISBLANK(InfoPro!E139),\"\",InfoPro!E139)","v":""},{"$f":"IF(ISBLANK(InfoPro!N139),\"\",InfoPro!N139)","v":""},{"$f":"IF(ISBLANK(InfoPro!I139),\"\",YEAR(InfoPro!I139)-$J$2)","v":""},"",""]
[null,{"$f":"IF(ISBLANK(InfoPro!A140),\"\",InfoPro!A140)","v":""},{"$f":"IF(ISBLANK(InfoPro!B140),\"\",InfoPro!B140)","v":""},{"$f":"IF(ISBLANK(InfoPro!E140),\"\",InfoPro!E140)","v":""},{"$f":"IF(ISBLANK(InfoPro!N140),\"\",InfoPro!N140)","v":""},{"$f":"IF(ISBLANK(InfoPro!I140),\"\",YEAR(InfoPro!I140)-$J$2)","v":""},"",""]
[null,{"$f":"IF(ISBLANK(InfoPro!A141),\"\",InfoPro!A141)","v":""},{"$f":"IF(ISBLANK(InfoPro!B141),\"\",InfoPro!B141)","v":""},{"$f":"IF(ISBLANK(InfoPro!E141),\"\",InfoPro!E141)","v":""},{"$f":"IF(ISBLANK(InfoPro!N141),\"\",InfoPro!N141)","v":""},{"$f":"IF(ISBLANK(InfoPro!I141),\"\",YEAR(InfoPro!I141)-$J$2)","v":""},"",""]
[null,{"$f":"IF(ISBLANK(InfoPro!A142),\"\",InfoPro!A142)","v":""},{"$f":"IF(ISBLANK(InfoPro!B142),\"\",InfoPro!B142)","v":""},{"$f":"IF(ISBLANK(InfoPro!E142),\"\",InfoPro!E142)","v":""},{"$f":"IF(ISBLANK(InfoPro!N142),\"\",InfoPro!N142)","v":""},{"$f":"IF(ISBLANK(InfoPro!I142),\"\",YEAR(InfoPro!I142)-$J$2)","v":""},"",""]
[null,{"$f":"IF(ISBLANK(InfoPro!A143),\"\",InfoPro!A143)","v":""},{"$f":"IF(ISBLANK(InfoPro!B143),\"\",InfoPro!B143)","v":""},{"$f":"IF(ISBLANK(InfoPro!E143),\"\",InfoPro!E143)","v":""},{"$f":"IF(ISBLANK(InfoPro!N143),\"\",InfoPro!N143)","v":""},{"$f":"IF(ISBLANK(InfoPro!I143),\"\",YEAR(InfoPro!I143)-$J$2)","v":""},"",""]
[null,{"$f":"IF(ISBLANK(InfoPro!A144),\"\",InfoPro!A144)","v":""},{"$f":"IF(ISBLANK(InfoPro!B144),\"\",InfoPro!B144)","v":""},{"$f":"IF(ISBLANK(InfoPro!E144),\"\",InfoPro!E144)","v":""},{"$f":"IF(ISBLANK(InfoPro!N144),\"\",InfoPro!N144)","v":""},{"$f":"IF(ISBLANK(InfoPro!I144),\"\",YEAR(InfoPro!I144)-$J$2)","v":""},"",""]
[null,{"$f":"IF(ISBLANK(InfoPro!A145),\"\",InfoPro!A145)","v":""},{"$f":"IF(ISBLANK(InfoPro!B145),\"\",InfoPro!B145)","v":""},{"$f":"IF(ISBLANK(InfoPro!E145),\"\",InfoPro!E145)","v":""},{"$f":"IF(ISBLANK(InfoPro!N145),\"\",InfoPro!N145)","v":""},{"$f":"IF(ISBLANK(InfoPro!I145),\"\",YEAR(InfoPro!I145)-$J$2)","v":""},"",""]
[null,{"$f":"IF(ISBLANK(InfoPro!A146),\"\",InfoPro!A146)","v":""},{"$f":"IF(ISBLANK(InfoPro!B146),\"\",InfoPro!B146)","v":""},{"$f":"IF(ISBLANK(InfoPro!E146),\"\",InfoPro!E146)","v":""},{"$f":"IF(ISBLANK(InfoPro!N146),\"\",InfoPro!N146)","v":""},{"$f":"IF(ISBLANK(InfoPro!I146),\"\",YEAR(InfoPro!I146)-$J$2)","v":""},"",""]
[null,{"$f":"IF(ISBLANK(InfoPro!A147),\"\",InfoPro!A147)","v":""},{"$f":"IF(ISBLANK(InfoPro!B147),\"\",InfoPro!B147)","v":""},{"$f":"IF(ISBLANK(InfoPro!E147),\"\",InfoPro!E147)","v":""},{"$f":"IF(ISBLANK(InfoPro!N147),\"\",InfoPro!N147)","v":""},{"$f":"IF(ISBLANK(InfoPro!I147),\"\",YEAR(InfoPro!I147)-$J$2)","v":""},"",""]
[null,{"$f":"IF(ISBLANK(InfoPro!A148),\"\",InfoPro!A148)","v":""},{"$f":"IF(ISBLANK(InfoPro!B148),\"\",InfoPro!B148)","v":""},{"$f":"IF(ISBLANK(InfoPro!E148),\"\",InfoPro!E148)","v":""},{"$f":"IF(ISBLANK(InfoPro!N148),\"\",InfoPro!N148)","v":""},{"$f":"IF(ISBLANK(InfoPro!I148),\"\",YEAR(InfoPro!I148)-$J$2)","v":""},"",""]
[null,{"$f":"IF(ISBLANK(InfoPro!A149),\"\",InfoPro!A149)","v":""},{"$f":"IF(ISBLANK(InfoPro!B149),\"\",InfoPro!B149)","v":""},{"$f":"IF(ISBLANK(InfoPro!E149),\"\",InfoPro!E149)","v":""},{"$f":"IF(ISBLANK(InfoPro!N149),\"\",InfoPro!N149)","v":""},{"$f":"IF(ISBLANK(InfoPro!I149),\"\",YEAR(InfoPro!I149)-$J$2)","v":""},"",""]
[null,{"$f":"IF(ISBLANK(InfoPro!A150),\"\",InfoPro!A150)","v":""},{"$f":"IF(ISBLANK(InfoPro!B150),\"\",InfoPro!B150)","v":""},{"$f":"IF(ISBLANK(InfoPro!E150),\"\",InfoPro!E150)","v":""},{"$f":"IF(ISBLANK(InfoPro!N150),\"\",InfoPro!N150)","v":""},{"$f":"IF(ISBLANK(InfoPro!I150),\"\",YEAR(InfoPro!I150)-$J$2)","v":""},"",""]
[null,{"$f":"IF(ISBLANK(InfoPro!A151),\"\",InfoPro!A151)","v":""},{"$f":"IF(ISBLANK(InfoPro!B151),\"\",InfoPro!B151)","v":""},{"$f":"IF(ISBLANK(InfoPro!E151),\"\",InfoPro!E151)","v":""},{"$f":"IF(ISBLANK(InfoPro!N151),\"\",InfoPro!N151)","v":""},{"$f":"IF(ISBLANK(InfoPro!I151),\"\",YEAR(InfoPro!I151)-$J$2)","v":""},"",""]
[null,{"$f":"IF(ISBLANK(InfoPro!A152),\"\",InfoPro!A152)","v":""},{"$f":"IF(ISBLANK(InfoPro!B152),\"\",InfoPro!B152)","v":""},{"$f":"IF(ISBLANK(InfoPro!E152),\"\",InfoPro!E152)","v":""},{"$f":"IF(ISBLANK(InfoPro!N152),\"\",InfoPro!N152)","v":""},{"$f":"IF(ISBLANK(InfoPro!I152),\"\",YEAR(InfoPro!I152)-$J$2)","v":""},"",""]
[null,{"$f":"IF(ISBLANK(InfoPro!A153),\"\",InfoPro!A153)","v":""},{"$f":"IF(ISBLANK(InfoPro!B153),\"\",InfoPro!B153)","v":""},{"$f":"IF(ISBLANK(InfoPro!E153),\"\",InfoPro!E153)","v":""},{"$f":"IF(ISBLANK(InfoPro!N153),\"\",InfoPro!N153)","v":""},{"$f":"IF(ISBLANK(InfoPro!I153),\"\",YEAR(InfoPro!I153)-$J$2)","v":""},"",""]
[null,{"$f":"IF(ISBLANK(InfoPro!A154),\"\",InfoPro!A154)","v":""},{"$f":"IF(ISBLANK(InfoPro!B154),\"\",InfoPro!B154)","v":""},{"$f":"IF(ISBLANK(InfoPro!E154),\"\",InfoPro!E154)","v":""},{"$f":"IF(ISBLANK(InfoPro!N154),\"\",InfoPro!N154)","v":""},{"$f":"IF(ISBLANK(InfoPro!I154),\"\",YEAR(InfoPro!I154)-$J$2)","v":""},"",""]
[null,{"$f":"IF(ISBLANK(InfoPro!A155),\"\",InfoPro!A155)","v":""},{"$f":"IF(ISBLANK(InfoPro!B155),\"\",InfoPro!B155)","v":""},{"$f":"IF(ISBLANK(InfoPro!E155),\"\",InfoPro!E155)","v":""},{"$f":"IF(ISBLANK(InfoPro!N155),\"\",InfoPro!N155)","v":""},{"$f":"IF(ISBLANK(InfoPro!I155),\"\",YEAR(InfoPro!I155)-$J$2)","v":""},"",""]
[null,{"$f":"IF(ISBLANK(InfoPro!A156),\"\",InfoPro!A156)","v":""},{"$f":"IF(ISBLANK(InfoPro!B156),\"\",InfoPro!B156)","v":""},{"$f":"IF(ISBLANK(InfoPro!E156),\"\",InfoPro!E156)","v":""},{"$f":"IF(ISBLANK(InfoPro!N156),\"\",InfoPro!N156)","v":""},{"$f":"IF(ISBLANK(InfoPro!I156),\"\",YEAR(InfoPro!I156)-$J$2)","v":""},"",""]
[null,{"$f":"IF(ISBLANK(InfoPro!A157),\"\",InfoPro!A157)","v":""},{"$f":"IF(ISBLANK(InfoPro!B157),\"\",InfoPro!B157)","v":""},{"$f":"IF(ISBLANK(InfoPro!E157),\"\",InfoPro!E157)","v":""},{"$f":"IF(ISBLANK(InfoPro!N157),\"\",InfoPro!N157)","v":""},{"$f":"IF(ISBLANK(InfoPro!I157),\"\",YEAR(InfoPro!I157)-$J$2)","v":""},"",""]
[null,{"$f":"IF(ISBLANK(InfoPro!A158),\"\",InfoPro!A158)","v":""},{"$f":"IF(ISBLANK(InfoPro!B158),\"\",InfoPro!B158)","v":""},{"$f":"IF(ISBLANK(InfoPro!E158),\"\",InfoPro!E158)","v":""},{"$f":"IF(ISBLANK(InfoPro!N158),\"\",InfoPro!N158)","v":""},{"$f":"IF(ISBLANK(InfoPro!I158),\"\",YEAR(InfoPro!I158)-$J$2)","v":""},"",""]
[null,{"$f":"IF(ISBLANK(InfoPro!A159),\"\",InfoPro!A159)","v":""},{"$f":"IF(ISBLANK(InfoPro!B159),\"\",InfoPro!B159)","v":""},{"$f":"IF(ISBLANK(InfoPro!E159),\"\",InfoPro!E159)","v":""},{"$f":"IF(ISBLANK(InfoPro!N159),\"\",InfoPro!N159)","v":""},{"$f":"IF(ISBLANK(InfoPro!I159),\"\",YEAR(InfoPro!I159)-$J$2)","v":""},"",""]
[null,{"$f":"IF(ISBLANK(InfoPro!A160),\"\",InfoPro!A160)","v":""},{"$f":"IF(ISBLANK(InfoPro!B160),\"\",InfoPro!B160)","v":""},{"$f":"IF(ISBLANK(InfoPro!E160),\"\",InfoPro!E160)","v":""},{"$f":"IF(ISBLANK(InfoPro!N160),\"\",InfoPro!N160)","v":""},{"$f":"IF(ISBLANK(InfoPro!I160),\"\",YEAR(InfoPro!I160)-$J$2)","v":""},"",""]
[null,{"$f":"IF(ISBLANK(InfoPro!A161),\"\",InfoPro!A161)","v":""},{"$f":"IF(ISBLANK(InfoPro!B161),\"\",InfoPro!B161)","v":""},{"$f":"IF(ISBLANK(InfoPro!E161),\"\",InfoPro!E161)","v":""},{"$f":"IF(ISBLANK(InfoPro!N161),\"\",InfoPro!N161)","v":""},{"$f":"IF(ISBLANK(InfoPro!I161),\"\",YEAR(InfoPro!I161)-$J$2)","v":""},"",""]
[null,{"$f":"IF(ISBLANK(InfoPro!A162),\"\",InfoPro!A162)","v":""},{"$f":"IF(ISBLANK(InfoPro!B162),\"\",InfoPro!B162)","v":""},{"$f":"IF(ISBLANK(InfoPro!E162),\"\",InfoPro!E162)","v":""},{"$f":"IF(ISBLANK(InfoPro!N162),\"\",InfoPro!N162)","v":""},{"$f":"IF(ISBLANK(InfoPro!I162),\"\",YEAR(InfoPro!I162)-$J$2)","v":""},"",""]
[null,{"$f":"IF(ISBLANK(InfoPro!A163),\"\",InfoPro!A163)","v":""},{"$f":"IF(ISBLANK(InfoPro!B163),\"\",InfoPro!B163)","v":""},{"$f":"IF(ISBLANK(InfoPro!E163),\"\",InfoPro!E163)","v":""},{"$f":"IF(ISBLANK(InfoPro!N163),\"\",InfoPro!N163)","v":""},{"$f":"IF(ISBLANK(InfoPro!I163),\"\",YEAR(InfoPro!I163)-$J$2)","v":""},"",""]
[null,{"$f":"IF(ISBLANK(InfoPro!A164),\"\",InfoPro!A164)","v":""},{"$f":"IF(ISBLANK(InfoPro!B164),\"\",InfoPro!B164)","v":""},{"$f":"IF(ISBLANK(InfoPro!E164),\"\",InfoPro!E164)","v":""},{"$f":"IF(ISBLANK(InfoPro!N164),\"\",InfoPro!N164)","v":""},{"$f":"IF(ISBLANK(InfoPro!I164),\"\",YEAR(InfoPro!I164)-$J$2)","v":""},"",""]
[null,{"$f":"IF(ISBLANK(InfoPro!A165),\"\",InfoPro!A165)","v":""},{"$f":"IF(ISBLANK(InfoPro!B165),\"\",InfoPro!B165)","v":""},{"$f":"IF(ISBLANK(InfoPro!E165),\"\",InfoPro!E165)","v":""},{"$f":"IF(ISBLANK(InfoPro!N165),\"\",InfoPro!N165)","v":""},{"$f":"IF(ISBLANK(InfoPro!I165),\"\",YEAR(InfoPro!I165)-$J$2)","v":""},"",""]
[null,{"$f":"IF(ISBLANK(InfoPro!A166),\"\",InfoPro!A166)","v":""},{"$f":"IF(ISBLANK(InfoPro!B166),\"\",InfoPro!B166)","v":""},{"$f":"IF(ISBLANK(InfoPro!E166),\"\",InfoPro!E166)","v":""},{"$f":"IF(ISBLANK(InfoPro!N166),\"\",InfoPro!N166)","v":""},{"$f":"IF(ISBLANK(InfoPro!I166),\"\",YEAR(InfoPro!I166)-$J$2)","v":""},"",""]
[null,{"$f":"IF(ISBLANK(InfoPro!A167),\"\",InfoPro!A167)","v":""},{"$f":"IF(ISBLANK(InfoPro!B167),\"\",InfoPro!B167)","v":""},{"$f":"IF(ISBLANK(InfoPro!E167),\"\",InfoPro!E167)","v":""},{"$f":"IF(ISBLANK(InfoPro!N167),\"\",InfoPro!N167)","v":""},{"$f":"IF(ISBLANK(InfoPro!I167),\"\",YEAR(InfoPro!I167)-$J$2)","v":""},"",""]
[null,{"$f":"IF(ISBLANK(InfoPro!A168),\"\",InfoPro!A168)","v":""},{"$f":"IF(ISBLANK(InfoPro!B168),\"\",InfoPro!B168)","v":""},{"$f":"IF(ISBLANK(InfoPro!E168),\"\",InfoPro!E168)","v":""},{"$f":"IF(ISBLANK(InfoPro!N168),\"\",InfoPro!N168)","v":""},{"$f":"IF(ISBLANK(InfoPro!I168),\"\",YEAR(InfoPro!I168)-$J$2)","v":""},"",""]
[null,{"$f":"IF(ISBLANK(InfoPro!A169),\"\",InfoPro!A169)","v":""},{"$f":"IF(ISBLANK(InfoPro!B169),\"\",InfoPro!B169)","v":""},{"$f":"IF(ISBLANK(InfoPro!E169),\"\",InfoPro!E169)","v":""},{"$f":"IF(ISBLANK(InfoPro!N169),\"\",InfoPro!N169)","v":""},{"$f":"IF(ISBLANK(InfoPro!I169),\"\",YEAR(InfoPro!I169)-$J$2)","v":""},"",""]
[null,{"$f":"IF(ISBLANK(InfoPro!A170),\"\",InfoPro!A170)","v":""},{"$f":"IF(ISBLANK(InfoPro!B170),\"\",InfoPro!B170)","v":""},{"$f":"IF(ISBLANK(InfoPro!E170),\"\",InfoPro!E170)","v":""},{"$f":"IF(ISBLANK(InfoPro!N170),\"\",InfoPro!N170)","v":""},{"$f":"IF(ISBLANK(InfoPro!I170),\"\",YEAR(InfoPro!I170)-$J$2)","v":""},"",""]
[null,{"$f":"IF(ISBLANK(InfoPro!A171),\"\",InfoPro!A171)","v":""},{"$f":"IF(ISBLANK(InfoPro!B171),\"\",InfoPro!B171)","v":""},{"$f":"IF(ISBLANK(InfoPro!E171),\"\",InfoPro!E171)","v":""},{"$f":"IF(ISBLANK(InfoPro!N171),\"\",InfoPro!N171)","v":""},{"$f":"IF(ISBLANK(InfoPro!I171),\"\",YEAR(InfoPro!I171)-$J$2)","v":""},"",""]
[null,{"$f":"IF(ISBLANK(InfoPro!A172),\"\",InfoPro!A172)","v":""},{"$f":"IF(ISBLANK(InfoPro!B172),\"\",InfoPro!B172)","v":""},{"$f":"IF(ISBLANK(InfoPro!E172),\"\",InfoPro!E172)","v":""},{"$f":"IF(ISBLANK(InfoPro!N172),\"\",InfoPro!N172)","v":""},{"$f":"IF(ISBLANK(InfoPro!I172),\"\",YEAR(InfoPro!I172)-$J$2)","v":""},"",""]
[null,{"$f":"IF(ISBLANK(InfoPro!A173),\"\",InfoPro!A173)","v":""},{"$f":"IF(ISBLANK(InfoPro!B173),\"\",InfoPro!B173)","v":""},{"$f":"IF(ISBLANK(InfoPro!E173),\"\",InfoPro!E173)","v":""},{"$f":"IF(ISBLANK(InfoPro!N173),\"\",InfoPro!N173)","v":""},{"$f":"IF(ISBLANK(InfoPro!I173),\"\",YEAR(InfoPro!I173)-$J$2)","v":""},"",""]
[null,{"$f":"IF(ISBLANK(InfoPro!A174),\"\",InfoPro!A174)","v":""},{"$f":"IF(ISBLANK(InfoPro!B174),\"\",InfoPro!B174)","v":""},{"$f":"IF(ISBLANK(InfoPro!E174),\"\",InfoPro!E174)","v":""},{"$f":"IF(ISBLANK(InfoPro!N174),\"\",InfoPro!N174)","v":""},{"$f":"IF(ISBLANK(InfoPro!I174),\"\",YEAR(InfoPro!I174)-$J$2)","v":""},"",""]
[null,{"$f":"IF(ISBLANK(InfoPro!A175),\"\",InfoPro!A175)","v":""},{"$f":"IF(ISBLANK(InfoPro!B175),\"\",InfoPro!B175)","v":""},{"$f":"IF(ISBLANK(InfoPro!E175),\"\",InfoPro!E175)","v":""},{"$f":"IF(ISBLANK(InfoPro!N175),\"\",InfoPro!N175)","v":""},{"$f":"IF(ISBLANK(InfoPro!I175),\"\",YEAR(InfoPro!I175)-$J$2)","v":""},"",""]
[null,{"$f":"IF(ISBLANK(InfoPro!A176),\"\",InfoPro!A176)","v":""},{"$f":"IF(ISBLANK(InfoPro!B176),\"\",InfoPro!B176)","v":""},{"$f":"IF(ISBLANK(InfoPro!E176),\"\",InfoPro!E176)","v":""},{"$f":"IF(ISBLANK(InfoPro!N176),\"\",InfoPro!N176)","v":""},{"$f":"IF(ISBLANK(InfoPro!I176),\"\",YEAR(InfoPro!I176)-$J$2)","v":""},"",""]
[null,{"$f":"IF(ISBLANK(InfoPro!A177),\"\",InfoPro!A177)","v":""},{"$f":"IF(ISBLANK(InfoPro!B177),\"\",InfoPro!B177)","v":""},{"$f":"IF(ISBLANK(InfoPro!E177),\"\",InfoPro!E177)","v":""},{"$f":"IF(ISBLANK(InfoPro!N177),\"\",InfoPro!N177)","v":""},{"$f":"IF(ISBLANK(InfoPro!I177),\"\",YEAR(InfoPro!I177)-$J$2)","v":""},"",""]
[null,{"$f":"IF(ISBLANK(InfoPro!A178),\"\",InfoPro!A178)","v":""},{"$f":"IF(ISBLANK(InfoPro!B178),\"\",InfoPro!B178)","v":""},{"$f":"IF(ISBLANK(InfoPro!E178),\"\",InfoPro!E178)","v":""},{"$f":"IF(ISBLANK(InfoPro!N178),\"\",InfoPro!N178)","v":""},{"$f":"IF(ISBLANK(InfoPro!I178),\"\",YEAR(InfoPro!I178)-$J$2)","v":""},"",""]
[null,{"$f":"IF(ISBLANK(InfoPro!A179),\"\",InfoPro!A179)","v":""},{"$f":"IF(ISBLANK(InfoPro!B179),\"\",InfoPro!B179)","v":""},{"$f":"IF(ISBLANK(InfoPro!E179),\"\",InfoPro!E179)","v":""},{"$f":"IF(ISBLANK(InfoPro!N179),\"\",InfoPro!N179)","v":""},{"$f":"IF(ISBLANK(InfoPro!I179),\"\",YEAR(InfoPro!I179)-$J$2)","v":""},"",""]
[null,{"$f":"IF(ISBLANK(InfoPro!A180),\"\",InfoPro!A180)","v":""},{"$f":"IF(ISBLANK(InfoPro!B180),\"\",InfoPro!B180)","v":""},{"$f":"IF(ISBLANK(InfoPro!E180),\"\",InfoPro!E180)","v":""},{"$f":"IF(ISBLANK(InfoPro!N180),\"\",InfoPro!N180)","v":""},{"$f":"IF(ISBLANK(InfoPro!I180),\"\",YEAR(InfoPro!I180)-$J$2)","v":""},"",""]
[null,{"$f":"IF(ISBLANK(InfoPro!A181),\"\",InfoPro!A181)","v":""},{"$f":"IF(ISBLANK(InfoPro!B181),\"\",InfoPro!B181)","v":""},{"$f":"IF(ISBLANK(InfoPro!E181),\"\",InfoPro!E181)","v":""},{"$f":"IF(ISBLANK(InfoPro!N181),\"\",InfoPro!N181)","v":""},{"$f":"IF(ISBLANK(InfoPro!I181),\"\",YEAR(InfoPro!I181)-$J$2)","v":""},"",""]
[null,{"$f":"IF(ISBLANK(InfoPro!A182),\"\",InfoPro!A182)","v":""},{"$f":"IF(ISBLANK(InfoPro!B182),\"\",InfoPro!B182)","v":""},{"$f":"IF(ISBLANK(InfoPro!E182),\"\",InfoPro!E182)","v":""},{"$f":"IF(ISBLANK(InfoPro!N182),\"\",InfoPro!N182)","v":""},{"$f":"IF(ISBLANK(InfoPro!I182),\"\",YEAR(InfoPro!I182)-$J$2)","v":""},"",""]
[null,{"$f":"IF(ISBLANK(InfoPro!A183),\"\",InfoPro!A183)","v":""},{"$f":"IF(ISBLANK(InfoPro!B183),\"\",InfoPro!B183)","v":""},{"$f":"IF(ISBLANK(InfoPro!E183),\"\",InfoPro!E183)","v":""},{"$f":"IF(ISBLANK(InfoPro!N183),\"\",InfoPro!N183)","v":""},{"$f":"IF(ISBLANK(InfoPro!I183),\"\",YEAR(InfoPro!I183)-$J$2)","v":""},"",""]
[null,{"$f":"IF(ISBLANK(InfoPro!A184),\"\",InfoPro!A184)","v":""},{"$f":"IF(ISBLANK(InfoPro!B184),\"\",InfoPro!B184)","v":""},{"$f":"IF(ISBLANK(InfoPro!E184),\"\",InfoPro!E184)","v":""},{"$f":"IF(ISBLANK(InfoPro!N184),\"\",InfoPro!N184)","v":""},{"$f":"IF(ISBLANK(InfoPro!I184),\"\",YEAR(InfoPro!I184)-$J$2)","v":""},"",""]
[null,{"$f":"IF(ISBLANK(InfoPro!A185),\"\",InfoPro!A185)","v":""},{"$f":"IF(ISBLANK(InfoPro!B185),\"\",InfoPro!B185)","v":""},{"$f":"IF(ISBLANK(InfoPro!E185),\"\",InfoPro!E185)","v":""},{"$f":"IF(ISBLANK(InfoPro!N185),\"\",InfoPro!N185)","v":""},{"$f":"IF(ISBLANK(InfoPro!I185),\"\",YEAR(InfoPro!I185)-$J$2)","v":""},"",""]

{"sheet":"EC-RE","index":4,"n_rows":202,"n_cols":26,"rows_kept":202,"cut":false,"hidden":false,"merged":[]}
[]
[]
[null,"Factor emisiones sistema",0.12728300000000001,"Ton/MWh",null,"Año de Referencia",2023]
[null,"Tasa de descuento",0.11799999999999999,null,null,"Mínimo",{"$f":"MIN(Z9:Z400)","v":0}]
[null,"Costo emisiones Ton",91.94,"USD/Ton"]
[null,"TRM",4070,"COP/USD"]
[null,null,null,null,null,null,null,null,null,0,1,2,3,4,5,6,7,8,9,10,11,12,13,14]
["Codigo","Nombre","capacidad","tipo","Año de entrada","FP","Factor emisiones","Produccion media/a MWh/a","Emisiones evitadas Ton/a","Flujo Descontado 0","Flujo Descontado 1","Flujo Descontado 2","Flujo Descontado 3","Flujo Descontado 4","Flujo Descontado 5","Flujo Descontado 6","Flujo Descontado 7","Flujo Descontado 8","Flujo Descontado 9","Flujo Descontado 10","Flujo Descontado 11","Flujo Descontado 12","Flujo Descontado 13","Flujo Descontado 14","VPN","(Beneficio)/kW"]
[{"$f":"IF(ISBLANK(InfoPro!A2),\"\",InfoPro!A2)","v":"SC_7_A2"},{"$f":"IF(ISBLANK(InfoPro!B2),\"\",InfoPro!B2)","v":"PSFV TONCHALÁ 19.9MW"},{"$f":"IF(ISBLANK(InfoPro!E2),\"\",InfoPro!E2)","v":19.899999999999999},{"$f":"IF(ISBLANK(InfoPro!F2),\"\",InfoPro!F2)","v":"Solar FV"},{"$f":"IF(ISBLANK(InfoPro!I2),\"\",YEAR(InfoPro!I2)-$G$3)","v":3},{"$f":"IF(B9=\"\",\"\",VLOOKUP(D9,Tablas!$B$2:$E$13,2,FALSE))","v":0.26},{"$f":"IF(B9=\"\",\"\",VLOOKUP(D9,Tablas!$B$2:$G$13,6,FALSE))","v":0},{"$f":"IF(C9=\"\",\"\",+C9*F9*24*365)","v":45324.24},{"$f":"IF(H9=\"\",\"\",+H9*($C$3-G9))","v":5769.0052399200003},{"$f":"IF($I9=\"\",\"\",(1/(1+$C$4)^(J$7+$E9))*$I9*$C$5)","v":379559.63662357756},{"$f":"IF($I9=\"\",\"\",(1/(1+$C$4)^(K$7+$E9))*$I9*$C$5)","v":339498.78052198351},303666.17220213194,271615.53864233627,242947.70898241174,217305.64309696935,194369.98488101017,173855.08486673539,155505.44263572042,139092.52471889125,124411.91835321223,111280.78564688035,99535.58644622573,89030.041544030144,79633.310862280996,{"$f":"IF(X9=\"\",\"\",SUM(J9:X9)*$C$6)","v":11889724211.299295},{"$f":"IF(C9=0,0,IF(Y9=\"\",\"\",Y9/(C9*1000)))","v":597473.57845725107}]
[{"$f":"IF(ISBLANK(InfoPro!A3),\"\",InfoPro!A3)","v":"SC_7_A1"},{"$f":"IF(ISBLANK(InfoPro!B3),\"\",InfoPro!B3)","v":"PSFV TONCHALÁ 19.9MW"},{"$f":"IF(ISBLANK(InfoPro!E3),\"\",InfoPro!E3)","v":19.899999999999999},{"$f":"IF(ISBLANK(InfoPro!F3),\"\",InfoPro!F3)","v":"Solar FV"},{"$f":"IF(ISBLANK(InfoPro!I3),\"\",YEAR(InfoPro!I3)-$G$3)","v":3},{"$f":"IF(B10=\"\",\"\",VLOOKUP(D10,Tablas!$B$2:$E$13,2,FALSE))","v":0.26},{"$f":"IF(B10=\"\",\"\",VLOOKUP(D10,Tablas!$B$2:$G$13,6,FALSE))","v":0},{"$f":"IF(C10=\"\",\"\",+C10*F10*24*365)","v":45324.24},{"$f":"IF(H10=\"\",\"\",+H10*($C$3-G10))","v":5769.0052399200003},379559.63662357756,339498.78052198351,303666.17220213194,271615.53864233627,242947.70898241174,217305.64309696935,194369.98488101017,173855.08486673539,155505.44263572042,139092.52471889125,124411.91835321223,111280.78564688035,99535.58644622573,89030.041544030144,79633.310862280996,{"$f":"IF(X10=\"\",\"\",SUM(J10:X10)*$C$6)","v":11889724211.299295},{"$f":"IF(C10=0,0,IF(Y10=\"\",\"\",Y10/(C10*1000)))","v":597473.57845725107}]
[{"$f":"IF(ISBLANK(InfoPro!A4),\"\",InfoPro!A4)","v":"SC_38_A2"},{"$f":"IF(ISBLANK(InfoPro!B4),\"\",InfoPro!B4)","v":"SOLENERGY NORTE"},{"$f":"IF(ISBLANK(InfoPro!E4),\"\",InfoPro!E4)","v":40},{"$f":"IF(ISBLANK(InfoPro!F4),\"\",InfoPro!F4)","v":"Solar FV"},{"$f":"IF(ISBLANK(InfoPro!I4),\"\",YEAR(InfoPro!I4)-$G$3)","v":2},{"$f":"IF(B11=\"\",\"\",VLOOKUP(D11,Tablas!$B$2:$E$13,2,FALSE))","v":0.26},{"$f":"IF(B11=\"\",\"\",VLOOKUP(D11,Tablas!$B$2:$G$13,6,FALSE))","v":0},{"$f":"IF(C11=\"\",\"\",+C11*F11*24*365)","v":91104.000000000015},11595.990432000002,852960.14823147666,762933.94296196511,682409.60908941412,610384.26573292864,545960.88169313839,488337.1034822347,436795.26250647113,390693.43694675417,349457.45701856364,312573.75404164911,279582.96425907797,250074.20774515023,223679.97114950826,200071.53054517737,178954.857374935,26719018428.608273,667975.46071520681]
[{"$f":"IF(ISBLANK(InfoPro!A5),\"\",InfoPro!A5)","v":"SC_38_A1 \n"},{"$f":"IF(ISBLANK(InfoPro!B5),\"\",InfoPro!B5)","v":"SOLENERGY NORTE"},{"$f":"IF(ISBLANK(InfoPro!E5),\"\",InfoPro!E5)","v":40},{"$f":"IF(ISBLANK(InfoPro!F5),\"\",InfoPro!F5)","v":"Solar FV"},{"$f":"IF(ISBLANK(InfoPro!I5),\"\",YEAR(InfoPro!I5)-$G$3)","v":2},{"$f":"IF(B12=\"\",\"\",VLOOKUP(D12,Tablas!$B$2:$E$13,2,FALSE))","v":0.26},{"$f":"IF(B12=\"\",\"\",VLOOKUP(D12,Tablas!$B$2:$G$13,6,FALSE))","v":0},91104.000000000015,11595.990432000002,852960.14823147666,762933.94296196511,682409.60908941412,610384.26573292864,545960.88169313839,488337.1034822347,436795.26250647113,390693.43694675417,349457.45701856364,312573.75404164911,279582.96425907797,250074.20774515023,223679.97114950826,200071.53054517737,178954.857374935,26719018428.608273,667975.46071520681]
[{"$f":"IF(ISBLANK(InfoPro!A6),\"\",InfoPro!A6)","v":"SC_485_A2"},{"$f":"IF(ISBLANK(InfoPro!B6),\"\",InfoPro!B6)","v":"Pradera - 40 MW"},{"$f":"IF(ISBLANK(InfoPro!E6),\"\",InfoPro!E6)","v":40},{"$f":"IF(ISBLANK(InfoPro!F6),\"\",InfoPro!F6)","v":"Solar FV"},{"$f":"IF(ISBLANK(InfoPro!I6),\"\",YEAR(InfoPro!I6)-$G$3)","v":2},{"$f":"IF(B13=\"\",\"\",VLOOKUP(D13,Tablas!$B$2:$E$13,2,FALSE))","v":0.26},{"$f":"IF(B13=\"\",\"\",VLOOKUP(D13,Tablas!$B$2:$G$13,6,FALSE))","v":0},91104.000000000015,11595.990432000002,852960.14823147666,762933.94296196511,682409.60908941412,610384.26573292864,545960.88169313839,488337.1034822347,436795.26250647113,390693.43694675417,349457.45701856364,312573.75404164911,279582.96425907797,250074.20774515023,223679.97114950826,200071.53054517737,178954.857374935,26719018428.608273,667975.46071520681]
[{"$f":"IF(ISBLANK(InfoPro!A7),\"\",InfoPro!A7)","v":"SC_488_A2"},{"$f":"IF(ISBLANK(InfoPro!B7),\"\",InfoPro!B7)","v":"Frontera - 50 MW"},{"$f":"IF(ISBLANK(InfoPro!E7),\"\",InfoPro!E7)","v":50},{"$f":"IF(ISBLANK(InfoPro!F7),\"\",InfoPro!F7)","v":"Solar FV"},{"$f":"IF(ISBLANK(InfoPro!I7),\"\",YEAR(InfoPro!I7)-$G$3)","v":2},{"$f":"IF(B14=\"\",\"\",VLOOKUP(D14,Tablas!$B$2:$E$13,2,FALSE))","v":0.26},{"$f":"IF(B14=\"\",\"\",VLOOKUP(D14,Tablas!$B$2:$G$13,6,FALSE))","v":0},113880,14494.98804,1066200.1852893457,953667.42870245606,853012.01136176754,762980.33216616069,682451.10211642284,610421.37935279321,545994.07813308877,488366.79618344258,436821.82127320446,390717.19255206129,349478.70532384736,312592.75968143775,279599.96393688529,250089.41318147167,223693.57171866871,33398773035.760323,667975.46071520646]
[{"$f":"IF(ISBLANK(InfoPro!A8),\"\",InfoPro!A8)","v":"SC_488_A1 \n"},{"$f":"IF(ISBLANK(InfoPro!B8),\"\",InfoPro!B8)","v":"Frontera - 50 MW"},{"$f":"IF(ISBLANK(InfoPro!E8),\"\",InfoPro!E8)","v":50},{"$f":"IF(ISBLANK(InfoPro!F8),\"\",InfoPro!F8)","v":"Solar FV"},{"$f":"IF(ISBLANK(InfoPro!I8),\"\",YEAR(InfoPro!I8)-$G$3)","v":2},{"$f":"IF(B15=\"\",\"\",VLOOKUP(D15,Tablas!$B$2:$E$13,2,FALSE))","v":0.26},{"$f":"IF(B15=\"\",\"\",VLOOKUP(D15,Tablas!$B$2:$G$13,6,FALSE))","v":0},113880,14494.98804,1066200.1852893457,953667.42870245606,853012.01136176754,762980.33216616069,682451.10211642284,610421.37935279321,545994.07813308877,488366.79618344258,436821.82127320446,390717.19255206129,349478.70532384736,312592.75968143775,279599.96393688529,250089.41318147167,223693.57171866871,33398773035.760323,667975.46071520646]
[{"$f":"IF(ISBLANK(InfoPro!A9),\"\",InfoPro!A9)","v":"SC_485_A1"},{"$f":"IF(ISBLANK(InfoPro!B9),\"\",InfoPro!B9)","v":"Pradera - 40 MW"},{"$f":"IF(ISBLANK(InfoPro!E9),\"\",InfoPro!E9)","v":40},{"$f":"IF(ISBLANK(InfoPro!F9),\"\",InfoPro!F9)","v":"Solar FV"},{"$f":"IF(ISBLANK(InfoPro!I9),\"\",YEAR(InfoPro!I9)-$G$3)","v":2},{"$f":"IF(B16=\"\",\"\",VLOOKUP(D16,Tablas!$B$2:$E$13,2,FALSE))","v":0.26},{"$f":"IF(B16=\"\",\"\",VLOOKUP(D16,Tablas!$B$2:$G$13,6,FALSE))","v":0},91104.000000000015,11595.990432000002,852960.14823147666,762933.94296196511,682409.60908941412,610384.26573292864,545960.88169313839,488337.1034822347,436795.26250647113,390693.43694675417,349457.45701856364,312573.75404164911,279582.96425907797,250074.20774515023,223679.97114950826,200071.53054517737,178954.857374935,26719018428.608273,667975.46071520681]
[{"$f":"IF(ISBLANK(InfoPro!A10),\"\",InfoPro!A10)","v":"SC_767_A2"},{"$f":"IF(ISBLANK(InfoPro!B10),\"\",InfoPro!B10)","v":"Parque Solar Fotovoltaico Alcaraván"},{"$f":"IF(ISBLANK(InfoPro!E10),\"\",InfoPro!E10)","v":79.599999999999994},{"$f":"IF(ISBLANK(InfoPro!F10),\"\",InfoPro!F10)","v":"Solar FV"},{"$f":"IF(ISBLANK(InfoPro!I10),\"\",YEAR(InfoPro!I10)-$G$3)","v":2},{"$f":"IF(B17=\"\",\"\",VLOOKUP(D17,Tablas!$B$2:$E$13,2,FALSE))","v":0.26},{"$f":"IF(B17=\"\",\"\",VLOOKUP(D17,Tablas!$B$2:$G$13,6,FALSE))","v":0},181296.96,23076.020959680001,1697390.6949806383,1518238.5464943103,1357995.1220879341,1214664.6888085278,1086462.1545693451,971790.83592964697,869222.57238787739,777479.93952404067,695420.33946694154,622021.77054288168,556370.09887556499,497647.6734128489,445123.1425875214,398142.34578490292,356120.16617612058,53170846672.930458,667975.46071520681]
[{"$f":"IF(ISBLANK(InfoPro!A11),\"\",InfoPro!A11)","v":"SC_767_A1"},{"$f":"IF(ISBLANK(InfoPro!B11),\"\",InfoPro!B11)","v":"Parque Solar Fotovoltaico Alcaraván"},{"$f":"IF(ISBLANK(InfoPro!E11),\"\",InfoPro!E11)","v":79.599999999999994},{"$f":"IF(ISBLANK(InfoPro!F11),\"\",InfoPro!F11)","v":"Solar FV"},{"$f":"IF(ISBLANK(InfoPro!I11),\"\",YEAR(InfoPro!I11)-$G$3)","v":2},{"$f":"IF(B18=\"\",\"\",VLOOKUP(D18,Tablas!$B$2:$E$13,2,FALSE))","v":0.26},{"$f":"IF(B18=\"\",\"\",VLOOKUP(D18,Tablas!$B$2:$G$13,6,FALSE))","v":0},181296.96,23076.020959680001,1697390.6949806383,1518238.5464943103,1357995.1220879341,1214664.6888085278,1086462.1545693451,971790.83592964697,869222.57238787739,777479.93952404067,695420.33946694154,622021.77054288168,556370.09887556499,497647.6734128489,445123.1425875214,398142.34578490292,356120.16617612058,53170846672.930458,667975.46071520681]
[{"$f":"IF(ISBLANK(InfoPro!A12),\"\",InfoPro!A12)","v":"SC_417_A2"},{"$f":"IF(ISBLANK(InfoPro!B12),\"\",InfoPro!B12)","v":"PCH PANACEA II"},{"$f":"IF(ISBLANK(InfoPro!E12),\"\",InfoPro!E12)","v":7},{"$f":"IF(ISBLANK(InfoPro!F12),\"\",InfoPro!F12)","v":"PCH"},{"$f":"IF(ISBLANK(InfoPro!I12),\"\",YEAR(InfoPro!I12)-$G$3)","v":3},{"$f":"IF(B19=\"\",\"\",VLOOKUP(D19,Tablas!$B$2:$E$13,2,FALSE))","v":0.54},{"$f":"IF(B19=\"\",\"\",VLOOKUP(D19,Tablas!$B$2:$G$13,6,FALSE))","v":0},33112.800000000003,4214.6965224000005,{"$f":"IF($I19=\"\",\"\",(1/(1+$C$4)^(J$7+$E19))*$I19*$C$5)","v":277297.14465348341},248029.64638057552,221851.20427600676,198435.78200000603,177491.75491950451,158758.27810331353,142002.03765949333,127014.34495482408,113608.53752667631,101617.65431724177,90892.356276602673,81299.066437032816,72718.306294304843,65043.207776659066,58178.182268925826,8686346640.647728,1240906.6629496755]
[{"$f":"IF(ISBLANK(InfoPro!A13),\"\",InfoPro!A13)","v":"SC_966_A1"},{"$f":"IF(ISBLANK(InfoPro!B13),\"\",InfoPro!B13)","v":"PROYECTO SOLAR FOTOVOLTAICA MORITAS DE 9,9MW"},{"$f":"IF(ISBLANK(InfoPro!E13),\"\",InfoPro!E13)","v":9.9},{"$f":"IF(ISBLANK(InfoPro!F13),\"\",InfoPro!F13)","v":"Solar FV"},{"$f":"IF(ISBLANK(InfoPro!I13),\"\",YEAR(InfoPro!I13)-$G$3)","v":3},{"$f":"IF(B20=\"\",\"\",VLOOKUP(D20,Tablas!$B$2:$E$13,2,FALSE))","v":0.26},{"$f":"IF(B20=\"\",\"\",VLOOKUP(D20,Tablas!$B$2:$G$13,6,FALSE))","v":0},22548.240000000005,2870.0076319200007,188826.15088308635,168896.37824963001,151070.10576889984,135125.31821905175,120863.4331118531,108106.82747035159,96696.625644321655,86490.72061209449,77362.004125308173,69196.783654121798,61893.366416924677,55360.792859503294,49517.703809931394,44291.327200296415,39616.571735506637,5914988426.7267857,597473.57845725107]
[{"$f":"IF(ISBLANK(InfoPro!A14),\"\",InfoPro!A14)","v":"SC_966_A2"},{"$f":"IF(ISBLANK(InfoPro!B14),\"\",InfoPro!B14)","v":"PROYECTO SOLAR FOTOVOLTAICA MORITAS DE 9,9MW"},{"$f":"IF(ISBLANK(InfoPro!E14),\"\",InfoPro!E14)","v":9.9},{"$f":"IF(ISBLANK(InfoPro!F14),\"\",InfoPro!F14)","v":"Solar FV"},{"$f":"IF(ISBLANK(InfoPro!I14),\"\",YEAR(InfoPro!I14)-$G$3)","v":3},{"$f":"IF(B21=\"\",\"\",VLOOKUP(D21,Tablas!$B$2:$E$13,2,FALSE))","v":0.26},{"$f":"IF(B21=\"\",\"\",VLOOKUP(D21,Tablas!$B$2:$G$13,6,FALSE))","v":0},22548.240000000005,2870.0076319200007,188826.15088308635,168896.37824963001,151070.10576889984,135125.31821905175,120863.4331118531,108106.82747035159,96696.625644321655,86490.72061209449,77362.004125308173,69196.783654121798,61893.366416924677,55360.792859503294,49517.703809931394,44291.327200296415,39616.571735506637,5914988426.7267857,597473.57845725107]
[{"$f":"IF(ISBLANK(InfoPro!A15),\"\",InfoPro!A15)","v":"SC_1130_A2"},{"$f":"IF(ISBLANK(InfoPro!B15),\"\",InfoPro!B15)","v":"PROYECTO SOLAR FOTOVOLTAICO MORITAS 9,9 MW"},{"$f":"IF(ISBLANK(InfoPro!E15),\"\",InfoPro!E15)","v":9.9},{"$f":"IF(ISBLANK(InfoPro!F15),\"\",InfoPro!F15)","v":"Solar FV"},{"$f":"IF(ISBLANK(InfoPro!I15),\"\",YEAR(InfoPro!I15)-$G$3)","v":3},{"$f":"IF(B22=\"\",\"\",VLOOKUP(D22,Tablas!$B$2:$E$13,2,FALSE))","v":0.26},{"$f":"IF(B22=\"\",\"\",VLOOKUP(D22,Tablas!$B$2:$G$13,6,FALSE))","v":0},22548.240000000005,2870.0076319200007,188826.15088308635,168896.37824963001,151070.10576889984,135125.31821905175,120863.4331118531,108106.82747035159,96696.625644321655,86490.72061209449,77362.004125308173,69196.783654121798,61893.366416924677,55360.792859503294,49517.703809931394,44291.327200296415,39616.571735506637,5914988426.7267857,597473.57845725107]
[{"$f":"IF(ISBLANK(InfoPro!A16),\"\",InfoPro!A16)","v":"SC_1130_A1"},{"$f":"IF(ISBLANK(InfoPro!B16),\"\",InfoPro!B16)","v":"PROYECTO SOLAR FOTOVOLTAICO MORITAS 9,9 MW"},{"$f":"IF(ISBLANK(InfoPro!E16),\"\",InfoPro!E16)","v":9.9},{"$f":"IF(ISBLANK(InfoPro!F16),\"\",InfoPro!F16)","v":"Solar FV"},{"$f":"IF(ISBLANK(InfoPro!I16),\"\",YEAR(InfoPro!I16)-$G$3)","v":3},{"$f":"IF(B23=\"\",\"\",VLOOKUP(D23,Tablas!$B$2:$E$13,2,FALSE))","v":0.26},{"$f":"IF(B23=\"\",\"\",VLOOKUP(D23,Tablas!$B$2:$G$13,6,FALSE))","v":0},22548.240000000005,2870.0076319200007,188826.15088308635,168896.37824963001,151070.10576889984,135125.31821905175,120863.4331118531,108106.82747035159,96696.625644321655,86490.72061209449,77362.004125308173,69196.783654121798,61893.366416924677,55360.792859503294,49517.703809931394,44291.327200296415,39616.571735506637,5914988426.7267857,597473.57845725107]
[{"$f":"IF(ISBLANK(InfoPro!A17),\"\",InfoPro!A17)","v":"SC_1024_A1"},{"$f":"IF(ISBLANK(InfoPro!B17),\"\",InfoPro!B17)","v":"Autogenerador CELSIA Solar Cenit Ayacucho"},{"$f":"IF(ISBLANK(InfoPro!E17),\"\",InfoPro!E17)","v":0},{"$f":"IF(ISBLANK(InfoPro!F17),\"\",InfoPro!F17)","v":"Solar FV"},{"$f":"IF(ISBLANK(InfoPro!I17),\"\",YEAR(InfoPro!I17)-$G$3)","v":0},{"$f":"IF(B24=\"\",\"\",VLOOKUP(D24,Tablas!$B$2:$E$13,2,FALSE))","v":0.26},{"$f":"IF(B24=\"\",\"\",VLOOKUP(D24,Tablas!$B$2:$G$13,6,FALSE))","v":0},0,0,0,0,0,0,0,0,0,0,0,0,0,0,0,0,0,0,0]
[{"$f":"IF(ISBLANK(InfoPro!A18),\"\",InfoPro!A18)","v":"SC_1278_A2"},{"$f":"IF(ISBLANK(InfoPro!B18),\"\",InfoPro!B18)","v":"PARQUE SOLAR LAS MARGARITAS de 60MW"},{"$f":"IF(ISBLANK(InfoPro!E18),\"\",InfoPro!E18)","v":60},{"$f":"IF(ISBLANK(InfoPro!F18),\"\",InfoPro!F18)","v":"Solar FV"},{"$f":"IF(ISBLANK(InfoPro!I18),\"\",YEAR(InfoPro!I18)-$G$3)","v":1},{"$f":"IF(B25=\"\",\"\",VLOOKUP(D25,Tablas!$B$2:$E$13,2,FALSE))","v":0.26},{"$f":"IF(B25=\"\",\"\",VLOOKUP(D25,Tablas!$B$2:$G$13,6,FALSE))","v":0},136656,17393.985648000002,1430414.1685841861,1279440.2223472148,1144400.9144429474,1023614.4136341212,915576.39859939285,818941.3225397073,732505.6552233519,655192.89375970664,586040.15542013117,524186.1855278454,468860.63106247364,419374.44638861681,375111.3116177253,335519.95672426239,300107.29581776599,44807793904.77607,746796.56507960113]
[{"$f":"IF(ISBLANK(InfoPro!A19),\"\",InfoPro!A19)","v":"SC_1278_A1"},{"$f":"IF(ISBLANK(InfoPro!B19),\"\",InfoPro!B19)","v":"PARQUE SOLAR LAS MARGARITAS de 60MW"},{"$f":"IF(ISBLANK(InfoPro!E19),\"\",InfoPro!E19)","v":60},{"$f":"IF(ISBLANK(InfoPro!F19),\"\",InfoPro!F19)","v":"Solar FV"},{"$f":"IF(ISBLANK(InfoPro!I19),\"\",YEAR(InfoPro!I19)-$G$3)","v":1},{"$f":"IF(B26=\"\",\"\",VLOOKUP(D26,Tablas!$B$2:$E$13,2,FALSE))","v":0.26},{"$f":"IF(B26=\"\",\"\",VLOOKUP(D26,Tablas!$B$2:$G$13,6,FALSE))","v":0},136656,17393.985648000002,1430414.1685841861,1279440.2223472148,1144400.9144429474,1023614.4136341212,915576.39859939285,818941.3225397073,732505.6552233519,655192.89375970664,586040.15542013117,524186.1855278454,468860.63106247364,419374.44638861681,375111.3116177253,335519.95672426239,300107.29581776599,44807793904.77607,746796.56507960113]
[{"$f":"IF(ISBLANK(InfoPro!A20),\"\",InfoPro!A20)","v":"SC_1245_A2"},{"$f":"IF(ISBLANK(InfoPro!B20),\"\",InfoPro!B20)","v":"PROYECTO FOTONORTE"},{"$f":"IF(ISBLANK(InfoPro!E20),\"\",InfoPro!E20)","v":99.5},{"$f":"IF(ISBLANK(InfoPro!F20),\"\",InfoPro!F20)","v":"Solar FV"},{"$f":"IF(ISBLANK(InfoPro!I20),\"\",YEAR(InfoPro!I20)-$G$3)","v":2},{"$f":"IF(B27=\"\",\"\",VLOOKUP(D27,Tablas!$B$2:$E$13,2,FALSE))","v":0.26},{"$f":"IF(B27=\"\",\"\",VLOOKUP(D27,Tablas!$B$2:$G$13,6,FALSE))","v":0},226621.2,28845.026199600004,2121738.3687257981,1897798.1831178879,1697493.9026099178,1518330.86101066,1358077.6932116817,1214738.5449120586,1086528.2154848468,971849.92440505093,869275.42433367693,777527.21317860205,695462.62359445635,622059.59176606114,556403.92823440186,497677.93223112862,445150.20772015082,66463558341.163063,667975.46071520669]
[{"$f":"IF(ISBLANK(InfoPro!A21),\"\",InfoPro!A21)","v":"SC_1245_A1"},{"$f":"IF(ISBLANK(InfoPro!B21),\"\",InfoPro!B21)","v":"PROYECTO FOTONORTE"},{"$f":"IF(ISBLANK(InfoPro!E21),\"\",InfoPro!E21)","v":99.5},{"$f":"IF(ISBLANK(InfoPro!F21),\"\",InfoPro!F21)","v":"Solar FV"},{"$f":"IF(ISBLANK(InfoPro!I21),\"\",YEAR(InfoPro!I21)-$G$3)","v":2},{"$f":"IF(B28=\"\",\"\",VLOOKUP(D28,Tablas!$B$2:$E$13,2,FALSE))","v":0.26},{"$f":"IF(B28=\"\",\"\",VLOOKUP(D28,Tablas!$B$2:$G$13,6,FALSE))","v":0},226621.2,28845.026199600004,2121738.3687257981,1897798.1831178879,1697493.9026099178,1518330.86101066,1358077.6932116817,1214738.5449120586,1086528.2154848468,971849.92440505093,869275.42433367693,777527.21317860205,695462.62359445635,622059.59176606114,556403.92823440186,497677.93223112862,445150.20772015082,66463558341.163063,667975.46071520669]
[{"$f":"IF(ISBLANK(InfoPro!A22),\"\",InfoPro!A22)","v":"SC_1547_A2"},{"$f":"IF(ISBLANK(InfoPro!B22),\"\",InfoPro!B22)","v":"Zulia I"},{"$f":"IF(ISBLANK(InfoPro!E22),\"\",InfoPro!E22)","v":9.9},{"$f":"IF(ISBLANK(InfoPro!F22),\"\",InfoPro!F22)","v":"Solar FV"},{"$f":"IF(ISBLANK(InfoPro!I22),\"\",YEAR(InfoPro!I22)-$G$3)","v":1},{"$f":"IF(B29=\"\",\"\",VLOOKUP(D29,Tablas!$B$2:$E$13,2,FALSE))","v":0.26},{"$f":"IF(B29=\"\",\"\",VLOOKUP(D29,Tablas!$B$2:$G$13,6,FALSE))","v":0},22548.240000000005,2870.0076319200007,{"$f":"IF($I29=\"\",\"\",(1/(1+$C$4)^(J$7+$E29))*$I29*$C$5)","v":236018.33781639076},211107.63668729048,188826.15088308635,168896.37824963001,151070.10576889984,135125.31821905175,120863.4331118531,108106.82747035159,96696.625644321655,86490.72061209449,77362.004125308173,69196.783654121798,61893.366416924677,55360.792859503294,49517.703809931394,7393285994.2880507,746796.56507960113]
[{"$f":"IF(ISBLANK(InfoPro!A23),\"\",InfoPro!A23)","v":"SC_1547_A1"},{"$f":"IF(ISBLANK(InfoPro!B23),\"\",InfoPro!B23)","v":"Zulia I"},{"$f":"IF(ISBLANK(InfoPro!E23),\"\",InfoPro!E23)","v":9.9},{"$f":"IF(ISBLANK(InfoPro!F23),\"\",InfoPro!F23)","v":"Solar FV"},{"$f":"IF(ISBLANK(InfoPro!I23),\"\",YEAR(InfoPro!I23)-$G$3)","v":1},{"$f":"IF(B30=\"\",\"\",VLOOKUP(D30,Tablas!$B$2:$E$13,2,FALSE))","v":0.26},{"$f":"IF(B30=\"\",\"\",VLOOKUP(D30,Tablas!$B$2:$G$13,6,FALSE))","v":0},22548.240000000005,2870.0076319200007,236018.33781639076,211107.63668729048,188826.15088308635,168896.37824963001,151070.10576889984,135125.31821905175,120863.4331118531,108106.82747035159,96696.625644321655,86490.72061209449,77362.004125308173,69196.783654121798,61893.366416924677,55360.792859503294,49517.703809931394,7393285994.2880507,746796.56507960113]
[{"$f":"IF(ISBLANK(InfoPro!A24),\"\",InfoPro!A24)","v":"SC_2161_A2"},{"$f":"IF(ISBLANK(InfoPro!B24),\"\",InfoPro!B24)","v":"Aguachica 1, 2, 3"},{"$f":"IF(ISBLANK(InfoPro!E24),\"\",InfoPro!E24)","v":150},{"$f":"IF(ISBLANK(InfoPro!F24),\"\",InfoPro!F24)","v":"Solar FV"},{"$f":"IF(ISBLANK(InfoPro!I24),\"\",YEAR(InfoPro!I24)-$G$3)","v":3},{"$f":"IF(B31=\"\",\"\",VLOOKUP(D31,Tablas!$B$2:$E$13,2,FALSE))","v":0.26},{"$f":"IF(B31=\"\",\"\",VLOOKUP(D31,Tablas!$B$2:$G$13,6,FALSE))","v":0},341640,43484.964120000004,2861002.2861073683,2559036.0340853026,2288940.9964984823,2047353.3063492686,1831264.13805838,1637982.2343992665,1465100.3885503279,1310465.4638196134,1172151.5776561841,1048436.1159715421,937778.27904431324,838799.89181065594,750268.23954441503,671080.71515600616,600251.08690161561,89621036768.587662,597473.57845725107]
[{"$f":"IF(ISBLANK(InfoPro!A25),\"\",InfoPro!A25)","v":"SC_2161_A1"},{"$f":"IF(ISBLANK(InfoPro!B25),\"\",InfoPro!B25)","v":"Aguachica 1, 2, 3"},{"$f":"IF(ISBLANK(InfoPro!E25),\"\",InfoPro!E25)","v":150},{"$f":"IF(ISBLANK(InfoPro!F25),\"\",InfoPro!F25)","v":"Solar FV"},{"$f":"IF(ISBLANK(InfoPro!I25),\"\",YEAR(InfoPro!I25)-$G$3)","v":3},{"$f":"IF(B32=\"\",\"\",VLOOKUP(D32,Tablas!$B$2:$E$13,2,FALSE))","v":0.26},{"$f":"IF(B32=\"\",\"\",VLOOKUP(D32,Tablas!$B$2:$G$13,6,FALSE))","v":0},341640,43484.964120000004,2861002.2861073683,2559036.0340853026,2288940.9964984823,2047353.3063492686,1831264.13805838,1637982.2343992665,1465100.3885503279,1310465.4638196134,1172151.5776561841,1048436.1159715421,937778.27904431324,838799.89181065594,750268.23954441503,671080.71515600616,600251.08690161561,89621036768.587662,597473.57845725107]
[{"$f":"IF(ISBLANK(InfoPro!A26),\"\",InfoPro!A26)","v":"SC_2196_A2"},{"$f":"IF(ISBLANK(InfoPro!B26),\"\",InfoPro!B26)","v":"Aguachica 1, 2, 3"},{"$f":"IF(ISBLANK(InfoPro!E26),\"\",InfoPro!E26)","v":30},{"$f":"IF(ISBLANK(InfoPro!F26),\"\",InfoPro!F26)","v":"Solar FV"},{"$f":"IF(ISBLANK(InfoPro!I26),\"\",YEAR(InfoPro!I26)-$G$3)","v":3},{"$f":"IF(B33=\"\",\"\",VLOOKUP(D33,Tablas!$B$2:$E$13,2,FALSE))","v":0.26},{"$f":"IF(B33=\"\",\"\",VLOOKUP(D33,Tablas!$B$2:$G$13,6,FALSE))","v":0},68328,8696.9928240000008,572200.45722147368,511807.20681706059,457788.19929969643,409470.66126985365,366252.82761167595,327596.44687985332,293020.07771006558,262093.0927639227,234430.31553123682,209687.2231943084,187555.65580886265,167759.97836213119,150053.64790888299,134216.14303120124,120050.21738032311,17924207353.717537,597473.57845725119]
[{"$f":"IF(ISBLANK(InfoPro!A27),\"\",InfoPro!A27)","v":"SC_2196_A1"},{"$f":"IF(ISBLANK(InfoPro!B27),\"\",InfoPro!B27)","v":"Aguachica 1, 2, 3"},{"$f":"IF(ISBLANK(InfoPro!E27),\"\",InfoPro!E27)","v":30},{"$f":"IF(ISBLANK(InfoPro!F27),\"\",InfoPro!F27)","v":"Solar FV"},{"$f":"IF(ISBLANK(InfoPro!I27),\"\",YEAR(InfoPro!I27)-$G$3)","v":3},{"$f":"IF(B34=\"\",\"\",VLOOKUP(D34,Tablas!$B$2:$E$13,2,FALSE))","v":0.26},{"$f":"IF(B34=\"\",\"\",VLOOKUP(D34,Tablas!$B$2:$G$13,6,FALSE))","v":0},68328,8696.9928240000008,572200.45722147368,511807.20681706059,457788.19929969643,409470.66126985365,366252.82761167595,327596.44687985332,293020.07771006558,262093.0927639227,234430.31553123682,209687.2231943084,187555.65580886265,167759.97836213119,150053.64790888299,134216.14303120124,120050.21738032311,17924207353.717537,597473.57845725119]
[{"$f":"IF(ISBLANK(InfoPro!A28),\"\",InfoPro!A28)","v":"SC_1626_A1"},{"$f":"IF(ISBLANK(InfoPro!B28),\"\",InfoPro!B28)","v":"Manzanare"},{"$f":"IF(ISBLANK(InfoPro!E28),\"\",InfoPro!E28)","v":9.99},{"$f":"IF(ISBLANK(InfoPro!F28),\"\",InfoPro!F28)","v":"Solar FV"},{"$f":"IF(ISBLANK(InfoPro!I28),\"\",YEAR(InfoPro!I28)-$G$3)","v":2},{"$f":"IF(B35=\"\",\"\",VLOOKUP(D35,Tablas!$B$2:$E$13,2,FALSE))","v":0.26},{"$f":"IF(B35=\"\",\"\",VLOOKUP(D35,Tablas!$B$2:$G$13,6,FALSE))","v":0},22753.223999999998,2896.098610392,213026.79702081127,190542.7522547507,170431.79987008116,152443.47036679889,136353.73020286125,121962.19159468808,109089.61681099114,97575.685877451833,87276.999890386243,78065.295071901855,69825.845323704692,62456.033384351256,55864.07279458968,49967.864753658032,44693.975629390006,6673074852.5449133,667975.46071520657]
[{"$f":"IF(ISBLANK(InfoPro!A29),\"\",InfoPro!A29)","v":"SC_1626_A2"},{"$f":"IF(ISBLANK(InfoPro!B29),\"\",InfoPro!B29)","v":"Manzanare"},{"$f":"IF(ISBLANK(InfoPro!E29),\"\",InfoPro!E29)","v":9.99},{"$f":"IF(ISBLANK(InfoPro!F29),\"\",InfoPro!F29)","v":"Solar FV"},{"$f":"IF(ISBLANK(InfoPro!I29),\"\",YEAR(InfoPro!I29)-$G$3)","v":2},{"$f":"IF(B36=\"\",\"\",VLOOKUP(D36,Tablas!$B$2:$E$13,2,FALSE))","v":0.26},{"$f":"IF(B36=\"\",\"\",VLOOKUP(D36,Tablas!$B$2:$G$13,6,FALSE))","v":0},22753.223999999998,2896.098610392,213026.79702081127,190542.7522547507,170431.79987008116,152443.47036679889,136353.73020286125,121962.19159468808,109089.61681099114,97575.685877451833,87276.999890386243,78065.295071901855,69825.845323704692,62456.033384351256,55864.07279458968,49967.864753658032,44693.975629390006,6673074852.5449133,667975.46071520657]
[{"$f":"IF(ISBLANK(InfoPro!A30),\"\",InfoPro!A30)","v":"SC_1842_A2"},{"$f":"IF(ISBLANK(InfoPro!B30),\"\",InfoPro!B30)","v":"KAIROS SOLAR PARK I - 19,9 MW"},{"$f":"IF(ISBLANK(InfoPro!E30),\"\",InfoPro!E30)","v":19.899999999999999},{"$f":"IF(ISBLANK(InfoPro!F30),\"\",InfoPro!F30)","v":"Solar FV"},{"$f":"IF(ISBLANK(InfoPro!I30),\"\",YEAR(InfoPro!I30)-$G$3)","v":0},{"$f":"IF(B37=\"\",\"\",VLOOKUP(D37,Tablas!$B$2:$E$13,2,FALSE))","v":0.26},{"$f":"IF(B37=\"\",\"\",VLOOKUP(D37,Tablas!$B$2:$G$13,6,FALSE))","v":0},45324.24,5769.0052399200003,530402.34175824479,474420.69924708846,424347.67374515958,379559.63662357756,339498.78052198351,303666.17220213194,271615.53864233627,242947.70898241174,217305.64309696935,194369.98488101017,173855.08486673539,155505.44263572042,139092.52471889125,124411.91835321223,111280.78564688035,16614879339.203976,834918.5597589938]
[{"$f":"IF(ISBLANK(InfoPro!A31),\"\",InfoPro!A31)","v":"SC_1842_A1"},{"$f":"IF(ISBLANK(InfoPro!B31),\"\",InfoPro!B31)","v":"KAIROS SOLAR PARK I - 19,9 MW"},{"$f":"IF(ISBLANK(InfoPro!E31),\"\",InfoPro!E31)","v":19.899999999999999},{"$f":"IF(ISBLANK(InfoPro!F31),\"\",InfoPro!F31)","v":"Solar FV"},{"$f":"IF(ISBLANK(InfoPro!I31),\"\",YEAR(InfoPro!I31)-$G$3)","v":0},{"$f":"IF(B38=\"\",\"\",VLOOKUP(D38,Tablas!$B$2:$E$13,2,FALSE))","v":0.26},{"$f":"IF(B38=\"\",\"\",VLOOKUP(D38,Tablas!$B$2:$G$13,6,FALSE))","v":0},45324.24,5769.0052399200003,530402.34175824479,474420.69924708846,424347.67374515958,379559.63662357756,339498.78052198351,303666.17220213194,271615.53864233627,242947.70898241174,217305.64309696935,194369.98488101017,173855.08486673539,155505.44263572042,139092.52471889125,124411.91835321223,111280.78564688035,16614879339.203976,834918.5597589938]
[{"$f":"IF(ISBLANK(InfoPro!A32),\"\",InfoPro!A32)","v":"SC_2032_A2"},{"$f":"IF(ISBLANK(InfoPro!B32),\"\",InfoPro!B32)","v":"KAIROS SOLAR PARK_19.9MW"},{"$f":"IF(ISBLANK(InfoPro!E32),\"\",InfoPro!E32)","v":19.899999999999999},{"$f":"IF(ISBLANK(InfoPro!F32),\"\",InfoPro!F32)","v":"Solar FV"},{"$f":"IF(ISBLANK(InfoPro!I32),\"\",YEAR(InfoPro!I32)-$G$3)","v":0},{"$f":"IF(B39=\"\",\"\",VLOOKUP(D39,Tablas!$B$2:$E$13,2,FALSE))","v":0.26},{"$f":"IF(B39=\"\",\"\",VLOOKUP(D39,Tablas!$B$2:$G$13,6,FALSE))","v":0},45324.24,5769.0052399200003,{"$f":"IF($I39=\"\",\"\",(1/(1+$C$4)^(J$7+$E39))*$I39*$C$5)","v":530402.34175824479},474420.69924708846,424347.67374515958,379559.63662357756,339498.78052198351,303666.17220213194,271615.53864233627,242947.70898241174,217305.64309696935,194369.98488101017,173855.08486673539,155505.44263572042,139092.52471889125,124411.91835321223,111280.78564688035,16614879339.203976,834918.5597589938]
[{"$f":"IF(ISBLANK(InfoPro!A33),\"\",InfoPro!A33)","v":"SC_2032_A1"},{"$f":"IF(ISBLANK(InfoPro!B33),\"\",InfoPro!B33)","v":"KAIROS SOLAR PARK_19.9MW"},{"$f":"IF(ISBLANK(InfoPro!E33),\"\",InfoPro!E33)","v":19.899999999999999},{"$f":"IF(ISBLANK(InfoPro!F33),\"\",InfoPro!F33)","v":"Solar FV"},{"$f":"IF(ISBLANK(InfoPro!I33),\"\",YEAR(InfoPro!I33)-$G$3)","v":0},{"$f":"IF(B40=\"\",\"\",VLOOKUP(D40,Tablas!$B$2:$E$13,2,FALSE))","v":0.26},{"$f":"IF(B40=\"\",\"\",VLOOKUP(D40,Tablas!$B$2:$G$13,6,FALSE))","v":0},45324.24,5769.0052399200003,530402.34175824479,474420.69924708846,424347.67374515958,379559.63662357756,339498.78052198351,303666.17220213194,271615.53864233627,242947.70898241174,217305.64309696935,194369.98488101017,173855.08486673539,155505.44263572042,139092.52471889125,124411.91835321223,111280.78564688035,16614879339.203976,834918.5597589938]
[{"$f":"IF(ISBLANK(InfoPro!A34),\"\",InfoPro!A34)","v":"SC_1943_A2"},{"$f":"IF(ISBLANK(InfoPro!B34),\"\",InfoPro!B34)","v":"KAIROS SOLAR PARK V 19.9MW"},{"$f":"IF(ISBLANK(InfoPro!E34),\"\",InfoPro!E34)","v":19.899999999999999},{"$f":"IF(ISBLANK(InfoPro!F34),\"\",InfoPro!F34)","v":"Solar FV"},{"$f":"IF(ISBLANK(InfoPro!I34),\"\",YEAR(InfoPro!I34)-$G$3)","v":0},{"$f":"IF(B41=\"\",\"\",VLOOKUP(D41,Tablas!$B$2:$E$13,2,FALSE))","v":0.26},{"$f":"IF(B41=\"\",\"\",VLOOKUP(D41,Tablas!$B$2:$G$13,6,FALSE))","v":0},{"$f":"IF(C41=\"\",\"\",+C41*F41*24*365)","v":45324.24},{"$f":"IF(H41=\"\",\"\",+H41*($C$3-G41))","v":5769.0052399200003},530402.34175824479,474420.69924708846,424347.67374515958,379559.63662357756,339498.78052198351,303666.17220213194,271615.53864233627,242947.70898241174,217305.64309696935,194369.98488101017,173855.08486673539,155505.44263572042,139092.52471889125,124411.91835321223,111280.78564688035,16614879339.203976,834918.5597589938]
[{"$f":"IF(ISBLANK(InfoPro!A35),\"\",InfoPro!A35)","v":"SC_1943_A1"},{"$f":"IF(ISBLANK(InfoPro!B35),\"\",InfoPro!B35)","v":"KAIROS SOLAR PARK V 19.9MW"},{"$f":"IF(ISBLANK(InfoPro!E35),\"\",InfoPro!E35)","v":19.899999999999999},{"$f":"IF(ISBLANK(InfoPro!F35),\"\",InfoPro!F35)","v":"Solar FV"},{"$f":"IF(ISBLANK(InfoPro!I35),\"\",YEAR(InfoPro!I35)-$G$3)","v":0},{"$f":"IF(B42=\"\",\"\",VLOOKUP(D42,Tablas!$B$2:$E$13,2,FALSE))","v":0.26},{"$f":"IF(B42=\"\",\"\",VLOOKUP(D42,Tablas!$B$2:$G$13,6,FALSE))","v":0},45324.24,5769.0052399200003,530402.34175824479,474420.69924708846,424347.67374515958,379559.63662357756,339498.78052198351,303666.17220213194,271615.53864233627,242947.70898241174,217305.64309696935,194369.98488101017,173855.08486673539,155505.44263572042,139092.52471889125,124411.91835321223,111280.78564688035,16614879339.203976,834918.5597589938]
[{"$f":"IF(ISBLANK(InfoPro!A36),\"\",InfoPro!A36)","v":"SC_2033_A2"},{"$f":"IF(ISBLANK(InfoPro!B36),\"\",InfoPro!B36)","v":"KAIROS SOLAR PARK IV19.9"},{"$f":"IF(ISBLANK(InfoPro!E36),\"\",InfoPro!E36)","v":19.899999999999999},{"$f":"IF(ISBLANK(InfoPro!F36),\"\",InfoPro!F36)","v":"Solar FV"},{"$f":"IF(ISBLANK(InfoPro!I36),\"\",YEAR(InfoPro!I36)-$G$3)","v":0},{"$f":"IF(B43=\"\",\"\",VLOOKUP(D43,Tablas!$B$2:$E$13,2,FALSE))","v":0.26},{"$f":"IF(B43=\"\",\"\",VLOOKUP(D43,Tablas!$B$2:$G$13,6,FALSE))","v":0},45324.24,5769.0052399200003,530402.34175824479,474420.69924708846,424347.67374515958,379559.63662357756,339498.78052198351,303666.17220213194,271615.53864233627,242947.70898241174,217305.64309696935,194369.98488101017,173855.08486673539,155505.44263572042,139092.52471889125,124411.91835321223,111280.78564688035,16614879339.203976,834918.5597589938]
[{"$f":"IF(ISBLANK(InfoPro!A37),\"\",InfoPro!A37)","v":"SC_2033_A1"},{"$f":"IF(ISBLANK(InfoPro!B37),\"\",InfoPro!B37)","v":"KAIROS SOLAR PARK IV19.9"},{"$f":"IF(ISBLANK(InfoPro!E37),\"\",InfoPro!E37)","v":19.899999999999999},{"$f":"IF(ISBLANK(InfoPro!F37),\"\",InfoPro!F37)","v":"Solar FV"},{"$f":"IF(ISBLANK(InfoPro!I37),\"\",YEAR(InfoPro!I37)-$G$3)","v":0},{"$f":"IF(B44=\"\",\"\",VLOOKUP(D44,Tablas!$B$2:$E$13,2,FALSE))","v":0.26},{"$f":"IF(B44=\"\",\"\",VLOOKUP(D44,Tablas!$B$2:$G$13,6,FALSE))","v":0},45324.24,5769.0052399200003,530402.34175824479,474420.69924708846,424347.67374515958,379559.63662357756,339498.78052198351,303666.17220213194,271615.53864233627,242947.70898241174,217305.64309696935,194369.98488101017,173855.08486673539,155505.44263572042,139092.52471889125,124411.91835321223,111280.78564688035,16614879339.203976,834918.5597589938]
[{"$f":"IF(ISBLANK(InfoPro!A38),\"\",InfoPro!A38)","v":"SC_2257_A2"},{"$f":"IF(ISBLANK(InfoPro!B38),\"\",InfoPro!B38)","v":"Proyecto de generación Eólico Norte"},{"$f":"IF(ISBLANK(InfoPro!E38),\"\",InfoPro!E38)","v":200},{"$f":"IF(ISBLANK(InfoPro!F38),\"\",InfoPro!F38)","v":"Eólico Onshore"},{"$f":"IF(ISBLANK(InfoPro!I38),\"\",YEAR(InfoPro!I38)-$G$3)","v":3},{"$f":"IF(B45=\"\",\"\",VLOOKUP(D45,Tablas!$B$2:$E$13,2,FALSE))","v":0.56999999999999995},{"$f":"IF(B45=\"\",\"\",VLOOKUP(D45,Tablas!$B$2:$G$13,6,FALSE))","v":0},998639.99999999988,127109.89511999999,8362929.7593907677,7480259.176557037,6690750.6051494079,5984571.2031747838,5352925.9420168018,4787948.0697824704,4282601.1357624959,3830591.3557804078,3426289.2269949992,3064659.4159168149,2741198.046437223,2451876.6068311473,2193091.777129828,1961620.5519944793,1754580.100173953,261969184400.48697,1309845.9220024347]
[{"$f":"IF(ISBLANK(InfoPro!A39),\"\",InfoPro!A39)","v":"SC_2257_A1"},{"$f":"IF(ISBLANK(InfoPro!B39),\"\",InfoPro!B39)","v":"Proyecto de generación Eólico Norte"},{"$f":"IF(ISBLANK(InfoPro!E39),\"\",InfoPro!E39)","v":200},{"$f":"IF(ISBLANK(InfoPro!F39),\"\",InfoPro!F39)","v":"Eólico Onshore"},{"$f":"IF(ISBLANK(InfoPro!I39),\"\",YEAR(InfoPro!I39)-$G$3)","v":3},{"$f":"IF(B46=\"\",\"\",VLOOKUP(D46,Tablas!$B$2:$E$13,2,FALSE))","v":0.56999999999999995},{"$f":"IF(B46=\"\",\"\",VLOOKUP(D46,Tablas!$B$2:$G$13,6,FALSE))","v":0},998639.99999999988,127109.89511999999,8362929.7593907677,7480259.176557037,6690750.6051494079,5984571.2031747838,5352925.9420168018,4787948.0697824704,4282601.1357624959,3830591.3557804078,3426289.2269949992,3064659.4159168149,2741198.046437223,2451876.6068311473,2193091.777129828,1961620.5519944793,1754580.100173953,261969184400.48697,1309845.9220024347]
[{"$f":"IF(ISBLANK(InfoPro!A40),\"\",InfoPro!A40)","v":"SC_2074_A2"},{"$f":"IF(ISBLANK(InfoPro!B40),\"\",InfoPro!B40)","v":"CULEBRA I"},{"$f":"IF(ISBLANK(InfoPro!E40),\"\",InfoPro!E40)","v":5},{"$f":"IF(ISBLANK(InfoPro!F40),\"\",InfoPro!F40)","v":"Solar FV"},{"$f":"IF(ISBLANK(InfoPro!I40),\"\",YEAR(InfoPro!I40)-$G$3)","v":1},{"$f":"IF(B47=\"\",\"\",VLOOKUP(D47,Tablas!$B$2:$E$13,2,FALSE))","v":0.26},{"$f":"IF(B47=\"\",\"\",VLOOKUP(D47,Tablas!$B$2:$G$13,6,FALSE))","v":0},11388.000000000002,1449.4988040000003,119201.18071534888,106620.01852893458,95366.742870245638,85301.201136176765,76298.033216616081,68245.110211642299,61042.137935279337,54599.407813308891,48836.679618344271,43682.182127320455,39071.719255206139,34947.870532384746,31259.275968143778,27959.996393688532,25008.941318147172,3733982825.398005,746796.56507960102]
[{"$f":"IF(ISBLANK(InfoPro!A41),\"\",InfoPro!A41)","v":"SC_2074_A1"},{"$f":"IF(ISBLANK(InfoPro!B41),\"\",InfoPro!B41)","v":"CULEBRA I"},{"$f":"IF(ISBLANK(InfoPro!E41),\"\",InfoPro!E41)","v":5},{"$f":"IF(ISBLANK(InfoPro!F41),\"\",InfoPro!F41)","v":"Solar FV"},{"$f":"IF(ISBLANK(InfoPro!I41),\"\",YEAR(InfoPro!I41)-$G$3)","v":1},{"$f":"IF(B48=\"\",\"\",VLOOKUP(D48,Tablas!$B$2:$E$13,2,FALSE))","v":0.26},{"$f":"IF(B48=\"\",\"\",VLOOKUP(D48,Tablas!$B$2:$G$13,6,FALSE))","v":0},11388.000000000002,1449.4988040000003,119201.18071534888,106620.01852893458,95366.742870245638,85301.201136176765,76298.033216616081,68245.110211642299,61042.137935279337,54599.407813308891,48836.679618344271,43682.182127320455,39071.719255206139,34947.870532384746,31259.275968143778,27959.996393688532,25008.941318147172,3733982825.398005,746796.56507960102]
[{"$f":"IF(ISBLANK(InfoPro!A42),\"\",InfoPro!A42)","v":"SC_2085_A2"},{"$f":"IF(ISBLANK(InfoPro!B42),\"\",InfoPro!B42)","v":"Insula I"},{"$f":"IF(ISBLANK(InfoPro!E42),\"\",InfoPro!E42)","v":19.899999999999999},{"$f":"IF(ISBLANK(InfoPro!F42),\"\",InfoPro!F42)","v":"Solar FV"},{"$f":"IF(ISBLANK(InfoPro!I42),\"\",YEAR(InfoPro!I42)-$G$3)","v":2},{"$f":"IF(B49=\"\",\"\",VLOOKUP(D49,Tablas!$B$2:$E$13,2,FALSE))","v":0.26},{"$f":"IF(B49=\"\",\"\",VLOOKUP(D49,Tablas!$B$2:$G$13,6,FALSE))","v":0},45324.24,5769.0052399200003,{"$f":"IF($I49=\"\",\"\",(1/(1+$C$4)^(J$7+$E49))*$I49*$C$5)","v":424347.67374515958},379559.63662357756,339498.78052198351,303666.17220213194,271615.53864233627,242947.70898241174,217305.64309696935,194369.98488101017,173855.08486673539,155505.44263572042,139092.52471889125,124411.91835321223,111280.78564688035,99535.58644622573,89030.041544030144,13292711668.232615,667975.46071520681]
[{"$f":"IF(ISBLANK(InfoPro!A43),\"\",InfoPro!A43)","v":"SC_2085_A1"},{"$f":"IF(ISBLANK(InfoPro!B43),\"\",InfoPro!B43)","v":"Insula I"},{"$f":"IF(ISBLANK(InfoPro!E43),\"\",InfoPro!E43)","v":19.899999999999999},{"$f":"IF(ISBLANK(InfoPro!F43),\"\",InfoPro!F43)","v":"Solar FV"},{"$f":"IF(ISBLANK(InfoPro!I43),\"\",YEAR(InfoPro!I43)-$G$3)","v":2},{"$f":"IF(B50=\"\",\"\",VLOOKUP(D50,Tablas!$B$2:$E$13,2,FALSE))","v":0.26},{"$f":"IF(B50=\"\",\"\",VLOOKUP(D50,Tablas!$B$2:$G$13,6,FALSE))","v":0},45324.24,5769.0052399200003,424347.67374515958,379559.63662357756,339498.78052198351,303666.17220213194,271615.53864233627,242947.70898241174,217305.64309696935,194369.98488101017,173855.08486673539,155505.44263572042,139092.52471889125,124411.91835321223,111280.78564688035,99535.58644622573,89030.041544030144,13292711668.232615,667975.46071520681]
[{"$f":"IF(ISBLANK(InfoPro!A44),\"\",InfoPro!A44)","v":"SC_1983_A2"},{"$f":"IF(ISBLANK(InfoPro!B44),\"\",InfoPro!B44)","v":"EL TOCHE II"},{"$f":"IF(ISBLANK(InfoPro!E44),\"\",InfoPro!E44)","v":99.9},{"$f":"IF(ISBLANK(InfoPro!F44),\"\",InfoPro!F44)","v":"Solar FV"},{"$f":"IF(ISBLANK(InfoPro!I44),\"\",YEAR(InfoPro!I44)-$G$3)","v":3},{"$f":"IF(B51=\"\",\"\",VLOOKUP(D51,Tablas!$B$2:$E$13,2,FALSE))","v":0.26},{"$f":"IF(B51=\"\",\"\",VLOOKUP(D51,Tablas!$B$2:$G$13,6,FALSE))","v":0},227532.24000000002,28960.986103920004,1905427.5225475074,1704317.9987008118,1524434.7036679892,1363537.3020286129,1219621.9159468811,1090896.1681099115,975756.85877451848,872769.99890386255,780652.9507190187,698258.45323704707,624560.33384351269,558640.72794589691,499678.64753658051,446939.75629390014,399767.223876476,59687610487.879402,597473.57845725131]
[{"$f":"IF(ISBLANK(InfoPro!A45),\"\",InfoPro!A45)","v":"SC_1983_A1"},{"$f":"IF(ISBLANK(InfoPro!B45),\"\",InfoPro!B45)","v":"EL TOCHE II"},{"$f":"IF(ISBLANK(InfoPro!E45),\"\",InfoPro!E45)","v":99.9},{"$f":"IF(ISBLANK(InfoPro!F45),\"\",InfoPro!F45)","v":"Solar FV"},{"$f":"IF(ISBLANK(InfoPro!I45),\"\",YEAR(InfoPro!I45)-$G$3)","v":3},{"$f":"IF(B52=\"\",\"\",VLOOKUP(D52,Tablas!$B$2:$E$13,2,FALSE))","v":0.26},{"$f":"IF(B52=\"\",\"\",VLOOKUP(D52,Tablas!$B$2:$G$13,6,FALSE))","v":0},227532.24000000002,28960.986103920004,1905427.5225475074,1704317.9987008118,1524434.7036679892,1363537.3020286129,1219621.9159468811,1090896.1681099115,975756.85877451848,872769.99890386255,780652.9507190187,698258.45323704707,624560.33384351269,558640.72794589691,499678.64753658051,446939.75629390014,399767.223876476,59687610487.879402,597473.57845725131]
[{"$f":"IF(ISBLANK(InfoPro!A46),\"\",InfoPro!A46)","v":"SC_2079_A2"},{"$f":"IF(ISBLANK(InfoPro!B46),\"\",InfoPro!B46)","v":"PGF Tibú II"},{"$f":"IF(ISBLANK(InfoPro!E46),\"\",InfoPro!E46)","v":99.9},{"$f":"IF(ISBLANK(InfoPro!F46),\"\",InfoPro!F46)","v":"Solar FV"},{"$f":"IF(ISBLANK(InfoPro!I46),\"\",YEAR(InfoPro!I46)-$G$3)","v":3},{"$f":"IF(B53=\"\",\"\",VLOOKUP(D53,Tablas!$B$2:$E$13,2,FALSE))","v":0.26},{"$f":"IF(B53=\"\",\"\",VLOOKUP(D53,Tablas!$B$2:$G$13,6,FALSE))","v":0},227532.24000000002,28960.986103920004,1905427.5225475074,1704317.9987008118,1524434.7036679892,1363537.3020286129,1219621.9159468811,1090896.1681099115,975756.85877451848,872769.99890386255,780652.9507190187,698258.45323704707,624560.33384351269,558640.72794589691,499678.64753658051,446939.75629390014,399767.223876476,59687610487.879402,597473.57845725131]
[{"$f":"IF(ISBLANK(InfoPro!A47),\"\",InfoPro!A47)","v":"SC_2079_A1"},{"$f":"IF(ISBLANK(InfoPro!B47),\"\",InfoPro!B47)","v":"PGF Tibú II"},{"$f":"IF(ISBLANK(InfoPro!E47),\"\",InfoPro!E47)","v":99.9},{"$f":"IF(ISBLANK(InfoPro!F47),\"\",InfoPro!F47)","v":"Solar FV"},{"$f":"IF(ISBLANK(InfoPro!I47),\"\",YEAR(InfoPro!I47)-$G$3)","v":3},{"$f":"IF(B54=\"\",\"\",VLOOKUP(D54,Tablas!$B$2:$E$13,2,FALSE))","v":0.26},{"$f":"IF(B54=\"\",\"\",VLOOKUP(D54,Tablas!$B$2:$G$13,6,FALSE))","v":0},227532.24000000002,28960.986103920004,1905427.5225475074,1704317.9987008118,1524434.7036679892,1363537.3020286129,1219621.9159468811,1090896.1681099115,975756.85877451848,872769.99890386255,780652.9507190187,698258.45323704707,624560.33384351269,558640.72794589691,499678.64753658051,446939.75629390014,399767.223876476,59687610487.879402,597473.57845725131]
[{"$f":"IF(ISBLANK(InfoPro!A48),\"\",InfoPro!A48)","v":"SC_2013_A2"},{"$f":"IF(ISBLANK(InfoPro!B48),\"\",InfoPro!B48)","v":"PGF TIBÚ I"},{"$f":"IF(ISBLANK(InfoPro!E48),\"\",InfoPro!E48)","v":99.9},{"$f":"IF(ISBLANK(InfoPro!F48),\"\",InfoPro!F48)","v":"Solar FV"},{"$f":"IF(ISBLANK(InfoPro!I48),\"\",YEAR(InfoPro!I48)-$G$3)","v":3},{"$f":"IF(B55=\"\",\"\",VLOOKUP(D55,Tablas!$B$2:$E$13,2,FALSE))","v":0.26},{"$f":"IF(B55=\"\",\"\",VLOOKUP(D55,Tablas!$B$2:$G$13,6,FALSE))","v":0},227532.24000000002,28960.986103920004,1905427.5225475074,1704317.9987008118,1524434.7036679892,1363537.3020286129,1219621.9159468811,1090896.1681099115,975756.85877451848,872769.99890386255,780652.9507190187,698258.45323704707,624560.33384351269,558640.72794589691,499678.64753658051,446939.75629390014,399767.223876476,59687610487.879402,597473.57845725131]
[{"$f":"IF(ISBLANK(InfoPro!A49),\"\",InfoPro!A49)","v":"SC_2013_A1"},{"$f":"IF(ISBLANK(InfoPro!B49),\"\",InfoPro!B49)","v":"PGF TIBÚ I"},{"$f":"IF(ISBLANK(InfoPro!E49),\"\",InfoPro!E49)","v":99.9},{"$f":"IF(ISBLANK(InfoPro!F49),\"\",InfoPro!F49)","v":"Solar FV"},{"$f":"IF(ISBLANK(InfoPro!I49),\"\",YEAR(InfoPro!I49)-$G$3)","v":3},{"$f":"IF(B56=\"\",\"\",VLOOKUP(D56,Tablas!$B$2:$E$13,2,FALSE))","v":0.26},{"$f":"IF(B56=\"\",\"\",VLOOKUP(D56,Tablas!$B$2:$G$13,6,FALSE))","v":0},227532.24000000002,28960.986103920004,1905427.5225475074,1704317.9987008118,1524434.7036679892,1363537.3020286129,1219621.9159468811,1090896.1681099115,975756.85877451848,872769.99890386255,780652.9507190187,698258.45323704707,624560.33384351269,558640.72794589691,499678.64753658051,446939.75629390014,399767.223876476,59687610487.879402,597473.57845725131]
[{"$f":"IF(ISBLANK(InfoPro!A50),\"\",InfoPro!A50)","v":"SC_1994_A2"},{"$f":"IF(ISBLANK(InfoPro!B50),\"\",InfoPro!B50)","v":"Parque Solar Ábrego de 9,9 MW"},{"$f":"IF(ISBLANK(InfoPro!E50),\"\",InfoPro!E50)","v":9.9},{"$f":"IF(ISBLANK(InfoPro!F50),\"\",InfoPro!F50)","v":"Solar FV"},{"$f":"IF(ISBLANK(InfoPro!I50),\"\",YEAR(InfoPro!I50)-$G$3)","v":4},{"$f":"IF(B57=\"\",\"\",VLOOKUP(D57,Tablas!$B$2:$E$13,2,FALSE))","v":0.26},{"$f":"IF(B57=\"\",\"\",VLOOKUP(D57,Tablas!$B$2:$G$13,6,FALSE))","v":0},22548.240000000005,2870.0076319200007,168896.37824963001,151070.10576889984,135125.31821905175,120863.4331118531,108106.82747035159,96696.625644321655,86490.72061209449,77362.004125308173,69196.783654121798,61893.366416924677,55360.792859503294,49517.703809931394,44291.327200296415,39616.571735506637,35435.216221383394,5290687322.6536551,534412.86087410653]
[{"$f":"IF(ISBLANK(InfoPro!A51),\"\",InfoPro!A51)","v":"SC_1994_A1"},{"$f":"IF(ISBLANK(InfoPro!B51),\"\",InfoPro!B51)","v":"Parque Solar Ábrego de 9,9 MW"},{"$f":"IF(ISBLANK(InfoPro!E51),\"\",InfoPro!E51)","v":9.9},{"$f":"IF(ISBLANK(InfoPro!F51),\"\",InfoPro!F51)","v":"Solar FV"},{"$f":"IF(ISBLANK(InfoPro!I51),\"\",YEAR(InfoPro!I51)-$G$3)","v":4},{"$f":"IF(B58=\"\",\"\",VLOOKUP(D58,Tablas!$B$2:$E$13,2,FALSE))","v":0.26},{"$f":"IF(B58=\"\",\"\",VLOOKUP(D58,Tablas!$B$2:$G$13,6,FALSE))","v":0},22548.240000000005,2870.0076319200007,168896.37824963001,151070.10576889984,135125.31821905175,120863.4331118531,108106.82747035159,96696.625644321655,86490.72061209449,77362.004125308173,69196.783654121798,61893.366416924677,55360.792859503294,49517.703809931394,44291.327200296415,39616.571735506637,35435.216221383394,5290687322.6536551,534412.86087410653]
[{"$f":"IF(ISBLANK(InfoPro!A52),\"\",InfoPro!A52)","v":"SC_2157_A2"},{"$f":"IF(ISBLANK(InfoPro!B52),\"\",InfoPro!B52)","v":"PGF El Toche I 99,9 MW"},{"$f":"IF(ISBLANK(InfoPro!E52),\"\",InfoPro!E52)","v":99.9},{"$f":"IF(ISBLANK(InfoPro!F52),\"\",InfoPro!F52)","v":"Solar FV"},{"$f":"IF(ISBLANK(InfoPro!I52),\"\",YEAR(InfoPro!I52)-$G$3)","v":3},{"$f":"IF(B59=\"\",\"\",VLOOKUP(D59,Tablas!$B$2:$E$13,2,FALSE))","v":0.26},{"$f":"IF(B59=\"\",\"\",VLOOKUP(D59,Tablas!$B$2:$G$13,6,FALSE))","v":0},227532.24000000002,28960.986103920004,{"$f":"IF($I59=\"\",\"\",(1/(1+$C$4)^(J$7+$E59))*$I59*$C$5)","v":1905427.5225475074},1704317.9987008118,1524434.7036679892,1363537.3020286129,1219621.9159468811,1090896.1681099115,975756.85877451848,872769.99890386255,780652.9507190187,698258.45323704707,624560.33384351269,558640.72794589691,499678.64753658051,446939.75629390014,399767.223876476,59687610487.879402,597473.57845725131]
[{"$f":"IF(ISBLANK(InfoPro!A53),\"\",InfoPro!A53)","v":"SC_2157_A1"},{"$f":"IF(ISBLANK(InfoPro!B53),\"\",InfoPro!B53)","v":"PGF El Toche I 99,9 MW"},{"$f":"IF(ISBLANK(InfoPro!E53),\"\",InfoPro!E53)","v":99.9},{"$f":"IF(ISBLANK(InfoPro!F53),\"\",InfoPro!F53)","v":"Solar FV"},{"$f":"IF(ISBLANK(InfoPro!I53),\"\",YEAR(InfoPro!I53)-$G$3)","v":3},{"$f":"IF(B60=\"\",\"\",VLOOKUP(D60,Tablas!$B$2:$E$13,2,FALSE))","v":0.26},{"$f":"IF(B60=\"\",\"\",VLOOKUP(D60,Tablas!$B$2:$G$13,6,FALSE))","v":0},227532.24000000002,28960.986103920004,1905427.5225475074,1704317.9987008118,1524434.7036679892,1363537.3020286129,1219621.9159468811,1090896.1681099115,975756.85877451848,872769.99890386255,780652.9507190187,698258.45323704707,624560.33384351269,558640.72794589691,499678.64753658051,446939.75629390014,399767.223876476,59687610487.879402,597473.57845725131]
[{"$f":"IF(ISBLANK(InfoPro!A54),\"\",InfoPro!A54)","v":"SC_2291_A2"},{"$f":"IF(ISBLANK(InfoPro!B54),\"\",InfoPro!B54)","v":"Termotasajero Solar Tres"},{"$f":"IF(ISBLANK(InfoPro!E54),\"\",InfoPro!E54)","v":3},{"$f":"IF(ISBLANK(InfoPro!F54),\"\",InfoPro!F54)","v":"Solar FV"},{"$f":"IF(ISBLANK(InfoPro!I54),\"\",YEAR(InfoPro!I54)-$G$3)","v":1},{"$f":"IF(B61=\"\",\"\",VLOOKUP(D61,Tablas!$B$2:$E$13,2,FALSE))","v":0.26},{"$f":"IF(B61=\"\",\"\",VLOOKUP(D61,Tablas!$B$2:$G$13,6,FALSE))","v":0},6832.7999999999993,869.6992823999999,71520.708429209291,63972.011117360737,57220.045722147355,51180.720681706051,45778.819929969635,40947.066126985359,36625.282761167589,32759.644687985325,29302.007771006553,26209.309276392261,23443.031553123677,20968.722319430839,18755.565580886261,16775.997836213115,15005.364790888299,2240389695.238802,746796.56507960067]
[{"$f":"IF(ISBLANK(InfoPro!A55),\"\",InfoPro!A55)","v":"SC_2291_A1"},{"$f":"IF(ISBLANK(InfoPro!B55),\"\",InfoPro!B55)","v":"Termotasajero Solar Tres"},{"$f":"IF(ISBLANK(InfoPro!E55),\"\",InfoPro!E55)","v":3},{"$f":"IF(ISBLANK(InfoPro!F55),\"\",InfoPro!F55)","v":"Solar FV"},{"$f":"IF(ISBLANK(InfoPro!I55),\"\",YEAR(InfoPro!I55)-$G$3)","v":1},{"$f":"IF(B62=\"\",\"\",VLOOKUP(D62,Tablas!$B$2:$E$13,2,FALSE))","v":0.26},{"$f":"IF(B62=\"\",\"\",VLOOKUP(D62,Tablas!$B$2:$G$13,6,FALSE))","v":0},6832.7999999999993,869.6992823999999,71520.708429209291,63972.011117360737,57220.045722147355,51180.720681706051,45778.819929969635,40947.066126985359,36625.282761167589,32759.644687985325,29302.007771006553,26209.309276392261,23443.031553123677,20968.722319430839,18755.565580886261,16775.997836213115,15005.364790888299,2240389695.238802,746796.56507960067]
[{"$f":"IF(ISBLANK(InfoPro!A56),\"\",InfoPro!A56)","v":"SC_2279_A2"},{"$f":"IF(ISBLANK(InfoPro!B56),\"\",InfoPro!B56)","v":"PROYECTO SOLAR FOTOVOLTAICO COCOTAS DE 9,9 MW"},{"$f":"IF(ISBLANK(InfoPro!E56),\"\",InfoPro!E56)","v":9.9},{"$f":"IF(ISBLANK(InfoPro!F56),\"\",InfoPro!F56)","v":"Solar FV"},{"$f":"IF(ISBLANK(InfoPro!I56),\"\",YEAR(InfoPro!I56)-$G$3)","v":3},{"$f":"IF(B63=\"\",\"\",VLOOKUP(D63,Tablas!$B$2:$E$13,2,FALSE))","v":0.26},{"$f":"IF(B63=\"\",\"\",VLOOKUP(D63,Tablas!$B$2:$G$13,6,FALSE))","v":0},22548.240000000005,2870.0076319200007,188826.15088308635,168896.37824963001,151070.10576889984,135125.31821905175,120863.4331118531,108106.82747035159,96696.625644321655,86490.72061209449,77362.004125308173,69196.783654121798,61893.366416924677,55360.792859503294,49517.703809931394,44291.327200296415,39616.571735506637,5914988426.7267857,597473.57845725107]
[{"$f":"IF(ISBLANK(InfoPro!A57),\"\",InfoPro!A57)","v":"SC_2279_A1"},{"$f":"IF(ISBLANK(InfoPro!B57),\"\",InfoPro!B57)","v":"PROYECTO SOLAR FOTOVOLTAICO COCOTAS DE 9,9 MW"},{"$f":"IF(ISBLANK(InfoPro!E57),\"\",InfoPro!E57)","v":9.9},{"$f":"IF(ISBLANK(InfoPro!F57),\"\",InfoPro!F57)","v":"Solar FV"},{"$f":"IF(ISBLANK(InfoPro!I57),\"\",YEAR(InfoPro!I57)-$G$3)","v":3},{"$f":"IF(B64=\"\",\"\",VLOOKUP(D64,Tablas!$B$2:$E$13,2,FALSE))","v":0.26},{"$f":"IF(B64=\"\",\"\",VLOOKUP(D64,Tablas!$B$2:$G$13,6,FALSE))","v":0},22548.240000000005,2870.0076319200007,188826.15088308635,168896.37824963001,151070.10576889984,135125.31821905175,120863.4331118531,108106.82747035159,96696.625644321655,86490.72061209449,77362.004125308173,69196.783654121798,61893.366416924677,55360.792859503294,49517.703809931394,44291.327200296415,39616.571735506637,5914988426.7267857,597473.57845725107]
[{"$f":"IF(ISBLANK(InfoPro!A58),\"\",InfoPro!A58)","v":"SC_2319_A2"},{"$f":"IF(ISBLANK(InfoPro!B58),\"\",InfoPro!B58)","v":"SOLAR FOTOVOLTAICO MORRISON DE 278,6 MW"},{"$f":"IF(ISBLANK(InfoPro!E58),\"\",InfoPro!E58)","v":278.60000000000002},{"$f":"IF(ISBLANK(InfoPro!F58),\"\",InfoPro!F58)","v":"Solar FV"},{"$f":"IF(ISBLANK(InfoPro!I58),\"\",YEAR(InfoPro!I58)-$G$3)","v":3},{"$f":"IF(B65=\"\",\"\",VLOOKUP(D65,Tablas!$B$2:$E$13,2,FALSE))","v":0.26},{"$f":"IF(B65=\"\",\"\",VLOOKUP(D65,Tablas!$B$2:$G$13,6,FALSE))","v":0},634539.3600000001,80766.073358880021,5313834.9127300866,4752982.9273077697,4251326.4108298486,3802617.5409927089,3401267.9257537643,3042279.0033575715,2721179.7883341429,2433971.1881342959,2177076.1969000865,1947295.3460644779,1741766.8569449715,1557930.9990563253,1393498.2102471604,1246420.5816164224,1114866.3520719341,166456138958.19019,597473.57845725119]
[{"$f":"IF(ISBLANK(InfoPro!A59),\"\",InfoPro!A59)","v":"SC_2319_A1"},{"$f":"IF(ISBLANK(InfoPro!B59),\"\",InfoPro!B59)","v":"SOLAR FOTOVOLTAICO MORRISON DE 278,6 MW"},{"$f":"IF(ISBLANK(InfoPro!E59),\"\",InfoPro!E59)","v":278.60000000000002},{"$f":"IF(ISBLANK(InfoPro!F59),\"\",InfoPro!F59)","v":"Solar FV"},{"$f":"IF(ISBLANK(InfoPro!I59),\"\",YEAR(InfoPro!I59)-$G$3)","v":3},{"$f":"IF(B66=\"\",\"\",VLOOKUP(D66,Tablas!$B$2:$E$13,2,FALSE))","v":0.26},{"$f":"IF(B66=\"\",\"\",VLOOKUP(D66,Tablas!$B$2:$G$13,6,FALSE))","v":0},634539.3600000001,80766.073358880021,5313834.9127300866,4752982.9273077697,4251326.4108298486,3802617.5409927089,3401267.9257537643,3042279.0033575715,2721179.7883341429,2433971.1881342959,2177076.1969000865,1947295.3460644779,1741766.8569449715,1557930.9990563253,1393498.2102471604,1246420.5816164224,1114866.3520719341,166456138958.19019,597473.57845725119]
[{"$f":"IF(ISBLANK(InfoPro!A60),\"\",InfoPro!A60)","v":"SC_1891_A1"},{"$f":"IF(ISBLANK(InfoPro!B60),\"\",InfoPro!B60)","v":"KAIROS SOLAR PARK II - 19,9 MW"},{"$f":"IF(ISBLANK(InfoPro!E60),\"\",InfoPro!E60)","v":19.899999999999999},{"$f":"IF(ISBLANK(InfoPro!F60),\"\",InfoPro!F60)","v":"Solar FV"},{"$f":"IF(ISBLANK(InfoPro!I60),\"\",YEAR(InfoPro!I60)-$G$3)","v":0},{"$f":"IF(B67=\"\",\"\",VLOOKUP(D67,Tablas!$B$2:$E$13,2,FALSE))","v":0.26},{"$f":"IF(B67=\"\",\"\",VLOOKUP(D67,Tablas!$B$2:$G$13,6,FALSE))","v":0},{"$f":"IF(C67=\"\",\"\",+C67*F67*24*365)","v":45324.24},{"$f":"IF(H67=\"\",\"\",+H67*($C$3-G67))","v":5769.0052399200003},530402.34175824479,474420.69924708846,424347.67374515958,379559.63662357756,339498.78052198351,303666.17220213194,271615.53864233627,242947.70898241174,217305.64309696935,194369.98488101017,173855.08486673539,155505.44263572042,139092.52471889125,124411.91835321223,111280.78564688035,{"$f":"IF(X67=\"\",\"\",SUM(J67:X67)*$C$6)","v":16614879339.203976},{"$f":"IF(C67=0,0,IF(Y67=\"\",\"\",Y67/(C67*1000)))","v":834918.5597589938}]
[{"$f":"IF(ISBLANK(InfoPro!A61),\"\",InfoPro!A61)","v":"SC_1891_A2"},{"$f":"IF(ISBLANK(InfoPro!B61),\"\",InfoPro!B61)","v":"KAIROS SOLAR PARK II - 19,9 MW"},{"$f":"IF(ISBLANK(InfoPro!E61),\"\",InfoPro!E61)","v":19.899999999999999},{"$f":"IF(ISBLANK(InfoPro!F61),\"\",InfoPro!F61)","v":"Solar FV"},{"$f":"IF(ISBLANK(InfoPro!I61),\"\",YEAR(InfoPro!I61)-$G$3)","v":0},{"$f":"IF(B68=\"\",\"\",VLOOKUP(D68,Tablas!$B$2:$E$13,2,FALSE))","v":0.26},{"$f":"IF(B68=\"\",\"\",VLOOKUP(D68,Tablas!$B$2:$G$13,6,FALSE))","v":0},45324.24,5769.0052399200003,530402.34175824479,474420.69924708846,424347.67374515958,379559.63662357756,339498.78052198351,303666.17220213194,271615.53864233627,242947.70898241174,217305.64309696935,194369.98488101017,173855.08486673539,155505.44263572042,139092.52471889125,124411.91835321223,111280.78564688035,16614879339.203976,834918.5597589938]
[{"$f":"IF(ISBLANK(InfoPro!A60),\"\",InfoPro!A60)","v":"SC_1891_A1"},{"$f":"IF(ISBLANK(InfoPro!B60),\"\",InfoPro!B60)","v":"KAIROS SOLAR PARK II - 19,9 MW"},{"$f":"IF(ISBLANK(InfoPro!E60),\"\",InfoPro!E60)","v":19.899999999999999},{"$f":"IF(ISBLANK(InfoPro!F60),\"\",InfoPro!F60)","v":"Solar FV"},{"$f":"IF(ISBLANK(InfoPro!I60),\"\",YEAR(InfoPro!I60)-$G$3)","v":0},{"$f":"IF(B69=\"\",\"\",VLOOKUP(D69,Tablas!$B$2:$E$13,2,FALSE))","v":0.26},{"$f":"IF(B69=\"\",\"\",VLOOKUP(D69,Tablas!$B$2:$G$13,6,FALSE))","v":0},45324.24,5769.0052399200003,{"$f":"IF($I69=\"\",\"\",(1/(1+$C$4)^(J$7+$E69))*$I69*$C$5)","v":530402.34175824479},474420.69924708846,424347.67374515958,379559.63662357756,339498.78052198351,303666.17220213194,271615.53864233627,242947.70898241174,217305.64309696935,194369.98488101017,173855.08486673539,155505.44263572042,139092.52471889125,124411.91835321223,111280.78564688035,16614879339.203976,834918.5597589938]
[{"$f":"IF(ISBLANK(InfoPro!A61),\"\",InfoPro!A61)","v":"SC_1891_A2"},{"$f":"IF(ISBLANK(InfoPro!B61),\"\",InfoPro!B61)","v":"KAIROS SOLAR PARK II - 19,9 MW"},{"$f":"IF(ISBLANK(InfoPro!E61),\"\",InfoPro!E61)","v":19.899999999999999},{"$f":"IF(ISBLANK(InfoPro!F61),\"\",InfoPro!F61)","v":"Solar FV"},{"$f":"IF(ISBLANK(InfoPro!I61),\"\",YEAR(InfoPro!I61)-$G$3)","v":0},{"$f":"IF(B70=\"\",\"\",VLOOKUP(D70,Tablas!$B$2:$E$13,2,FALSE))","v":0.26},{"$f":"IF(B70=\"\",\"\",VLOOKUP(D70,Tablas!$B$2:$G$13,6,FALSE))","v":0},45324.24,5769.0052399200003,530402.34175824479,474420.69924708846,424347.67374515958,379559.63662357756,339498.78052198351,303666.17220213194,271615.53864233627,242947.70898241174,217305.64309696935,194369.98488101017,173855.08486673539,155505.44263572042,139092.52471889125,124411.91835321223,111280.78564688035,16614879339.203976,834918.5597589938]
[{"$f":"IF(ISBLANK(InfoPro!A62),\"\",InfoPro!A62)","v":"SC_2239_A1"},{"$f":"IF(ISBLANK(InfoPro!B62),\"\",InfoPro!B62)","v":"PCH PANACEA III - 9,9 MW"},{"$f":"IF(ISBLANK(InfoPro!E62),\"\",InfoPro!E62)","v":9.9},{"$f":"IF(ISBLANK(InfoPro!F62),\"\",InfoPro!F62)","v":"PCH"},{"$f":"IF(ISBLANK(InfoPro!I62),\"\",YEAR(InfoPro!I62)-$G$3)","v":2},{"$f":"IF(B71=\"\",\"\",VLOOKUP(D71,Tablas!$B$2:$E$13,2,FALSE))","v":0.54},{"$f":"IF(B71=\"\",\"\",VLOOKUP(D71,Tablas!$B$2:$G$13,6,FALSE))","v":0},46830.960000000014,5960.7850816800019,438454.3223505264,392177.39029564086,350784.78559538542,313760.98890463816,280644.89168572286,251024.05338615645,224529.56474611489,200831.45326128346,179634.5735789655,160674.93164487081,143716.39682009912,128547.76101976667,114980.10824666072,102844.4617590883,91989.679569846397,13734603126.859598,1387333.6491777373]
[{"$f":"IF(ISBLANK(InfoPro!A63),\"\",InfoPro!A63)","v":""},{"$f":"IF(ISBLANK(InfoPro!B63),\"\",InfoPro!B63)","v":""},{"$f":"IF(ISBLANK(InfoPro!E63),\"\",InfoPro!E63)","v":""},{"$f":"IF(ISBLANK(InfoPro!F63),\"\",InfoPro!F63)","v":""},{"$f":"IF(ISBLANK(InfoPro!I63),\"\",YEAR(InfoPro!I63)-$G$3)","v":""},{"$f":"IF(B72=\"\",\"\",VLOOKUP(D72,Tablas!$B$2:$E$13,2,FALSE))","v":""},{"$f":"IF(B72=\"\",\"\",VLOOKUP(D72,Tablas!$B$2:$G$13,6,FALSE))","v":""},"","","","","","","","","","","","","","","","","","",""]
[{"$f":"IF(ISBLANK(InfoPro!A64),\"\",InfoPro!A64)","v":""},{"$f":"IF(ISBLANK(InfoPro!B64),\"\",InfoPro!B64)","v":""},{"$f":"IF(ISBLANK(InfoPro!E64),\"\",InfoPro!E64)","v":""},{"$f":"IF(ISBLANK(InfoPro!F64),\"\",InfoPro!F64)","v":""},{"$f":"IF(ISBLANK(InfoPro!I64),\"\",YEAR(InfoPro!I64)-$G$3)","v":""},{"$f":"IF(B73=\"\",\"\",VLOOKUP(D73,Tablas!$B$2:$E$13,2,FALSE))","v":""},{"$f":"IF(B73=\"\",\"\",VLOOKUP(D73,Tablas!$B$2:$G$13,6,FALSE))","v":""},{"$f":"IF(C73=\"\",\"\",+C73*F73*24*365)","v":""},{"$f":"IF(H73=\"\",\"\",+H73*($C$3-G73))","v":""},"","","","","","","","","","","","","","","","",""]
[{"$f":"IF(ISBLANK(InfoPro!A65),\"\",InfoPro!A65)","v":""},{"$f":"IF(ISBLANK(InfoPro!B65),\"\",InfoPro!B65)","v":""},{"$f":"IF(ISBLANK(InfoPro!E65),\"\",InfoPro!E65)","v":""},{"$f":"IF(ISBLANK(InfoPro!F65),\"\",InfoPro!F65)","v":""},{"$f":"IF(ISBLANK(InfoPro!I65),\"\",YEAR(InfoPro!I65)-$G$3)","v":""},{"$f":"IF(B74=\"\",\"\",VLOOKUP(D74,Tablas!$B$2:$E$13,2,FALSE))","v":""},{"$f":"IF(B74=\"\",\"\",VLOOKUP(D74,Tablas!$B$2:$G$13,6,FALSE))","v":""},"","","","","","","","","","","","","","","","","",{"$f":"IF(X74=\"\",\"\",SUM(J74:X74)*$C$6)","v":""},{"$f":"IF(C74=0,0,IF(Y74=\"\",\"\",Y74/(C74*1000)))","v":""}]
[{"$f":"IF(ISBLANK(InfoPro!A66),\"\",InfoPro!A66)","v":""},{"$f":"IF(ISBLANK(InfoPro!B66),\"\",InfoPro!B66)","v":""},{"$f":"IF(ISBLANK(InfoPro!E66),\"\",InfoPro!E66)","v":""},{"$f":"IF(ISBLANK(InfoPro!F66),\"\",InfoPro!F66)","v":""},{"$f":"IF(ISBLANK(InfoPro!I66),\"\",YEAR(InfoPro!I66)-$G$3)","v":""},{"$f":"IF(B75=\"\",\"\",VLOOKUP(D75,Tablas!$B$2:$E$13,2,FALSE))","v":""},{"$f":"IF(B75=\"\",\"\",VLOOKUP(D75,Tablas!$B$2:$G$13,6,FALSE))","v":""},"","","","","","","","","","","","","","","","","","",""]
[{"$f":"IF(ISBLANK(InfoPro!A67),\"\",InfoPro!A67)","v":""},{"$f":"IF(ISBLANK(InfoPro!B67),\"\",InfoPro!B67)","v":""},{"$f":"IF(ISBLANK(InfoPro!E67),\"\",InfoPro!E67)","v":""},{"$f":"IF(ISBLANK(InfoPro!F67),\"\",InfoPro!F67)","v":""},{"$f":"IF(ISBLANK(InfoPro!I67),\"\",YEAR(InfoPro!I67)-$G$3)","v":""},{"$f":"IF(B76=\"\",\"\",VLOOKUP(D76,Tablas!$B$2:$E$13,2,FALSE))","v":""},{"$f":"IF(B76=\"\",\"\",VLOOKUP(D76,Tablas!$B$2:$G$13,6,FALSE))","v":""},"","","","","","","","","","","","","","","","","","",""]
[{"$f":"IF(ISBLANK(InfoPro!A68),\"\",InfoPro!A68)","v":""},{"$f":"IF(ISBLANK(InfoPro!B68),\"\",InfoPro!B68)","v":""},{"$f":"IF(ISBLANK(InfoPro!E68),\"\",InfoPro!E68)","v":""},{"$f":"IF(ISBLANK(InfoPro!F68),\"\",InfoPro!F68)","v":""},{"$f":"IF(ISBLANK(InfoPro!I68),\"\",YEAR(InfoPro!I68)-$G$3)","v":""},{"$f":"IF(B77=\"\",\"\",VLOOKUP(D77,Tablas!$B$2:$E$13,2,FALSE))","v":""},{"$f":"IF(B77=\"\",\"\",VLOOKUP(D77,Tablas!$B$2:$G$13,6,FALSE))","v":""},"","","","","","","","","","","","","","","","","","",""]
[{"$f":"IF(ISBLANK(InfoPro!A69),\"\",InfoPro!A69)","v":""},{"$f":"IF(ISBLANK(InfoPro!B69),\"\",InfoPro!B69)","v":""},{"$f":"IF(ISBLANK(InfoPro!E69),\"\",InfoPro!E69)","v":""},{"$f":"IF(ISBLANK(InfoPro!F69),\"\",InfoPro!F69)","v":""},{"$f":"IF(ISBLANK(InfoPro!I69),\"\",YEAR(InfoPro!I69)-$G$3)","v":""},{"$f":"IF(B78=\"\",\"\",VLOOKUP(D78,Tablas!$B$2:$E$13,2,FALSE))","v":""},{"$f":"IF(B78=\"\",\"\",VLOOKUP(D78,Tablas!$B$2:$G$13,6,FALSE))","v":""},"","","","","","","","","","","","","","","","","","",""]
[{"$f":"IF(ISBLANK(InfoPro!A70),\"\",InfoPro!A70)","v":""},{"$f":"IF(ISBLANK(InfoPro!B70),\"\",InfoPro!B70)","v":""},{"$f":"IF(ISBLANK(InfoPro!E70),\"\",InfoPro!E70)","v":""},{"$f":"IF(ISBLANK(InfoPro!F70),\"\",InfoPro!F70)","v":""},{"$f":"IF(ISBLANK(InfoPro!I70),\"\",YEAR(InfoPro!I70)-$G$3)","v":""},{"$f":"IF(B79=\"\",\"\",VLOOKUP(D79,Tablas!$B$2:$E$13,2,FALSE))","v":""},{"$f":"IF(B79=\"\",\"\",VLOOKUP(D79,Tablas!$B$2:$G$13,6,FALSE))","v":""},"","",{"$f":"IF($I79=\"\",\"\",(1/(1+$C$4)^(J$7+$E79))*$I79*$C$5)","v":""},"","","","","","","","","","","","","","","",""]
[{"$f":"IF(ISBLANK(InfoPro!A71),\"\",InfoPro!A71)","v":""},{"$f":"IF(ISBLANK(InfoPro!B71),\"\",InfoPro!B71)","v":""},{"$f":"IF(ISBLANK(InfoPro!E71),\"\",InfoPro!E71)","v":""},{"$f":"IF(ISBLANK(InfoPro!F71),\"\",InfoPro!F71)","v":""},{"$f":"IF(ISBLANK(InfoPro!I71),\"\",YEAR(InfoPro!I71)-$G$3)","v":""},{"$f":"IF(B80=\"\",\"\",VLOOKUP(D80,Tablas!$B$2:$E$13,2,FALSE))","v":""},{"$f":"IF(B80=\"\",\"\",VLOOKUP(D80,Tablas!$B$2:$G$13,6,FALSE))","v":""},"","","","","","","","","","","","","","","","","","",""]
[{"$f":"IF(ISBLANK(InfoPro!A72),\"\",InfoPro!A72)","v":""},{"$f":"IF(ISBLANK(InfoPro!B72),\"\",InfoPro!B72)","v":""},{"$f":"IF(ISBLANK(InfoPro!E72),\"\",InfoPro!E72)","v":""},{"$f":"IF(ISBLANK(InfoPro!F72),\"\",InfoPro!F72)","v":""},{"$f":"IF(ISBLANK(InfoPro!I72),\"\",YEAR(InfoPro!I72)-$G$3)","v":""},{"$f":"IF(B81=\"\",\"\",VLOOKUP(D81,Tablas!$B$2:$E$13,2,FALSE))","v":""},{"$f":"IF(B81=\"\",\"\",VLOOKUP(D81,Tablas!$B$2:$G$13,6,FALSE))","v":""},"","","","","","","","","","","","","","","","","","",""]
[{"$f":"IF(ISBLANK(InfoPro!A73),\"\",InfoPro!A73)","v":""},{"$f":"IF(ISBLANK(InfoPro!B73),\"\",InfoPro!B73)","v":""},{"$f":"IF(ISBLANK(InfoPro!E73),\"\",InfoPro!E73)","v":""},{"$f":"IF(ISBLANK(InfoPro!F73),\"\",InfoPro!F73)","v":""},{"$f":"IF(ISBLANK(InfoPro!I73),\"\",YEAR(InfoPro!I73)-$G$3)","v":""},{"$f":"IF(B82=\"\",\"\",VLOOKUP(D82,Tablas!$B$2:$E$13,2,FALSE))","v":""},{"$f":"IF(B82=\"\",\"\",VLOOKUP(D82,Tablas!$B$2:$G$13,6,FALSE))","v":""},"","","","","","","","","","","","","","","","","","",""]
[{"$f":"IF(ISBLANK(InfoPro!A74),\"\",InfoPro!A74)","v":""},{"$f":"IF(ISBLANK(InfoPro!B74),\"\",InfoPro!B74)","v":""},{"$f":"IF(ISBLANK(InfoPro!E74),\"\",InfoPro!E74)","v":""},{"$f":"IF(ISBLANK(InfoPro!F74),\"\",InfoPro!F74)","v":""},{"$f":"IF(ISBLANK(InfoPro!I74),\"\",YEAR(InfoPro!I74)-$G$3)","v":""},{"$f":"IF(B83=\"\",\"\",VLOOKUP(D83,Tablas!$B$2:$E$13,2,FALSE))","v":""},{"$f":"IF(B83=\"\",\"\",VLOOKUP(D83,Tablas!$B$2:$G$13,6,FALSE))","v":""},"","","","","","","","","","","","","","","","","","",""]
[{"$f":"IF(ISBLANK(InfoPro!A75),\"\",InfoPro!A75)","v":""},{"$f":"IF(ISBLANK(InfoPro!B75),\"\",InfoPro!B75)","v":""},{"$f":"IF(ISBLANK(InfoPro!E75),\"\",InfoPro!E75)","v":""},{"$f":"IF(ISBLANK(InfoPro!F75),\"\",InfoPro!F75)","v":""},{"$f":"IF(ISBLANK(InfoPro!I75),\"\",YEAR(InfoPro!I75)-$G$3)","v":""},{"$f":"IF(B84=\"\",\"\",VLOOKUP(D84,Tablas!$B$2:$E$13,2,FALSE))","v":""},{"$f":"IF(B84=\"\",\"\",VLOOKUP(D84,Tablas!$B$2:$G$13,6,FALSE))","v":""},"","","","","","","","","","","","","","","","","","",""]
[{"$f":"IF(ISBLANK(InfoPro!A76),\"\",InfoPro!A76)","v":""},{"$f":"IF(ISBLANK(InfoPro!B76),\"\",InfoPro!B76)","v":""},{"$f":"IF(ISBLANK(InfoPro!E76),\"\",InfoPro!E76)","v":""},{"$f":"IF(ISBLANK(InfoPro!F76),\"\",InfoPro!F76)","v":""},{"$f":"IF(ISBLANK(InfoPro!I76),\"\",YEAR(InfoPro!I76)-$G$3)","v":""},{"$f":"IF(B85=\"\",\"\",VLOOKUP(D85,Tablas!$B$2:$E$13,2,FALSE))","v":""},{"$f":"IF(B85=\"\",\"\",VLOOKUP(D85,Tablas!$B$2:$G$13,6,FALSE))","v":""},"","","","","","","","","","","","","","","","","","",""]
[{"$f":"IF(ISBLANK(InfoPro!A77),\"\",InfoPro!A77)","v":""},{"$f":"IF(ISBLANK(InfoPro!B77),\"\",InfoPro!B77)","v":""},{"$f":"IF(ISBLANK(InfoPro!E77),\"\",InfoPro!E77)","v":""},{"$f":"IF(ISBLANK(InfoPro!F77),\"\",InfoPro!F77)","v":""},{"$f":"IF(ISBLANK(InfoPro!I77),\"\",YEAR(InfoPro!I77)-$G$3)","v":""},{"$f":"IF(B86=\"\",\"\",VLOOKUP(D86,Tablas!$B$2:$E$13,2,FALSE))","v":""},{"$f":"IF(B86=\"\",\"\",VLOOKUP(D86,Tablas!$B$2:$G$13,6,FALSE))","v":""},"","","","","","","","","","","","","","","","","","",""]
[{"$f":"IF(ISBLANK(InfoPro!A78),\"\",InfoPro!A78)","v":""},{"$f":"IF(ISBLANK(InfoPro!B78),\"\",InfoPro!B78)","v":""},{"$f":"IF(ISBLANK(InfoPro!E78),\"\",InfoPro!E78)","v":""},{"$f":"IF(ISBLANK(InfoPro!F78),\"\",InfoPro!F78)","v":""},{"$f":"IF(ISBLANK(InfoPro!I78),\"\",YEAR(InfoPro!I78)-$G$3)","v":""},{"$f":"IF(B87=\"\",\"\",VLOOKUP(D87,Tablas!$B$2:$E$13,2,FALSE))","v":""},{"$f":"IF(B87=\"\",\"\",VLOOKUP(D87,Tablas!$B$2:$G$13,6,FALSE))","v":""},"","","","","","","","","","","","","","","","","","",""]
[{"$f":"IF(ISBLANK(InfoPro!A79),\"\",InfoPro!A79)","v":""},{"$f":"IF(ISBLANK(InfoPro!B79),\"\",InfoPro!B79)","v":""},{"$f":"IF(ISBLANK(InfoPro!E79),\"\",InfoPro!E79)","v":""},{"$f":"IF(ISBLANK(InfoPro!F79),\"\",InfoPro!F79)","v":""},{"$f":"IF(ISBLANK(InfoPro!I79),\"\",YEAR(InfoPro!I79)-$G$3)","v":""},{"$f":"IF(B88=\"\",\"\",VLOOKUP(D88,Tablas!$B$2:$E$13,2,FALSE))","v":""},{"$f":"IF(B88=\"\",\"\",VLOOKUP(D88,Tablas!$B$2:$G$13,6,FALSE))","v":""},"","","","","","","","","","","","","","","","","","",""]
[{"$f":"IF(ISBLANK(InfoPro!A80),\"\",InfoPro!A80)","v":""},{"$f":"IF(ISBLANK(InfoPro!B80),\"\",InfoPro!B80)","v":""},{"$f":"IF(ISBLANK(InfoPro!E80),\"\",InfoPro!E80)","v":""},{"$f":"IF(ISBLANK(InfoPro!F80),\"\",InfoPro!F80)","v":""},{"$f":"IF(ISBLANK(InfoPro!I80),\"\",YEAR(InfoPro!I80)-$G$3)","v":""},{"$f":"IF(B89=\"\",\"\",VLOOKUP(D89,Tablas!$B$2:$E$13,2,FALSE))","v":""},{"$f":"IF(B89=\"\",\"\",VLOOKUP(D89,Tablas!$B$2:$G$13,6,FALSE))","v":""},"","",{"$f":"IF($I89=\"\",\"\",(1/(1+$C$4)^(J$7+$E89))*$I89*$C$5)","v":""},"","","","","","","","","","","","","","","",""]
[{"$f":"IF(ISBLANK(InfoPro!A81),\"\",InfoPro!A81)","v":""},{"$f":"IF(ISBLANK(InfoPro!B81),\"\",InfoPro!B81)","v":""},{"$f":"IF(ISBLANK(InfoPro!E81),\"\",InfoPro!E81)","v":""},{"$f":"IF(ISBLANK(InfoPro!F81),\"\",InfoPro!F81)","v":""},{"$f":"IF(ISBLANK(InfoPro!I81),\"\",YEAR(InfoPro!I81)-$G$3)","v":""},{"$f":"IF(B90=\"\",\"\",VLOOKUP(D90,Tablas!$B$2:$E$13,2,FALSE))","v":""},{"$f":"IF(B90=\"\",\"\",VLOOKUP(D90,Tablas!$B$2:$G$13,6,FALSE))","v":""},"","","","","","","","","","","","","","","","","","",""]
[{"$f":"IF(ISBLANK(InfoPro!A82),\"\",InfoPro!A82)","v":""},{"$f":"IF(ISBLANK(InfoPro!B82),\"\",InfoPro!B82)","v":""},{"$f":"IF(ISBLANK(InfoPro!E82),\"\",InfoPro!E82)","v":""},{"$f":"IF(ISBLANK(InfoPro!F82),\"\",InfoPro!F82)","v":""},{"$f":"IF(ISBLANK(InfoPro!I82),\"\",YEAR(InfoPro!I82)-$G$3)","v":""},{"$f":"IF(B91=\"\",\"\",VLOOKUP(D91,Tablas!$B$2:$E$13,2,FALSE))","v":""},{"$f":"IF(B91=\"\",\"\",VLOOKUP(D91,Tablas!$B$2:$G$13,6,FALSE))","v":""},"","","","","","","","","","","","","","","","","","",""]
[{"$f":"IF(ISBLANK(InfoPro!A83),\"\",InfoPro!A83)","v":""},{"$f":"IF(ISBLANK(InfoPro!B83),\"\",InfoPro!B83)","v":""},{"$f":"IF(ISBLANK(InfoPro!E83),\"\",InfoPro!E83)","v":""},{"$f":"IF(ISBLANK(InfoPro!F83),\"\",InfoPro!F83)","v":""},{"$f":"IF(ISBLANK(InfoPro!I83),\"\",YEAR(InfoPro!I83)-$G$3)","v":""},{"$f":"IF(B92=\"\",\"\",VLOOKUP(D92,Tablas!$B$2:$E$13,2,FALSE))","v":""},{"$f":"IF(B92=\"\",\"\",VLOOKUP(D92,Tablas!$B$2:$G$13,6,FALSE))","v":""},"","","","","","","","","","","","","","","","","","",""]
[{"$f":"IF(ISBLANK(InfoPro!A84),\"\",InfoPro!A84)","v":""},{"$f":"IF(ISBLANK(InfoPro!B84),\"\",InfoPro!B84)","v":""},{"$f":"IF(ISBLANK(InfoPro!E84),\"\",InfoPro!E84)","v":""},{"$f":"IF(ISBLANK(InfoPro!F84),\"\",InfoPro!F84)","v":""},{"$f":"IF(ISBLANK(InfoPro!I84),\"\",YEAR(InfoPro!I84)-$G$3)","v":""},{"$f":"IF(B93=\"\",\"\",VLOOKUP(D93,Tablas!$B$2:$E$13,2,FALSE))","v":""},{"$f":"IF(B93=\"\",\"\",VLOOKUP(D93,Tablas!$B$2:$G$13,6,FALSE))","v":""},"","","","","","","","","","","","","","","","","","",""]
[{"$f":"IF(ISBLANK(InfoPro!A85),\"\",InfoPro!A85)","v":""},{"$f":"IF(ISBLANK(InfoPro!B85),\"\",InfoPro!B85)","v":""},{"$f":"IF(ISBLANK(InfoPro!E85),\"\",InfoPro!E85)","v":""},{"$f":"IF(ISBLANK(InfoPro!F85),\"\",InfoPro!F85)","v":""},{"$f":"IF(ISBLANK(InfoPro!I85),\"\",YEAR(InfoPro!I85)-$G$3)","v":""},{"$f":"IF(B94=\"\",\"\",VLOOKUP(D94,Tablas!$B$2:$E$13,2,FALSE))","v":""},{"$f":"IF(B94=\"\",\"\",VLOOKUP(D94,Tablas!$B$2:$G$13,6,FALSE))","v":""},"","","","","","","","","","","","","","","","","","",""]
[{"$f":"IF(ISBLANK(InfoPro!A86),\"\",InfoPro!A86)","v":""},{"$f":"IF(ISBLANK(InfoPro!B86),\"\",InfoPro!B86)","v":""},{"$f":"IF(ISBLANK(InfoPro!E86),\"\",InfoPro!E86)","v":""},{"$f":"IF(ISBLANK(InfoPro!F86),\"\",InfoPro!F86)","v":""},{"$f":"IF(ISBLANK(InfoPro!I86),\"\",YEAR(InfoPro!I86)-$G$3)","v":""},{"$f":"IF(B95=\"\",\"\",VLOOKUP(D95,Tablas!$B$2:$E$13,2,FALSE))","v":""},{"$f":"IF(B95=\"\",\"\",VLOOKUP(D95,Tablas!$B$2:$G$13,6,FALSE))","v":""},{"$f":"IF(C95=\"\",\"\",+C95*F95*24*365)","v":""},"","","","","","","","","","","","","","","","","",""]
[{"$f":"IF(ISBLANK(InfoPro!A87),\"\",InfoPro!A87)","v":""},{"$f":"IF(ISBLANK(InfoPro!B87),\"\",InfoPro!B87)","v":""},{"$f":"IF(ISBLANK(InfoPro!E87),\"\",InfoPro!E87)","v":""},{"$f":"IF(ISBLANK(InfoPro!F87),\"\",InfoPro!F87)","v":""},{"$f":"IF(ISBLANK(InfoPro!I87),\"\",YEAR(InfoPro!I87)-$G$3)","v":""},{"$f":"IF(B96=\"\",\"\",VLOOKUP(D96,Tablas!$B$2:$E$13,2,FALSE))","v":""},{"$f":"IF(B96=\"\",\"\",VLOOKUP(D96,Tablas!$B$2:$G$13,6,FALSE))","v":""},"","","","","","","","","","","","","","","","","","",""]
[{"$f":"IF(ISBLANK(InfoPro!A88),\"\",InfoPro!A88)","v":""},{"$f":"IF(ISBLANK(InfoPro!B88),\"\",InfoPro!B88)","v":""},{"$f":"IF(ISBLANK(InfoPro!E88),\"\",InfoPro!E88)","v":""},{"$f":"IF(ISBLANK(InfoPro!F88),\"\",InfoPro!F88)","v":""},{"$f":"IF(ISBLANK(InfoPro!I88),\"\",YEAR(InfoPro!I88)-$G$3)","v":""},{"$f":"IF(B97=\"\",\"\",VLOOKUP(D97,Tablas!$B$2:$E$13,2,FALSE))","v":""},{"$f":"IF(B97=\"\",\"\",VLOOKUP(D97,Tablas!$B$2:$G$13,6,FALSE))","v":""},"","","","","","","","","","","","","","","","","","",""]
[{"$f":"IF(ISBLANK(InfoPro!A89),\"\",InfoPro!A89)","v":""},{"$f":"IF(ISBLANK(InfoPro!B89),\"\",InfoPro!B89)","v":""},{"$f":"IF(ISBLANK(InfoPro!E89),\"\",InfoPro!E89)","v":""},{"$f":"IF(ISBLANK(InfoPro!F89),\"\",InfoPro!F89)","v":""},{"$f":"IF(ISBLANK(InfoPro!I89),\"\",YEAR(InfoPro!I89)-$G$3)","v":""},{"$f":"IF(B98=\"\",\"\",VLOOKUP(D98,Tablas!$B$2:$E$13,2,FALSE))","v":""},{"$f":"IF(B98=\"\",\"\",VLOOKUP(D98,Tablas!$B$2:$G$13,6,FALSE))","v":""},"","","","","","","","","","","","","","","","","","",""]
[{"$f":"IF(ISBLANK(InfoPro!A90),\"\",InfoPro!A90)","v":""},{"$f":"IF(ISBLANK(InfoPro!B90),\"\",InfoPro!B90)","v":""},{"$f":"IF(ISBLANK(InfoPro!E90),\"\",InfoPro!E90)","v":""},{"$f":"IF(ISBLANK(InfoPro!F90),\"\",InfoPro!F90)","v":""},{"$f":"IF(ISBLANK(InfoPro!I90),\"\",YEAR(InfoPro!I90)-$G$3)","v":""},{"$f":"IF(B99=\"\",\"\",VLOOKUP(D99,Tablas!$B$2:$E$13,2,FALSE))","v":""},{"$f":"IF(B99=\"\",\"\",VLOOKUP(D99,Tablas!$B$2:$G$13,6,FALSE))","v":""},"","",{"$f":"IF($I99=\"\",\"\",(1/(1+$C$4)^(J$7+$E99))*$I99*$C$5)","v":""},"","","","","","","","","","","","","","","",""]
[{"$f":"IF(ISBLANK(InfoPro!A91),\"\",InfoPro!A91)","v":""},{"$f":"IF(ISBLANK(InfoPro!B91),\"\",InfoPro!B91)","v":""},{"$f":"IF(ISBLANK(InfoPro!E91),\"\",InfoPro!E91)","v":""},{"$f":"IF(ISBLANK(InfoPro!F91),\"\",InfoPro!F91)","v":""},{"$f":"IF(ISBLANK(InfoPro!I91),\"\",YEAR(InfoPro!I91)-$G$3)","v":""},{"$f":"IF(B100=\"\",\"\",VLOOKUP(D100,Tablas!$B$2:$E$13,2,FALSE))","v":""},{"$f":"IF(B100=\"\",\"\",VLOOKUP(D100,Tablas!$B$2:$G$13,6,FALSE))","v":""},"","","","","","","","","","","","","","","","","","",""]
[{"$f":"IF(ISBLANK(InfoPro!A92),\"\",InfoPro!A92)","v":""},{"$f":"IF(ISBLANK(InfoPro!B92),\"\",InfoPro!B92)","v":""},{"$f":"IF(ISBLANK(InfoPro!E92),\"\",InfoPro!E92)","v":""},{"$f":"IF(ISBLANK(InfoPro!F92),\"\",InfoPro!F92)","v":""},{"$f":"IF(ISBLANK(InfoPro!I92),\"\",YEAR(InfoPro!I92)-$G$3)","v":""},{"$f":"IF(B101=\"\",\"\",VLOOKUP(D101,Tablas!$B$2:$E$13,2,FALSE))","v":""},{"$f":"IF(B101=\"\",\"\",VLOOKUP(D101,Tablas!$B$2:$G$13,6,FALSE))","v":""},"","","","","","","","","","","","","","","","","","",""]
[{"$f":"IF(ISBLANK(InfoPro!A93),\"\",InfoPro!A93)","v":""},{"$f":"IF(ISBLANK(InfoPro!B93),\"\",InfoPro!B93)","v":""},{"$f":"IF(ISBLANK(InfoPro!E93),\"\",InfoPro!E93)","v":""},{"$f":"IF(ISBLANK(InfoPro!F93),\"\",InfoPro!F93)","v":""},{"$f":"IF(ISBLANK(InfoPro!I93),\"\",YEAR(InfoPro!I93)-$G$3)","v":""},{"$f":"IF(B102=\"\",\"\",VLOOKUP(D102,Tablas!$B$2:$E$13,2,FALSE))","v":""},{"$f":"IF(B102=\"\",\"\",VLOOKUP(D102,Tablas!$B$2:$G$13,6,FALSE))","v":""},"","","","","","","","","","","","","","","","","","",""]
[{"$f":"IF(ISBLANK(InfoPro!A94),\"\",InfoPro!A94)","v":""},{"$f":"IF(ISBLANK(InfoPro!B94),\"\",InfoPro!B94)","v":""},{"$f":"IF(ISBLANK(InfoPro!E94),\"\",InfoPro!E94)","v":""},{"$f":"IF(ISBLANK(InfoPro!F94),\"\",InfoPro!F94)","v":""},{"$f":"IF(ISBLANK(InfoPro!I94),\"\",YEAR(InfoPro!I94)-$G$3)","v":""},{"$f":"IF(B103=\"\",\"\",VLOOKUP(D103,Tablas!$B$2:$E$13,2,FALSE))","v":""},{"$f":"IF(B103=\"\",\"\",VLOOKUP(D103,Tablas!$B$2:$G$13,6,FALSE))","v":""},"","","","","","","","","","","","","","","","","","",""]
[{"$f":"IF(ISBLANK(InfoPro!A95),\"\",InfoPro!A95)","v":""},{"$f":"IF(ISBLANK(InfoPro!B95),\"\",InfoPro!B95)","v":""},{"$f":"IF(ISBLANK(InfoPro!E95),\"\",InfoPro!E95)","v":""},{"$f":"IF(ISBLANK(InfoPro!F95),\"\",InfoPro!F95)","v":""},{"$f":"IF(ISBLANK(InfoPro!I95),\"\",YEAR(InfoPro!I95)-$G$3)","v":""},{"$f":"IF(B104=\"\",\"\",VLOOKUP(D104,Tablas!$B$2:$E$13,2,FALSE))","v":""},{"$f":"IF(B104=\"\",\"\",VLOOKUP(D104,Tablas!$B$2:$G$13,6,FALSE))","v":""},"","","","","","","","","","","","","","","","","","",""]
[{"$f":"IF(ISBLANK(InfoPro!A96),\"\",InfoPro!A96)","v":""},{"$f":"IF(ISBLANK(InfoPro!B96),\"\",InfoPro!B96)","v":""},{"$f":"IF(ISBLANK(InfoPro!E96),\"\",InfoPro!E96)","v":""},{"$f":"IF(ISBLANK(InfoPro!F96),\"\",InfoPro!F96)","v":""},{"$f":"IF(ISBLANK(InfoPro!I96),\"\",YEAR(InfoPro!I96)-$G$3)","v":""},{"$f":"IF(B105=\"\",\"\",VLOOKUP(D105,Tablas!$B$2:$E$13,2,FALSE))","v":""},{"$f":"IF(B105=\"\",\"\",VLOOKUP(D105,Tablas!$B$2:$G$13,6,FALSE))","v":""},"",{"$f":"IF(H105=\"\",\"\",+H105*($C$3-G105))","v":""},"","","","","","","","","","","","","","","","",""]
[{"$f":"IF(ISBLANK(InfoPro!A97),\"\",InfoPro!A97)","v":""},{"$f":"IF(ISBLANK(InfoPro!B97),\"\",InfoPro!B97)","v":""},{"$f":"IF(ISBLANK(InfoPro!E97),\"\",InfoPro!E97)","v":""},{"$f":"IF(ISBLANK(InfoPro!F97),\"\",InfoPro!F97)","v":""},{"$f":"IF(ISBLANK(InfoPro!I97),\"\",YEAR(InfoPro!I97)-$G$3)","v":""},{"$f":"IF(B106=\"\",\"\",VLOOKUP(D106,Tablas!$B$2:$E$13,2,FALSE))","v":""},{"$f":"IF(B106=\"\",\"\",VLOOKUP(D106,Tablas!$B$2:$G$13,6,FALSE))","v":""},"","","","","","","","","","","","","","","","","","",""]
[{"$f":"IF(ISBLANK(InfoPro!A98),\"\",InfoPro!A98)","v":""},{"$f":"IF(ISBLANK(InfoPro!B98),\"\",InfoPro!B98)","v":""},{"$f":"IF(ISBLANK(InfoPro!E98),\"\",InfoPro!E98)","v":""},{"$f":"IF(ISBLANK(InfoPro!F98),\"\",InfoPro!F98)","v":""},{"$f":"IF(ISBLANK(InfoPro!I98),\"\",YEAR(InfoPro!I98)-$G$3)","v":""},{"$f":"IF(B107=\"\",\"\",VLOOKUP(D107,Tablas!$B$2:$E$13,2,FALSE))","v":""},{"$f":"IF(B107=\"\",\"\",VLOOKUP(D107,Tablas!$B$2:$G$13,6,FALSE))","v":""},"","","","","","","","","","","","","","","","","","",""]
[{"$f":"IF(ISBLANK(InfoPro!A99),\"\",InfoPro!A99)","v":""},{"$f":"IF(ISBLANK(InfoPro!B99),\"\",InfoPro!B99)","v":""},{"$f":"IF(ISBLANK(InfoPro!E99),\"\",InfoPro!E99)","v":""},{"$f":"IF(ISBLANK(InfoPro!F99),\"\",InfoPro!F99)","v":""},{"$f":"IF(ISBLANK(InfoPro!I99),\"\",YEAR(InfoPro!I99)-$G$3)","v":""},{"$f":"IF(B108=\"\",\"\",VLOOKUP(D108,Tablas!$B$2:$E$13,2,FALSE))","v":""},{"$f":"IF(B108=\"\",\"\",VLOOKUP(D108,Tablas!$B$2:$G$13,6,FALSE))","v":""},"","","","","","","","","","","","","","","","","","",""]
[{"$f":"IF(ISBLANK(InfoPro!A100),\"\",InfoPro!A100)","v":""},{"$f":"IF(ISBLANK(InfoPro!B100),\"\",InfoPro!B100)","v":""},{"$f":"IF(ISBLANK(InfoPro!E100),\"\",InfoPro!E100)","v":""},{"$f":"IF(ISBLANK(InfoPro!F100),\"\",InfoPro!F100)","v":""},{"$f":"IF(ISBLANK(InfoPro!I100),\"\",YEAR(InfoPro!I100)-$G$3)","v":""},{"$f":"IF(B109=\"\",\"\",VLOOKUP(D109,Tablas!$B$2:$E$13,2,FALSE))","v":""},{"$f":"IF(B109=\"\",\"\",VLOOKUP(D109,Tablas!$B$2:$G$13,6,FALSE))","v":""},{"$f":"IF(C109=\"\",\"\",+C109*F109*24*365)","v":""},{"$f":"IF(H109=\"\",\"\",+H109*($C$3-G109))","v":""},"","","","","","","","","","","","","","","",{"$f":"IF(X109=\"\",\"\",SUM(J109:X109)*$C$6)","v":""},{"$f":"IF(C109=0,0,IF(Y109=\"\",\"\",Y109/(C109*1000)))","v":""}]
[{"$f":"IF(ISBLANK(InfoPro!A101),\"\",InfoPro!A101)","v":""},{"$f":"IF(ISBLANK(InfoPro!B101),\"\",InfoPro!B101)","v":""},{"$f":"IF(ISBLANK(InfoPro!E101),\"\",InfoPro!E101)","v":""},{"$f":"IF(ISBLANK(InfoPro!F101),\"\",InfoPro!F101)","v":""},{"$f":"IF(ISBLANK(InfoPro!I101),\"\",YEAR(InfoPro!I101)-$G$3)","v":""},{"$f":"IF(B110=\"\",\"\",VLOOKUP(D110,Tablas!$B$2:$E$13,2,FALSE))","v":""},{"$f":"IF(B110=\"\",\"\",VLOOKUP(D110,Tablas!$B$2:$G$13,6,FALSE))","v":""},"","","","","","","","","","","","","","","","","","",""]
[{"$f":"IF(ISBLANK(InfoPro!A102),\"\",InfoPro!A102)","v":""},{"$f":"IF(ISBLANK(InfoPro!B102),\"\",InfoPro!B102)","v":""},{"$f":"IF(ISBLANK(InfoPro!E102),\"\",InfoPro!E102)","v":""},{"$f":"IF(ISBLANK(InfoPro!F102),\"\",InfoPro!F102)","v":""},{"$f":"IF(ISBLANK(InfoPro!I102),\"\",YEAR(InfoPro!I102)-$G$3)","v":""},{"$f":"IF(B111=\"\",\"\",VLOOKUP(D111,Tablas!$B$2:$E$13,2,FALSE))","v":""},{"$f":"IF(B111=\"\",\"\",VLOOKUP(D111,Tablas!$B$2:$G$13,6,FALSE))","v":""},{"$f":"IF(C111=\"\",\"\",+C111*F111*24*365)","v":""},{"$f":"IF(H111=\"\",\"\",+H111*($C$3-G111))","v":""},"","","","","","","","","","","","","","","",{"$f":"IF(X111=\"\",\"\",SUM(J111:X111)*$C$6)","v":""},{"$f":"IF(C111=0,0,IF(Y111=\"\",\"\",Y111/(C111*1000)))","v":""}]
[{"$f":"IF(ISBLANK(InfoPro!A103),\"\",InfoPro!A103)","v":""},{"$f":"IF(ISBLANK(InfoPro!B103),\"\",InfoPro!B103)","v":""},{"$f":"IF(ISBLANK(InfoPro!E103),\"\",InfoPro!E103)","v":""},{"$f":"IF(ISBLANK(InfoPro!F103),\"\",InfoPro!F103)","v":""},{"$f":"IF(ISBLANK(InfoPro!I103),\"\",YEAR(InfoPro!I103)-$G$3)","v":""},{"$f":"IF(B112=\"\",\"\",VLOOKUP(D112,Tablas!$B$2:$E$13,2,FALSE))","v":""},{"$f":"IF(B112=\"\",\"\",VLOOKUP(D112,Tablas!$B$2:$G$13,6,FALSE))","v":""},"","","","","","","","","","","","","","","","","","",""]
[{"$f":"IF(ISBLANK(InfoPro!A104),\"\",InfoPro!A104)","v":""},{"$f":"IF(ISBLANK(InfoPro!B104),\"\",InfoPro!B104)","v":""},{"$f":"IF(ISBLANK(InfoPro!E104),\"\",InfoPro!E104)","v":""},{"$f":"IF(ISBLANK(InfoPro!F104),\"\",InfoPro!F104)","v":""},{"$f":"IF(ISBLANK(InfoPro!I104),\"\",YEAR(InfoPro!I104)-$G$3)","v":""},{"$f":"IF(B113=\"\",\"\",VLOOKUP(D113,Tablas!$B$2:$E$13,2,FALSE))","v":""},{"$f":"IF(B113=\"\",\"\",VLOOKUP(D113,Tablas!$B$2:$G$13,6,FALSE))","v":""},"","","","","","","","","","","","","","","","","","",""]
[{"$f":"IF(ISBLANK(InfoPro!A105),\"\",InfoPro!A105)","v":""},{"$f":"IF(ISBLANK(InfoPro!B105),\"\",InfoPro!B105)","v":""},{"$f":"IF(ISBLANK(InfoPro!E105),\"\",InfoPro!E105)","v":""},{"$f":"IF(ISBLANK(InfoPro!F105),\"\",InfoPro!F105)","v":""},{"$f":"IF(ISBLANK(InfoPro!I105),\"\",YEAR(InfoPro!I105)-$G$3)","v":""},{"$f":"IF(B114=\"\",\"\",VLOOKUP(D114,Tablas!$B$2:$E$13,2,FALSE))","v":""},{"$f":"IF(B114=\"\",\"\",VLOOKUP(D114,Tablas!$B$2:$G$13,6,FALSE))","v":""},"","","","","","","","","","","","","","","","","","",""]
[{"$f":"IF(ISBLANK(InfoPro!A106),\"\",InfoPro!A106)","v":""},{"$f":"IF(ISBLANK(InfoPro!B106),\"\",InfoPro!B106)","v":""},{"$f":"IF(ISBLANK(InfoPro!E106),\"\",InfoPro!E106)","v":""},{"$f":"IF(ISBLANK(InfoPro!F106),\"\",InfoPro!F106)","v":""},{"$f":"IF(ISBLANK(InfoPro!I106),\"\",YEAR(InfoPro!I106)-$G$3)","v":""},{"$f":"IF(B115=\"\",\"\",VLOOKUP(D115,Tablas!$B$2:$E$13,2,FALSE))","v":""},{"$f":"IF(B115=\"\",\"\",VLOOKUP(D115,Tablas!$B$2:$G$13,6,FALSE))","v":""},"","",{"$f":"IF($I115=\"\",\"\",(1/(1+$C$4)^(J$7+$E115))*$I115*$C$5)","v":""},"","","","","","","","","","","","","","","",""]
[{"$f":"IF(ISBLANK(InfoPro!A107),\"\",InfoPro!A107)","v":""},{"$f":"IF(ISBLANK(InfoPro!B107),\"\",InfoPro!B107)","v":""},{"$f":"IF(ISBLANK(InfoPro!E107),\"\",InfoPro!E107)","v":""},{"$f":"IF(ISBLANK(InfoPro!F107),\"\",InfoPro!F107)","v":""},{"$f":"IF(ISBLANK(InfoPro!I107),\"\",YEAR(InfoPro!I107)-$G$3)","v":""},{"$f":"IF(B116=\"\",\"\",VLOOKUP(D116,Tablas!$B$2:$E$13,2,FALSE))","v":""},{"$f":"IF(B116=\"\",\"\",VLOOKUP(D116,Tablas!$B$2:$G$13,6,FALSE))","v":""},"","","","","","","","","","","","","","","","","","",""]
[{"$f":"IF(ISBLANK(InfoPro!A108),\"\",InfoPro!A108)","v":""},{"$f":"IF(ISBLANK(InfoPro!B108),\"\",InfoPro!B108)","v":""},{"$f":"IF(ISBLANK(InfoPro!E108),\"\",InfoPro!E108)","v":""},{"$f":"IF(ISBLANK(InfoPro!F108),\"\",InfoPro!F108)","v":""},{"$f":"IF(ISBLANK(InfoPro!I108),\"\",YEAR(InfoPro!I108)-$G$3)","v":""},{"$f":"IF(B117=\"\",\"\",VLOOKUP(D117,Tablas!$B$2:$E$13,2,FALSE))","v":""},{"$f":"IF(B117=\"\",\"\",VLOOKUP(D117,Tablas!$B$2:$G$13,6,FALSE))","v":""},"","","","","","","","","","","","","","","","","","",""]
[{"$f":"IF(ISBLANK(InfoPro!A109),\"\",InfoPro!A109)","v":""},{"$f":"IF(ISBLANK(InfoPro!B109),\"\",InfoPro!B109)","v":""},{"$f":"IF(ISBLANK(InfoPro!E109),\"\",InfoPro!E109)","v":""},{"$f":"IF(ISBLANK(InfoPro!F109),\"\",InfoPro!F109)","v":""},{"$f":"IF(ISBLANK(InfoPro!I109),\"\",YEAR(InfoPro!I109)-$G$3)","v":""},{"$f":"IF(B118=\"\",\"\",VLOOKUP(D118,Tablas!$B$2:$E$13,2,FALSE))","v":""},{"$f":"IF(B118=\"\",\"\",VLOOKUP(D118,Tablas!$B$2:$G$13,6,FALSE))","v":""},"","","","","","","","","","","","","","","","","","",""]
[{"$f":"IF(ISBLANK(InfoPro!A110),\"\",InfoPro!A110)","v":""},{"$f":"IF(ISBLANK(InfoPro!B110),\"\",InfoPro!B110)","v":""},{"$f":"IF(ISBLANK(InfoPro!E110),\"\",InfoPro!E110)","v":""},{"$f":"IF(ISBLANK(InfoPro!F110),\"\",InfoPro!F110)","v":""},{"$f":"IF(ISBLANK(InfoPro!I110),\"\",YEAR(InfoPro!I110)-$G$3)","v":""},{"$f":"IF(B119=\"\",\"\",VLOOKUP(D119,Tablas!$B$2:$E$13,2,FALSE))","v":""},{"$f":"IF(B119=\"\",\"\",VLOOKUP(D119,Tablas!$B$2:$G$13,6,FALSE))","v":""},"","","","","","","","","","","","","","","","","","",""]
[{"$f":"IF(ISBLANK(InfoPro!A111),\"\",InfoPro!A111)","v":""},{"$f":"IF(ISBLANK(InfoPro!B111),\"\",InfoPro!B111)","v":""},{"$f":"IF(ISBLANK(InfoPro!E111),\"\",InfoPro!E111)","v":""},{"$f":"IF(ISBLANK(InfoPro!F111),\"\",InfoPro!F111)","v":""},{"$f":"IF(ISBLANK(InfoPro!I111),\"\",YEAR(InfoPro!I111)-$G$3)","v":""},{"$f":"IF(B120=\"\",\"\",VLOOKUP(D120,Tablas!$B$2:$E$13,2,FALSE))","v":""},{"$f":"IF(B120=\"\",\"\",VLOOKUP(D120,Tablas!$B$2:$G$13,6,FALSE))","v":""},"","","","","","","","","","","","","","","","","","",""]
[{"$f":"IF(ISBLANK(InfoPro!A112),\"\",InfoPro!A112)","v":""},{"$f":"IF(ISBLANK(InfoPro!B112),\"\",InfoPro!B112)","v":""},{"$f":"IF(ISBLANK(InfoPro!E112),\"\",InfoPro!E112)","v":""},{"$f":"IF(ISBLANK(InfoPro!F112),\"\",InfoPro!F112)","v":""},{"$f":"IF(ISBLANK(InfoPro!I112),\"\",YEAR(InfoPro!I112)-$G$3)","v":""},{"$f":"IF(B121=\"\",\"\",VLOOKUP(D121,Tablas!$B$2:$E$13,2,FALSE))","v":""},{"$f":"IF(B121=\"\",\"\",VLOOKUP(D121,Tablas!$B$2:$G$13,6,FALSE))","v":""},"","","","","","","","","","","","","","","","","","",""]
[{"$f":"IF(ISBLANK(InfoPro!A113),\"\",InfoPro!A113)","v":""},{"$f":"IF(ISBLANK(InfoPro!B113),\"\",InfoPro!B113)","v":""},{"$f":"IF(ISBLANK(InfoPro!E113),\"\",InfoPro!E113)","v":""},{"$f":"IF(ISBLANK(InfoPro!F113),\"\",InfoPro!F113)","v":""},{"$f":"IF(ISBLANK(InfoPro!I113),\"\",YEAR(InfoPro!I113)-$G$3)","v":""},{"$f":"IF(B122=\"\",\"\",VLOOKUP(D122,Tablas!$B$2:$E$13,2,FALSE))","v":""},{"$f":"IF(B122=\"\",\"\",VLOOKUP(D122,Tablas!$B$2:$G$13,6,FALSE))","v":""},"","","","","","","","","","","","","","","","","","",""]
[{"$f":"IF(ISBLANK(InfoPro!A114),\"\",InfoPro!A114)","v":""},{"$f":"IF(ISBLANK(InfoPro!B114),\"\",InfoPro!B114)","v":""},{"$f":"IF(ISBLANK(InfoPro!E114),\"\",InfoPro!E114)","v":""},{"$f":"IF(ISBLANK(InfoPro!F114),\"\",InfoPro!F114)","v":""},{"$f":"IF(ISBLANK(InfoPro!I114),\"\",YEAR(InfoPro!I114)-$G$3)","v":""},{"$f":"IF(B123=\"\",\"\",VLOOKUP(D123,Tablas!$B$2:$E$13,2,FALSE))","v":""},{"$f":"IF(B123=\"\",\"\",VLOOKUP(D123,Tablas!$B$2:$G$13,6,FALSE))","v":""},"","","","","","","","","","","","","","","","","","",""]
[{"$f":"IF(ISBLANK(InfoPro!A115),\"\",InfoPro!A115)","v":""},{"$f":"IF(ISBLANK(InfoPro!B115),\"\",InfoPro!B115)","v":""},{"$f":"IF(ISBLANK(InfoPro!E115),\"\",InfoPro!E115)","v":""},{"$f":"IF(ISBLANK(InfoPro!F115),\"\",InfoPro!F115)","v":""},{"$f":"IF(ISBLANK(InfoPro!I115),\"\",YEAR(InfoPro!I115)-$G$3)","v":""},{"$f":"IF(B124=\"\",\"\",VLOOKUP(D124,Tablas!$B$2:$E$13,2,FALSE))","v":""},{"$f":"IF(B124=\"\",\"\",VLOOKUP(D124,Tablas!$B$2:$G$13,6,FALSE))","v":""},"","","","","","","","","","","","","","","","","","",""]
[{"$f":"IF(ISBLANK(InfoPro!A116),\"\",InfoPro!A116)","v":""},{"$f":"IF(ISBLANK(InfoPro!B116),\"\",InfoPro!B116)","v":""},{"$f":"IF(ISBLANK(InfoPro!E116),\"\",InfoPro!E116)","v":""},{"$f":"IF(ISBLANK(InfoPro!F116),\"\",InfoPro!F116)","v":""},{"$f":"IF(ISBLANK(InfoPro!I116),\"\",YEAR(InfoPro!I116)-$G$3)","v":""},{"$f":"IF(B125=\"\",\"\",VLOOKUP(D125,Tablas!$B$2:$E$13,2,FALSE))","v":""},{"$f":"IF(B125=\"\",\"\",VLOOKUP(D125,Tablas!$B$2:$G$13,6,FALSE))","v":""},"","","","","","","","","","","","","","","","","","",""]
[{"$f":"IF(ISBLANK(InfoPro!A117),\"\",InfoPro!A117)","v":""},{"$f":"IF(ISBLANK(InfoPro!B117),\"\",InfoPro!B117)","v":""},{"$f":"IF(ISBLANK(InfoPro!E117),\"\",InfoPro!E117)","v":""},{"$f":"IF(ISBLANK(InfoPro!F117),\"\",InfoPro!F117)","v":""},{"$f":"IF(ISBLANK(InfoPro!I117),\"\",YEAR(InfoPro!I117)-$G$3)","v":""},{"$f":"IF(B126=\"\",\"\",VLOOKUP(D126,Tablas!$B$2:$E$13,2,FALSE))","v":""},{"$f":"IF(B126=\"\",\"\",VLOOKUP(D126,Tablas!$B$2:$G$13,6,FALSE))","v":""},"","","","","","","","","","","","","","","","","","",""]
[{"$f":"IF(ISBLANK(InfoPro!A118),\"\",InfoPro!A118)","v":""},{"$f":"IF(ISBLANK(InfoPro!B118),\"\",InfoPro!B118)","v":""},{"$f":"IF(ISBLANK(InfoPro!E118),\"\",InfoPro!E118)","v":""},{"$f":"IF(ISBLANK(InfoPro!F118),\"\",InfoPro!F118)","v":""},{"$f":"IF(ISBLANK(InfoPro!I118),\"\",YEAR(InfoPro!I118)-$G$3)","v":""},{"$f":"IF(B127=\"\",\"\",VLOOKUP(D127,Tablas!$B$2:$E$13,2,FALSE))","v":""},{"$f":"IF(B127=\"\",\"\",VLOOKUP(D127,Tablas!$B$2:$G$13,6,FALSE))","v":""},"","","","","","","","","","","","","","","","","","",""]
[{"$f":"IF(ISBLANK(InfoPro!A119),\"\",InfoPro!A119)","v":""},{"$f":"IF(ISBLANK(InfoPro!B119),\"\",InfoPro!B119)","v":""},{"$f":"IF(ISBLANK(InfoPro!E119),\"\",InfoPro!E119)","v":""},{"$f":"IF(ISBLANK(InfoPro!F119),\"\",InfoPro!F119)","v":""},{"$f":"IF(ISBLANK(InfoPro!I119),\"\",YEAR(InfoPro!I119)-$G$3)","v":""},{"$f":"IF(B128=\"\",\"\",VLOOKUP(D128,Tablas!$B$2:$E$13,2,FALSE))","v":""},{"$f":"IF(B128=\"\",\"\",VLOOKUP(D128,Tablas!$B$2:$G$13,6,FALSE))","v":""},"","","","","","","","","","","","","","","","","","",""]
[{"$f":"IF(ISBLANK(InfoPro!A120),\"\",InfoPro!A120)","v":""},{"$f":"IF(ISBLANK(InfoPro!B120),\"\",InfoPro!B120)","v":""},{"$f":"IF(ISBLANK(InfoPro!E120),\"\",InfoPro!E120)","v":""},{"$f":"IF(ISBLANK(InfoPro!F120),\"\",InfoPro!F120)","v":""},{"$f":"IF(ISBLANK(InfoPro!I120),\"\",YEAR(InfoPro!I120)-$G$3)","v":""},{"$f":"IF(B129=\"\",\"\",VLOOKUP(D129,Tablas!$B$2:$E$13,2,FALSE))","v":""},{"$f":"IF(B129=\"\",\"\",VLOOKUP(D129,Tablas!$B$2:$G$13,6,FALSE))","v":""},"","","","","","","","","","","","","","","","","","",""]
[{"$f":"IF(ISBLANK(InfoPro!A121),\"\",InfoPro!A121)","v":""},{"$f":"IF(ISBLANK(InfoPro!B121),\"\",InfoPro!B121)","v":""},{"$f":"IF(ISBLANK(InfoPro!E121),\"\",InfoPro!E121)","v":""},{"$f":"IF(ISBLANK(InfoPro!F121),\"\",InfoPro!F121)","v":""},{"$f":"IF(ISBLANK(InfoPro!I121),\"\",YEAR(InfoPro!I121)-$G$3)","v":""},{"$f":"IF(B130=\"\",\"\",VLOOKUP(D130,Tablas!$B$2:$E$13,2,FALSE))","v":""},{"$f":"IF(B130=\"\",\"\",VLOOKUP(D130,Tablas!$B$2:$G$13,6,FALSE))","v":""},"","","","","","","","","","","","","","","","","","",""]
[{"$f":"IF(ISBLANK(InfoPro!A122),\"\",InfoPro!A122)","v":""},{"$f":"IF(ISBLANK(InfoPro!B122),\"\",InfoPro!B122)","v":""},{"$f":"IF(ISBLANK(InfoPro!E122),\"\",InfoPro!E122)","v":""},{"$f":"IF(ISBLANK(InfoPro!F122),\"\",InfoPro!F122)","v":""},{"$f":"IF(ISBLANK(InfoPro!I122),\"\",YEAR(InfoPro!I122)-$G$3)","v":""},{"$f":"IF(B131=\"\",\"\",VLOOKUP(D131,Tablas!$B$2:$E$13,2,FALSE))","v":""},{"$f":"IF(B131=\"\",\"\",VLOOKUP(D131,Tablas!$B$2:$G$13,6,FALSE))","v":""},"","","","","","","","","","","","","","","","","","",""]
[{"$f":"IF(ISBLANK(InfoPro!A123),\"\",InfoPro!A123)","v":""},{"$f":"IF(ISBLANK(InfoPro!B123),\"\",InfoPro!B123)","v":""},{"$f":"IF(ISBLANK(InfoPro!E123),\"\",InfoPro!E123)","v":""},{"$f":"IF(ISBLANK(InfoPro!F123),\"\",InfoPro!F123)","v":""},{"$f":"IF(ISBLANK(InfoPro!I123),\"\",YEAR(InfoPro!I123)-$G$3)","v":""},{"$f":"IF(B132=\"\",\"\",VLOOKUP(D132,Tablas!$B$2:$E$13,2,FALSE))","v":""},{"$f":"IF(B132=\"\",\"\",VLOOKUP(D132,Tablas!$B$2:$G$13,6,FALSE))","v":""},"","",{"$f":"IF($I132=\"\",\"\",(1/(1+$C$4)^(J$7+$E132))*$I132*$C$5)","v":""},"","","","","","","","","","","","","","","",""]
[{"$f":"IF(ISBLANK(InfoPro!A124),\"\",InfoPro!A124)","v":""},{"$f":"IF(ISBLANK(InfoPro!B124),\"\",InfoPro!B124)","v":""},{"$f":"IF(ISBLANK(InfoPro!E124),\"\",InfoPro!E124)","v":""},{"$f":"IF(ISBLANK(InfoPro!F124),\"\",InfoPro!F124)","v":""},{"$f":"IF(ISBLANK(InfoPro!I124),\"\",YEAR(InfoPro!I124)-$G$3)","v":""},{"$f":"IF(B133=\"\",\"\",VLOOKUP(D133,Tablas!$B$2:$E$13,2,FALSE))","v":""},{"$f":"IF(B133=\"\",\"\",VLOOKUP(D133,Tablas!$B$2:$G$13,6,FALSE))","v":""},"","","","","","","","","","","","","","","","","","",""]
[{"$f":"IF(ISBLANK(InfoPro!A125),\"\",InfoPro!A125)","v":""},{"$f":"IF(ISBLANK(InfoPro!B125),\"\",InfoPro!B125)","v":""},{"$f":"IF(ISBLANK(InfoPro!E125),\"\",InfoPro!E125)","v":""},{"$f":"IF(ISBLANK(InfoPro!F125),\"\",InfoPro!F125)","v":""},{"$f":"IF(ISBLANK(InfoPro!I125),\"\",YEAR(InfoPro!I125)-$G$3)","v":""},{"$f":"IF(B134=\"\",\"\",VLOOKUP(D134,Tablas!$B$2:$E$13,2,FALSE))","v":""},{"$f":"IF(B134=\"\",\"\",VLOOKUP(D134,Tablas!$B$2:$G$13,6,FALSE))","v":""},"","","","","","","","","","","","","","","","","","",""]
[{"$f":"IF(ISBLANK(InfoPro!A126),\"\",InfoPro!A126)","v":""},{"$f":"IF(ISBLANK(InfoPro!B126),\"\",InfoPro!B126)","v":""},{"$f":"IF(ISBLANK(InfoPro!E126),\"\",InfoPro!E126)","v":""},{"$f":"IF(ISBLANK(InfoPro!F126),\"\",InfoPro!F126)","v":""},{"$f":"IF(ISBLANK(InfoPro!I126),\"\",YEAR(InfoPro!I126)-$G$3)","v":""},{"$f":"IF(B135=\"\",\"\",VLOOKUP(D135,Tablas!$B$2:$E$13,2,FALSE))","v":""},{"$f":"IF(B135=\"\",\"\",VLOOKUP(D135,Tablas!$B$2:$G$13,6,FALSE))","v":""},"","","","","","","","","","","","","","","","","","",""]
[{"$f":"IF(ISBLANK(InfoPro!A127),\"\",InfoPro!A127)","v":""},{"$f":"IF(ISBLANK(InfoPro!B127),\"\",InfoPro!B127)","v":""},{"$f":"IF(ISBLANK(InfoPro!E127),\"\",InfoPro!E127)","v":""},{"$f":"IF(ISBLANK(InfoPro!F127),\"\",InfoPro!F127)","v":""},{"$f":"IF(ISBLANK(InfoPro!I127),\"\",YEAR(InfoPro!I127)-$G$3)","v":""},{"$f":"IF(B136=\"\",\"\",VLOOKUP(D136,Tablas!$B$2:$E$13,2,FALSE))","v":""},{"$f":"IF(B136=\"\",\"\",VLOOKUP(D136,Tablas!$B$2:$G$13,6,FALSE))","v":""},"","","","","","","","","","","","","","","","","","",""]
[{"$f":"IF(ISBLANK(InfoPro!A128),\"\",InfoPro!A128)","v":""},{"$f":"IF(ISBLANK(InfoPro!B128),\"\",InfoPro!B128)","v":""},{"$f":"IF(ISBLANK(InfoPro!E128),\"\",InfoPro!E128)","v":""},{"$f":"IF(ISBLANK(InfoPro!F128),\"\",InfoPro!F128)","v":""},{"$f":"IF(ISBLANK(InfoPro!I128),\"\",YEAR(InfoPro!I128)-$G$3)","v":""},{"$f":"IF(B137=\"\",\"\",VLOOKUP(D137,Tablas!$B$2:$E$13,2,FALSE))","v":""},{"$f":"IF(B137=\"\",\"\",VLOOKUP(D137,Tablas!$B$2:$G$13,6,FALSE))","v":""},"","","","","","","","","","","","","","","","","","",""]
[{"$f":"IF(ISBLANK(InfoPro!A129),\"\",InfoPro!A129)","v":""},{"$f":"IF(ISBLANK(InfoPro!B129),\"\",InfoPro!B129)","v":""},{"$f":"IF(ISBLANK(InfoPro!E129),\"\",InfoPro!E129)","v":""},{"$f":"IF(ISBLANK(InfoPro!F129),\"\",InfoPro!F129)","v":""},{"$f":"IF(ISBLANK(InfoPro!I129),\"\",YEAR(InfoPro!I129)-$G$3)","v":""},{"$f":"IF(B138=\"\",\"\",VLOOKUP(D138,Tablas!$B$2:$E$13,2,FALSE))","v":""},{"$f":"IF(B138=\"\",\"\",VLOOKUP(D138,Tablas!$B$2:$G$13,6,FALSE))","v":""},"","","","","","","","","","","","","","","","","","",""]
[{"$f":"IF(ISBLANK(InfoPro!A130),\"\",InfoPro!A130)","v":""},{"$f":"IF(ISBLANK(InfoPro!B130),\"\",InfoPro!B130)","v":""},{"$f":"IF(ISBLANK(InfoPro!E130),\"\",InfoPro!E130)","v":""},{"$f":"IF(ISBLANK(InfoPro!F130),\"\",InfoPro!F130)","v":""},{"$f":"IF(ISBLANK(InfoPro!I130),\"\",YEAR(InfoPro!I130)-$G$3)","v":""},{"$f":"IF(B139=\"\",\"\",VLOOKUP(D139,Tablas!$B$2:$E$13,2,FALSE))","v":""},{"$f":"IF(B139=\"\",\"\",VLOOKUP(D139,Tablas!$B$2:$G$13,6,FALSE))","v":""},"","","","","","","","","","","","","","","","","","",""]
[{"$f":"IF(ISBLANK(InfoPro!A131),\"\",InfoPro!A131)","v":""},{"$f":"IF(ISBLANK(InfoPro!B131),\"\",InfoPro!B131)","v":""},{"$f":"IF(ISBLANK(InfoPro!E131),\"\",InfoPro!E131)","v":""},{"$f":"IF(ISBLANK(InfoPro!F131),\"\",InfoPro!F131)","v":""},{"$f":"IF(ISBLANK(InfoPro!I131),\"\",YEAR(InfoPro!I131)-$G$3)","v":""},{"$f":"IF(B140=\"\",\"\",VLOOKUP(D140,Tablas!$B$2:$E$13,2,FALSE))","v":""},{"$f":"IF(B140=\"\",\"\",VLOOKUP(D140,Tablas!$B$2:$G$13,6,FALSE))","v":""},"","","","","","","","","","","","","","","","","","",""]
[{"$f":"IF(ISBLANK(InfoPro!A132),\"\",InfoPro!A132)","v":""},{"$f":"IF(ISBLANK(InfoPro!B132),\"\",InfoPro!B132)","v":""},{"$f":"IF(ISBLANK(InfoPro!E132),\"\",InfoPro!E132)","v":""},{"$f":"IF(ISBLANK(InfoPro!F132),\"\",InfoPro!F132)","v":""},{"$f":"IF(ISBLANK(InfoPro!I132),\"\",YEAR(InfoPro!I132)-$G$3)","v":""},{"$f":"IF(B141=\"\",\"\",VLOOKUP(D141,Tablas!$B$2:$E$13,2,FALSE))","v":""},{"$f":"IF(B141=\"\",\"\",VLOOKUP(D141,Tablas!$B$2:$G$13,6,FALSE))","v":""},"","","","","","","","","","","","","","","","","","",""]
[{"$f":"IF(ISBLANK(InfoPro!A133),\"\",InfoPro!A133)","v":""},{"$f":"IF(ISBLANK(InfoPro!B133),\"\",InfoPro!B133)","v":""},{"$f":"IF(ISBLANK(InfoPro!E133),\"\",InfoPro!E133)","v":""},{"$f":"IF(ISBLANK(InfoPro!F133),\"\",InfoPro!F133)","v":""},{"$f":"IF(ISBLANK(InfoPro!I133),\"\",YEAR(InfoPro!I133)-$G$3)","v":""},{"$f":"IF(B142=\"\",\"\",VLOOKUP(D142,Tablas!$B$2:$E$13,2,FALSE))","v":""},{"$f":"IF(B142=\"\",\"\",VLOOKUP(D142,Tablas!$B$2:$G$13,6,FALSE))","v":""},"","","","","","","","","","","","","","","","","","",""]
[{"$f":"IF(ISBLANK(InfoPro!A134),\"\",InfoPro!A134)","v":""},{"$f":"IF(ISBLANK(InfoPro!B134),\"\",InfoPro!B134)","v":""},{"$f":"IF(ISBLANK(InfoPro!E134),\"\",InfoPro!E134)","v":""},{"$f":"IF(ISBLANK(InfoPro!F134),\"\",InfoPro!F134)","v":""},{"$f":"IF(ISBLANK(InfoPro!I134),\"\",YEAR(InfoPro!I134)-$G$3)","v":""},{"$f":"IF(B143=\"\",\"\",VLOOKUP(D143,Tablas!$B$2:$E$13,2,FALSE))","v":""},{"$f":"IF(B143=\"\",\"\",VLOOKUP(D143,Tablas!$B$2:$G$13,6,FALSE))","v":""},"","","","","","","","","","","","","","","","","","",""]
[{"$f":"IF(ISBLANK(InfoPro!A135),\"\",InfoPro!A135)","v":""},{"$f":"IF(ISBLANK(InfoPro!B135),\"\",InfoPro!B135)","v":""},{"$f":"IF(ISBLANK(InfoPro!E135),\"\",InfoPro!E135)","v":""},{"$f":"IF(ISBLANK(InfoPro!F135),\"\",InfoPro!F135)","v":""},{"$f":"IF(ISBLANK(InfoPro!I135),\"\",YEAR(InfoPro!I135)-$G$3)","v":""},{"$f":"IF(B144=\"\",\"\",VLOOKUP(D144,Tablas!$B$2:$E$13,2,FALSE))","v":""},{"$f":"IF(B144=\"\",\"\",VLOOKUP(D144,Tablas!$B$2:$G$13,6,FALSE))","v":""},"","","","","","","","","","","","","","","","","","",""]
[{"$f":"IF(ISBLANK(InfoPro!A136),\"\",InfoPro!A136)","v":""},{"$f":"IF(ISBLANK(InfoPro!B136),\"\",InfoPro!B136)","v":""},{"$f":"IF(ISBLANK(InfoPro!E136),\"\",InfoPro!E136)","v":""},{"$f":"IF(ISBLANK(InfoPro!F136),\"\",InfoPro!F136)","v":""},{"$f":"IF(ISBLANK(InfoPro!I136),\"\",YEAR(InfoPro!I136)-$G$3)","v":""},{"$f":"IF(B145=\"\",\"\",VLOOKUP(D145,Tablas!$B$2:$E$13,2,FALSE))","v":""},{"$f":"IF(B145=\"\",\"\",VLOOKUP(D145,Tablas!$B$2:$G$13,6,FALSE))","v":""},"","","","","","","","","","","","","","","","","","",""]
[{"$f":"IF(ISBLANK(InfoPro!A137),\"\",InfoPro!A137)","v":""},{"$f":"IF(ISBLANK(InfoPro!B137),\"\",InfoPro!B137)","v":""},{"$f":"IF(ISBLANK(InfoPro!E137),\"\",InfoPro!E137)","v":""},{"$f":"IF(ISBLANK(InfoPro!F137),\"\",InfoPro!F137)","v":""},{"$f":"IF(ISBLANK(InfoPro!I137),\"\",YEAR(InfoPro!I137)-$G$3)","v":""},{"$f":"IF(B146=\"\",\"\",VLOOKUP(D146,Tablas!$B$2:$E$13,2,FALSE))","v":""},{"$f":"IF(B146=\"\",\"\",VLOOKUP(D146,Tablas!$B$2:$G$13,6,FALSE))","v":""},"","","","","","","","","","","","","","","","","","",""]
[{"$f":"IF(ISBLANK(InfoPro!A138),\"\",InfoPro!A138)","v":""},{"$f":"IF(ISBLANK(InfoPro!B138),\"\",InfoPro!B138)","v":""},{"$f":"IF(ISBLANK(InfoPro!E138),\"\",InfoPro!E138)","v":""},{"$f":"IF(ISBLANK(InfoPro!F138),\"\",InfoPro!F138)","v":""},{"$f":"IF(ISBLANK(InfoPro!I138),\"\",YEAR(InfoPro!I138)-$G$3)","v":""},{"$f":"IF(B147=\"\",\"\",VLOOKUP(D147,Tablas!$B$2:$E$13,2,FALSE))","v":""},{"$f":"IF(B147=\"\",\"\",VLOOKUP(D147,Tablas!$B$2:$G$13,6,FALSE))","v":""},"","","","","","","","","","","","","","","","","","",""]
[{"$f":"IF(ISBLANK(InfoPro!A139),\"\",InfoPro!A139)","v":""},{"$f":"IF(ISBLANK(InfoPro!B139),\"\",InfoPro!B139)","v":""},{"$f":"IF(ISBLANK(InfoPro!E139),\"\",InfoPro!E139)","v":""},{"$f":"IF(ISBLANK(InfoPro!F139),\"\",InfoPro!F139)","v":""},{"$f":"IF(ISBLANK(InfoPro!I139),\"\",YEAR(InfoPro!I139)-$G$3)","v":""},{"$f":"IF(B148=\"\",\"\",VLOOKUP(D148,Tablas!$B$2:$E$13,2,FALSE))","v":""},{"$f":"IF(B148=\"\",\"\",VLOOKUP(D148,Tablas!$B$2:$G$13,6,FALSE))","v":""},"","","","","","","","","","","","","","","","","","",""]
[{"$f":"IF(ISBLANK(InfoPro!A140),\"\",InfoPro!A140)","v":""},{"$f":"IF(ISBLANK(InfoPro!B140),\"\",InfoPro!B140)","v":""},{"$f":"IF(ISBLANK(InfoPro!E140),\"\",InfoPro!E140)","v":""},{"$f":"IF(ISBLANK(InfoPro!F140),\"\",InfoPro!F140)","v":""},{"$f":"IF(ISBLANK(InfoPro!I140),\"\",YEAR(InfoPro!I140)-$G$3)","v":""},{"$f":"IF(B149=\"\",\"\",VLOOKUP(D149,Tablas!$B$2:$E$13,2,FALSE))","v":""},{"$f":"IF(B149=\"\",\"\",VLOOKUP(D149,Tablas!$B$2:$G$13,6,FALSE))","v":""},"","",{"$f":"IF($I149=\"\",\"\",(1/(1+$C$4)^(J$7+$E149))*$I149*$C$5)","v":""},"","","","","","","","","","","","","","","",""]
[{"$f":"IF(ISBLANK(InfoPro!A141),\"\",InfoPro!A141)","v":""},{"$f":"IF(ISBLANK(InfoPro!B141),\"\",InfoPro!B141)","v":""},{"$f":"IF(ISBLANK(InfoPro!E141),\"\",InfoPro!E141)","v":""},{"$f":"IF(ISBLANK(InfoPro!F141),\"\",InfoPro!F141)","v":""},{"$f":"IF(ISBLANK(InfoPro!I141),\"\",YEAR(InfoPro!I141)-$G$3)","v":""},{"$f":"IF(B150=\"\",\"\",VLOOKUP(D150,Tablas!$B$2:$E$13,2,FALSE))","v":""},{"$f":"IF(B150=\"\",\"\",VLOOKUP(D150,Tablas!$B$2:$G$13,6,FALSE))","v":""},"","","","","","","","","","","","","","","","","","",""]
[{"$f":"IF(ISBLANK(InfoPro!A142),\"\",InfoPro!A142)","v":""},{"$f":"IF(ISBLANK(InfoPro!B142),\"\",InfoPro!B142)","v":""},{"$f":"IF(ISBLANK(InfoPro!E142),\"\",InfoPro!E142)","v":""},{"$f":"IF(ISBLANK(InfoPro!F142),\"\",InfoPro!F142)","v":""},{"$f":"IF(ISBLANK(InfoPro!I142),\"\",YEAR(InfoPro!I142)-$G$3)","v":""},{"$f":"IF(B151=\"\",\"\",VLOOKUP(D151,Tablas!$B$2:$E$13,2,FALSE))","v":""},{"$f":"IF(B151=\"\",\"\",VLOOKUP(D151,Tablas!$B$2:$G$13,6,FALSE))","v":""},"","","","","","","","","","","","","","","","","","",""]
[{"$f":"IF(ISBLANK(InfoPro!A143),\"\",InfoPro!A143)","v":""},{"$f":"IF(ISBLANK(InfoPro!B143),\"\",InfoPro!B143)","v":""},{"$f":"IF(ISBLANK(InfoPro!E143),\"\",InfoPro!E143)","v":""},{"$f":"IF(ISBLANK(InfoPro!F143),\"\",InfoPro!F143)","v":""},{"$f":"IF(ISBLANK(InfoPro!I143),\"\",YEAR(InfoPro!I143)-$G$3)","v":""},{"$f":"IF(B152=\"\",\"\",VLOOKUP(D152,Tablas!$B$2:$E$13,2,FALSE))","v":""},{"$f":"IF(B152=\"\",\"\",VLOOKUP(D152,Tablas!$B$2:$G$13,6,FALSE))","v":""},"","","","","","","","","","","","","","","","","","",""]
[{"$f":"IF(ISBLANK(InfoPro!A144),\"\",InfoPro!A144)","v":""},{"$f":"IF(ISBLANK(InfoPro!B144),\"\",InfoPro!B144)","v":""},{"$f":"IF(ISBLANK(InfoPro!E144),\"\",InfoPro!E144)","v":""},{"$f":"IF(ISBLANK(InfoPro!F144),\"\",InfoPro!F144)","v":""},{"$f":"IF(ISBLANK(InfoPro!I144),\"\",YEAR(InfoPro!I144)-$G$3)","v":""},{"$f":"IF(B153=\"\",\"\",VLOOKUP(D153,Tablas!$B$2:$E$13,2,FALSE))","v":""},{"$f":"IF(B153=\"\",\"\",VLOOKUP(D153,Tablas!$B$2:$G$13,6,FALSE))","v":""},"","","","","","","","","","","","","","","","","","",""]
[{"$f":"IF(ISBLANK(InfoPro!A145),\"\",InfoPro!A145)","v":""},{"$f":"IF(ISBLANK(InfoPro!B145),\"\",InfoPro!B145)","v":""},{"$f":"IF(ISBLANK(InfoPro!E145),\"\",InfoPro!E145)","v":""},{"$f":"IF(ISBLANK(InfoPro!F145),\"\",InfoPro!F145)","v":""},{"$f":"IF(ISBLANK(InfoPro!I145),\"\",YEAR(InfoPro!I145)-$G$3)","v":""},{"$f":"IF(B154=\"\",\"\",VLOOKUP(D154,Tablas!$B$2:$E$13,2,FALSE))","v":""},{"$f":"IF(B154=\"\",\"\",VLOOKUP(D154,Tablas!$B$2:$G$13,6,FALSE))","v":""},"","","","","","","","","","","","","","","","","","",""]
[{"$f":"IF(ISBLANK(InfoPro!A146),\"\",InfoPro!A146)","v":""},{"$f":"IF(ISBLANK(InfoPro!B146),\"\",InfoPro!B146)","v":""},{"$f":"IF(ISBLANK(InfoPro!E146),\"\",InfoPro!E146)","v":""},{"$f":"IF(ISBLANK(InfoPro!F146),\"\",InfoPro!F146)","v":""},{"$f":"IF(ISBLANK(InfoPro!I146),\"\",YEAR(InfoPro!I146)-$G$3)","v":""},{"$f":"IF(B155=\"\",\"\",VLOOKUP(D155,Tablas!$B$2:$E$13,2,FALSE))","v":""},{"$f":"IF(B155=\"\",\"\",VLOOKUP(D155,Tablas!$B$2:$G$13,6,FALSE))","v":""},"","","","","","","","","","","","","","","","","","",""]
[{"$f":"IF(ISBLANK(InfoPro!A147),\"\",InfoPro!A147)","v":""},{"$f":"IF(ISBLANK(InfoPro!B147),\"\",InfoPro!B147)","v":""},{"$f":"IF(ISBLANK(InfoPro!E147),\"\",InfoPro!E147)","v":""},{"$f":"IF(ISBLANK(InfoPro!F147),\"\",InfoPro!F147)","v":""},{"$f":"IF(ISBLANK(InfoPro!I147),\"\",YEAR(InfoPro!I147)-$G$3)","v":""},{"$f":"IF(B156=\"\",\"\",VLOOKUP(D156,Tablas!$B$2:$E$13,2,FALSE))","v":""},{"$f":"IF(B156=\"\",\"\",VLOOKUP(D156,Tablas!$B$2:$G$13,6,FALSE))","v":""},"","","","","","","","","","","","","","","","","","",""]
[{"$f":"IF(ISBLANK(InfoPro!A148),\"\",InfoPro!A148)","v":""},{"$f":"IF(ISBLANK(InfoPro!B148),\"\",InfoPro!B148)","v":""},{"$f":"IF(ISBLANK(InfoPro!E148),\"\",InfoPro!E148)","v":""},{"$f":"IF(ISBLANK(InfoPro!F148),\"\",InfoPro!F148)","v":""},{"$f":"IF(ISBLANK(InfoPro!I148),\"\",YEAR(InfoPro!I148)-$G$3)","v":""},{"$f":"IF(B157=\"\",\"\",VLOOKUP(D157,Tablas!$B$2:$E$13,2,FALSE))","v":""},{"$f":"IF(B157=\"\",\"\",VLOOKUP(D157,Tablas!$B$2:$G$13,6,FALSE))","v":""},"","","","","","","","","","","","","","","","","","",""]
[{"$f":"IF(ISBLANK(InfoPro!A149),\"\",InfoPro!A149)","v":""},{"$f":"IF(ISBLANK(InfoPro!B149),\"\",InfoPro!B149)","v":""},{"$f":"IF(ISBLANK(InfoPro!E149),\"\",InfoPro!E149)","v":""},{"$f":"IF(ISBLANK(InfoPro!F149),\"\",InfoPro!F149)","v":""},{"$f":"IF(ISBLANK(InfoPro!I149),\"\",YEAR(InfoPro!I149)-$G$3)","v":""},{"$f":"IF(B158=\"\",\"\",VLOOKUP(D158,Tablas!$B$2:$E$13,2,FALSE))","v":""},{"$f":"IF(B158=\"\",\"\",VLOOKUP(D158,Tablas!$B$2:$G$13,6,FALSE))","v":""},"","","","","","","","","","","","","","","","","","",""]
[{"$f":"IF(ISBLANK(InfoPro!A150),\"\",InfoPro!A150)","v":""},{"$f":"IF(ISBLANK(InfoPro!B150),\"\",InfoPro!B150)","v":""},{"$f":"IF(ISBLANK(InfoPro!E150),\"\",InfoPro!E150)","v":""},{"$f":"IF(ISBLANK(InfoPro!F150),\"\",InfoPro!F150)","v":""},{"$f":"IF(ISBLANK(InfoPro!I150),\"\",YEAR(InfoPro!I150)-$G$3)","v":""},{"$f":"IF(B159=\"\",\"\",VLOOKUP(D159,Tablas!$B$2:$E$13,2,FALSE))","v":""},{"$f":"IF(B159=\"\",\"\",VLOOKUP(D159,Tablas!$B$2:$G$13,6,FALSE))","v":""},"","","","","","","","","","","","","","","","","","",""]
[{"$f":"IF(ISBLANK(InfoPro!A151),\"\",InfoPro!A151)","v":""},{"$f":"IF(ISBLANK(InfoPro!B151),\"\",InfoPro!B151)","v":""},{"$f":"IF(ISBLANK(InfoPro!E151),\"\",InfoPro!E151)","v":""},{"$f":"IF(ISBLANK(InfoPro!F151),\"\",InfoPro!F151)","v":""},{"$f":"IF(ISBLANK(InfoPro!I151),\"\",YEAR(InfoPro!I151)-$G$3)","v":""},{"$f":"IF(B160=\"\",\"\",VLOOKUP(D160,Tablas!$B$2:$E$13,2,FALSE))","v":""},{"$f":"IF(B160=\"\",\"\",VLOOKUP(D160,Tablas!$B$2:$G$13,6,FALSE))","v":""},"","","","","","","","","","","","","","","","","","",""]
[{"$f":"IF(ISBLANK(InfoPro!A152),\"\",InfoPro!A152)","v":""},{"$f":"IF(ISBLANK(InfoPro!B152),\"\",InfoPro!B152)","v":""},{"$f":"IF(ISBLANK(InfoPro!E152),\"\",InfoPro!E152)","v":""},{"$f":"IF(ISBLANK(InfoPro!F152),\"\",InfoPro!F152)","v":""},{"$f":"IF(ISBLANK(InfoPro!I152),\"\",YEAR(InfoPro!I152)-$G$3)","v":""},{"$f":"IF(B161=\"\",\"\",VLOOKUP(D161,Tablas!$B$2:$E$13,2,FALSE))","v":""},{"$f":"IF(B161=\"\",\"\",VLOOKUP(D161,Tablas!$B$2:$G$13,6,FALSE))","v":""},"","","","","","","","","","","","","","","","","","",""]
[{"$f":"IF(ISBLANK(InfoPro!A153),\"\",InfoPro!A153)","v":""},{"$f":"IF(ISBLANK(InfoPro!B153),\"\",InfoPro!B153)","v":""},{"$f":"IF(ISBLANK(InfoPro!E153),\"\",InfoPro!E153)","v":""},{"$f":"IF(ISBLANK(InfoPro!F153),\"\",InfoPro!F153)","v":""},{"$f":"IF(ISBLANK(InfoPro!I153),\"\",YEAR(InfoPro!I153)-$G$3)","v":""},{"$f":"IF(B162=\"\",\"\",VLOOKUP(D162,Tablas!$B$2:$E$13,2,FALSE))","v":""},{"$f":"IF(B162=\"\",\"\",VLOOKUP(D162,Tablas!$B$2:$G$13,6,FALSE))","v":""},"","","","","","","","","","","","","","","","","","",""]
[{"$f":"IF(ISBLANK(InfoPro!A154),\"\",InfoPro!A154)","v":""},{"$f":"IF(ISBLANK(InfoPro!B154),\"\",InfoPro!B154)","v":""},{"$f":"IF(ISBLANK(InfoPro!E154),\"\",InfoPro!E154)","v":""},{"$f":"IF(ISBLANK(InfoPro!F154),\"\",InfoPro!F154)","v":""},{"$f":"IF(ISBLANK(InfoPro!I154),\"\",YEAR(InfoPro!I154)-$G$3)","v":""},{"$f":"IF(B163=\"\",\"\",VLOOKUP(D163,Tablas!$B$2:$E$13,2,FALSE))","v":""},{"$f":"IF(B163=\"\",\"\",VLOOKUP(D163,Tablas!$B$2:$G$13,6,FALSE))","v":""},"","","","","","","","","","","","","","","","","","",""]
[{"$f":"IF(ISBLANK(InfoPro!A155),\"\",InfoPro!A155)","v":""},{"$f":"IF(ISBLANK(InfoPro!B155),\"\",InfoPro!B155)","v":""},{"$f":"IF(ISBLANK(InfoPro!E155),\"\",InfoPro!E155)","v":""},{"$f":"IF(ISBLANK(InfoPro!F155),\"\",InfoPro!F155)","v":""},{"$f":"IF(ISBLANK(InfoPro!I155),\"\",YEAR(InfoPro!I155)-$G$3)","v":""},{"$f":"IF(B164=\"\",\"\",VLOOKUP(D164,Tablas!$B$2:$E$13,2,FALSE))","v":""},{"$f":"IF(B164=\"\",\"\",VLOOKUP(D164,Tablas!$B$2:$G$13,6,FALSE))","v":""},"","","","","","","","","","","","","","","","","","",""]
[{"$f":"IF(ISBLANK(InfoPro!A156),\"\",InfoPro!A156)","v":""},{"$f":"IF(ISBLANK(InfoPro!B156),\"\",InfoPro!B156)","v":""},{"$f":"IF(ISBLANK(InfoPro!E156),\"\",InfoPro!E156)","v":""},{"$f":"IF(ISBLANK(InfoPro!F156),\"\",InfoPro!F156)","v":""},{"$f":"IF(ISBLANK(InfoPro!I156),\"\",YEAR(InfoPro!I156)-$G$3)","v":""},{"$f":"IF(B165=\"\",\"\",VLOOKUP(D165,Tablas!$B$2:$E$13,2,FALSE))","v":""},{"$f":"IF(B165=\"\",\"\",VLOOKUP(D165,Tablas!$B$2:$G$13,6,FALSE))","v":""},"","","","","","","","","","","","","","","","","","",""]
[{"$f":"IF(ISBLANK(InfoPro!A157),\"\",InfoPro!A157)","v":""},{"$f":"IF(ISBLANK(InfoPro!B157),\"\",InfoPro!B157)","v":""},{"$f":"IF(ISBLANK(InfoPro!E157),\"\",InfoPro!E157)","v":""},{"$f":"IF(ISBLANK(InfoPro!F157),\"\",InfoPro!F157)","v":""},{"$f":"IF(ISBLANK(InfoPro!I157),\"\",YEAR(InfoPro!I157)-$G$3)","v":""},{"$f":"IF(B166=\"\",\"\",VLOOKUP(D166,Tablas!$B$2:$E$13,2,FALSE))","v":""},{"$f":"IF(B166=\"\",\"\",VLOOKUP(D166,Tablas!$B$2:$G$13,6,FALSE))","v":""},"","",{"$f":"IF($I166=\"\",\"\",(1/(1+$C$4)^(J$7+$E166))*$I166*$C$5)","v":""},"","","","","","","","","","","","","","","",""]
[{"$f":"IF(ISBLANK(InfoPro!A158),\"\",InfoPro!A158)","v":""},{"$f":"IF(ISBLANK(InfoPro!B158),\"\",InfoPro!B158)","v":""},{"$f":"IF(ISBLANK(InfoPro!E158),\"\",InfoPro!E158)","v":""},{"$f":"IF(ISBLANK(InfoPro!F158),\"\",InfoPro!F158)","v":""},{"$f":"IF(ISBLANK(InfoPro!I158),\"\",YEAR(InfoPro!I158)-$G$3)","v":""},{"$f":"IF(B167=\"\",\"\",VLOOKUP(D167,Tablas!$B$2:$E$13,2,FALSE))","v":""},{"$f":"IF(B167=\"\",\"\",VLOOKUP(D167,Tablas!$B$2:$G$13,6,FALSE))","v":""},"","","","","","","","","","","","","","","","","","",""]
[{"$f":"IF(ISBLANK(InfoPro!A159),\"\",InfoPro!A159)","v":""},{"$f":"IF(ISBLANK(InfoPro!B159),\"\",InfoPro!B159)","v":""},{"$f":"IF(ISBLANK(InfoPro!E159),\"\",InfoPro!E159)","v":""},{"$f":"IF(ISBLANK(InfoPro!F159),\"\",InfoPro!F159)","v":""},{"$f":"IF(ISBLANK(InfoPro!I159),\"\",YEAR(InfoPro!I159)-$G$3)","v":""},{"$f":"IF(B168=\"\",\"\",VLOOKUP(D168,Tablas!$B$2:$E$13,2,FALSE))","v":""},{"$f":"IF(B168=\"\",\"\",VLOOKUP(D168,Tablas!$B$2:$G$13,6,FALSE))","v":""},"","","","","","","","","","","","","","","","","","",""]
[{"$f":"IF(ISBLANK(InfoPro!A160),\"\",InfoPro!A160)","v":""},{"$f":"IF(ISBLANK(InfoPro!B160),\"\",InfoPro!B160)","v":""},{"$f":"IF(ISBLANK(InfoPro!E160),\"\",InfoPro!E160)","v":""},{"$f":"IF(ISBLANK(InfoPro!F160),\"\",InfoPro!F160)","v":""},{"$f":"IF(ISBLANK(InfoPro!I160),\"\",YEAR(InfoPro!I160)-$G$3)","v":""},{"$f":"IF(B169=\"\",\"\",VLOOKUP(D169,Tablas!$B$2:$E$13,2,FALSE))","v":""},{"$f":"IF(B169=\"\",\"\",VLOOKUP(D169,Tablas!$B$2:$G$13,6,FALSE))","v":""},"","","","","","","","","","","","","","","","","","",""]
[{"$f":"IF(ISBLANK(InfoPro!A161),\"\",InfoPro!A161)","v":""},{"$f":"IF(ISBLANK(InfoPro!B161),\"\",InfoPro!B161)","v":""},{"$f":"IF(ISBLANK(InfoPro!E161),\"\",InfoPro!E161)","v":""},{"$f":"IF(ISBLANK(InfoPro!F161),\"\",InfoPro!F161)","v":""},{"$f":"IF(ISBLANK(InfoPro!I161),\"\",YEAR(InfoPro!I161)-$G$3)","v":""},{"$f":"IF(B170=\"\",\"\",VLOOKUP(D170,Tablas!$B$2:$E$13,2,FALSE))","v":""},{"$f":"IF(B170=\"\",\"\",VLOOKUP(D170,Tablas!$B$2:$G$13,6,FALSE))","v":""},"","","","","","","","","","","","","","","","","","",""]
[{"$f":"IF(ISBLANK(InfoPro!A162),\"\",InfoPro!A162)","v":""},{"$f":"IF(ISBLANK(InfoPro!B162),\"\",InfoPro!B162)","v":""},{"$f":"IF(ISBLANK(InfoPro!E162),\"\",InfoPro!E162)","v":""},{"$f":"IF(ISBLANK(InfoPro!F162),\"\",InfoPro!F162)","v":""},{"$f":"IF(ISBLANK(InfoPro!I162),\"\",YEAR(InfoPro!I162)-$G$3)","v":""},{"$f":"IF(B171=\"\",\"\",VLOOKUP(D171,Tablas!$B$2:$E$13,2,FALSE))","v":""},{"$f":"IF(B171=\"\",\"\",VLOOKUP(D171,Tablas!$B$2:$G$13,6,FALSE))","v":""},"","","","","","","","","","","","","","","","","","",""]
[{"$f":"IF(ISBLANK(InfoPro!A163),\"\",InfoPro!A163)","v":""},{"$f":"IF(ISBLANK(InfoPro!B163),\"\",InfoPro!B163)","v":""},{"$f":"IF(ISBLANK(InfoPro!E163),\"\",InfoPro!E163)","v":""},{"$f":"IF(ISBLANK(InfoPro!F163),\"\",InfoPro!F163)","v":""},{"$f":"IF(ISBLANK(InfoPro!I163),\"\",YEAR(InfoPro!I163)-$G$3)","v":""},{"$f":"IF(B172=\"\",\"\",VLOOKUP(D172,Tablas!$B$2:$E$13,2,FALSE))","v":""},{"$f":"IF(B172=\"\",\"\",VLOOKUP(D172,Tablas!$B$2:$G$13,6,FALSE))","v":""},"","","","","","","","","","","","","","","","","","",""]
[{"$f":"IF(ISBLANK(InfoPro!A164),\"\",InfoPro!A164)","v":""},{"$f":"IF(ISBLANK(InfoPro!B164),\"\",InfoPro!B164)","v":""},{"$f":"IF(ISBLANK(InfoPro!E164),\"\",InfoPro!E164)","v":""},{"$f":"IF(ISBLANK(InfoPro!F164),\"\",InfoPro!F164)","v":""},{"$f":"IF(ISBLANK(InfoPro!I164),\"\",YEAR(InfoPro!I164)-$G$3)","v":""},{"$f":"IF(B173=\"\",\"\",VLOOKUP(D173,Tablas!$B$2:$E$13,2,FALSE))","v":""},{"$f":"IF(B173=\"\",\"\",VLOOKUP(D173,Tablas!$B$2:$G$13,6,FALSE))","v":""},"","","","","","","","","","","","","","","","","","",""]
[{"$f":"IF(ISBLANK(InfoPro!A165),\"\",InfoPro!A165)","v":""},{"$f":"IF(ISBLANK(InfoPro!B165),\"\",InfoPro!B165)","v":""},{"$f":"IF(ISBLANK(InfoPro!E165),\"\",InfoPro!E165)","v":""},{"$f":"IF(ISBLANK(InfoPro!F165),\"\",InfoPro!F165)","v":""},{"$f":"IF(ISBLANK(InfoPro!I165),\"\",YEAR(InfoPro!I165)-$G$3)","v":""},{"$f":"IF(B174=\"\",\"\",VLOOKUP(D174,Tablas!$B$2:$E$13,2,FALSE))","v":""},{"$f":"IF(B174=\"\",\"\",VLOOKUP(D174,Tablas!$B$2:$G$13,6,FALSE))","v":""},"","","","","","","","","","","","","","","","","","",""]
[{"$f":"IF(ISBLANK(InfoPro!A166),\"\",InfoPro!A166)","v":""},{"$f":"IF(ISBLANK(InfoPro!B166),\"\",InfoPro!B166)","v":""},{"$f":"IF(ISBLANK(InfoPro!E166),\"\",InfoPro!E166)","v":""},{"$f":"IF(ISBLANK(InfoPro!F166),\"\",InfoPro!F166)","v":""},{"$f":"IF(ISBLANK(InfoPro!I166),\"\",YEAR(InfoPro!I166)-$G$3)","v":""},{"$f":"IF(B175=\"\",\"\",VLOOKUP(D175,Tablas!$B$2:$E$13,2,FALSE))","v":""},{"$f":"IF(B175=\"\",\"\",VLOOKUP(D175,Tablas!$B$2:$G$13,6,FALSE))","v":""},{"$f":"IF(C175=\"\",\"\",+C175*F175*24*365)","v":""},{"$f":"IF(H175=\"\",\"\",+H175*($C$3-G175))","v":""},"","","","","","","","","","","","","","","",{"$f":"IF(X175=\"\",\"\",SUM(J175:X175)*$C$6)","v":""},{"$f":"IF(C175=0,0,IF(Y175=\"\",\"\",Y175/(C175*1000)))","v":""}]
[{"$f":"IF(ISBLANK(InfoPro!A167),\"\",InfoPro!A167)","v":""},{"$f":"IF(ISBLANK(InfoPro!B167),\"\",InfoPro!B167)","v":""},{"$f":"IF(ISBLANK(InfoPro!E167),\"\",InfoPro!E167)","v":""},{"$f":"IF(ISBLANK(InfoPro!F167),\"\",InfoPro!F167)","v":""},{"$f":"IF(ISBLANK(InfoPro!I167),\"\",YEAR(InfoPro!I167)-$G$3)","v":""},{"$f":"IF(B176=\"\",\"\",VLOOKUP(D176,Tablas!$B$2:$E$13,2,FALSE))","v":""},{"$f":"IF(B176=\"\",\"\",VLOOKUP(D176,Tablas!$B$2:$G$13,6,FALSE))","v":""},"","","","","","","","","","","","","","","","","","",""]
[{"$f":"IF(ISBLANK(InfoPro!A168),\"\",InfoPro!A168)","v":""},{"$f":"IF(ISBLANK(InfoPro!B168),\"\",InfoPro!B168)","v":""},{"$f":"IF(ISBLANK(InfoPro!E168),\"\",InfoPro!E168)","v":""},{"$f":"IF(ISBLANK(InfoPro!F168),\"\",InfoPro!F168)","v":""},{"$f":"IF(ISBLANK(InfoPro!I168),\"\",YEAR(InfoPro!I168)-$G$3)","v":""},{"$f":"IF(B177=\"\",\"\",VLOOKUP(D177,Tablas!$B$2:$E$13,2,FALSE))","v":""},{"$f":"IF(B177=\"\",\"\",VLOOKUP(D177,Tablas!$B$2:$G$13,6,FALSE))","v":""},"","","","","","","","","","","","","","","","","","",""]
[{"$f":"IF(ISBLANK(InfoPro!A169),\"\",InfoPro!A169)","v":""},{"$f":"IF(ISBLANK(InfoPro!B169),\"\",InfoPro!B169)","v":""},{"$f":"IF(ISBLANK(InfoPro!E169),\"\",InfoPro!E169)","v":""},{"$f":"IF(ISBLANK(InfoPro!F169),\"\",InfoPro!F169)","v":""},{"$f":"IF(ISBLANK(InfoPro!I169),\"\",YEAR(InfoPro!I169)-$G$3)","v":""},{"$f":"IF(B178=\"\",\"\",VLOOKUP(D178,Tablas!$B$2:$E$13,2,FALSE))","v":""},{"$f":"IF(B178=\"\",\"\",VLOOKUP(D178,Tablas!$B$2:$G$13,6,FALSE))","v":""},"","","","","","","","","","","","","","","","","","",""]
[{"$f":"IF(ISBLANK(InfoPro!A170),\"\",InfoPro!A170)","v":""},{"$f":"IF(ISBLANK(InfoPro!B170),\"\",InfoPro!B170)","v":""},{"$f":"IF(ISBLANK(InfoPro!E170),\"\",InfoPro!E170)","v":""},{"$f":"IF(ISBLANK(InfoPro!F170),\"\",InfoPro!F170)","v":""},{"$f":"IF(ISBLANK(InfoPro!I170),\"\",YEAR(InfoPro!I170)-$G$3)","v":""},{"$f":"IF(B179=\"\",\"\",VLOOKUP(D179,Tablas!$B$2:$E$13,2,FALSE))","v":""},{"$f":"IF(B179=\"\",\"\",VLOOKUP(D179,Tablas!$B$2:$G$13,6,FALSE))","v":""},"","","","","","","","","","","","","","","","","","",""]
[{"$f":"IF(ISBLANK(InfoPro!A171),\"\",InfoPro!A171)","v":""},{"$f":"IF(ISBLANK(InfoPro!B171),\"\",InfoPro!B171)","v":""},{"$f":"IF(ISBLANK(InfoPro!E171),\"\",InfoPro!E171)","v":""},{"$f":"IF(ISBLANK(InfoPro!F171),\"\",InfoPro!F171)","v":""},{"$f":"IF(ISBLANK(InfoPro!I171),\"\",YEAR(InfoPro!I171)-$G$3)","v":""},{"$f":"IF(B180=\"\",\"\",VLOOKUP(D180,Tablas!$B$2:$E$13,2,FALSE))","v":""},{"$f":"IF(B180=\"\",\"\",VLOOKUP(D180,Tablas!$B$2:$G$13,6,FALSE))","v":""},"","","","","","","","","","","","","","","","","","",""]
[{"$f":"IF(ISBLANK(InfoPro!A172),\"\",InfoPro!A172)","v":""},{"$f":"IF(ISBLANK(InfoPro!B172),\"\",InfoPro!B172)","v":""},{"$f":"IF(ISBLANK(InfoPro!E172),\"\",InfoPro!E172)","v":""},{"$f":"IF(ISBLANK(InfoPro!F172),\"\",InfoPro!F172)","v":""},{"$f":"IF(ISBLANK(InfoPro!I172),\"\",YEAR(InfoPro!I172)-$G$3)","v":""},{"$f":"IF(B181=\"\",\"\",VLOOKUP(D181,Tablas!$B$2:$E$13,2,FALSE))","v":""},{"$f":"IF(B181=\"\",\"\",VLOOKUP(D181,Tablas!$B$2:$G$13,6,FALSE))","v":""},"","","","","","","","","","","","","","","","","","",""]
[{"$f":"IF(ISBLANK(InfoPro!A173),\"\",InfoPro!A173)","v":""},{"$f":"IF(ISBLANK(InfoPro!B173),\"\",InfoPro!B173)","v":""},{"$f":"IF(ISBLANK(InfoPro!E173),\"\",InfoPro!E173)","v":""},{"$f":"IF(ISBLANK(InfoPro!F173),\"\",InfoPro!F173)","v":""},{"$f":"IF(ISBLANK(InfoPro!I173),\"\",YEAR(InfoPro!I173)-$G$3)","v":""},{"$f":"IF(B182=\"\",\"\",VLOOKUP(D182,Tablas!$B$2:$E$13,2,FALSE))","v":""},{"$f":"IF(B182=\"\",\"\",VLOOKUP(D182,Tablas!$B$2:$G$13,6,FALSE))","v":""},"","","","","","","","","","","","","","","","","","",""]
[{"$f":"IF(ISBLANK(InfoPro!A174),\"\",InfoPro!A174)","v":""},{"$f":"IF(ISBLANK(InfoPro!B174),\"\",InfoPro!B174)","v":""},{"$f":"IF(ISBLANK(InfoPro!E174),\"\",InfoPro!E174)","v":""},{"$f":"IF(ISBLANK(InfoPro!F174),\"\",InfoPro!F174)","v":""},{"$f":"IF(ISBLANK(InfoPro!I174),\"\",YEAR(InfoPro!I174)-$G$3)","v":""},{"$f":"IF(B183=\"\",\"\",VLOOKUP(D183,Tablas!$B$2:$E$13,2,FALSE))","v":""},{"$f":"IF(B183=\"\",\"\",VLOOKUP(D183,Tablas!$B$2:$G$13,6,FALSE))","v":""},"","",{"$f":"IF($I183=\"\",\"\",(1/(1+$C$4)^(J$7+$E183))*$I183*$C$5)","v":""},"","","","","","","","","","","","","","","",""]
[{"$f":"IF(ISBLANK(InfoPro!A175),\"\",InfoPro!A175)","v":""},{"$f":"IF(ISBLANK(InfoPro!B175),\"\",InfoPro!B175)","v":""},{"$f":"IF(ISBLANK(InfoPro!E175),\"\",InfoPro!E175)","v":""},{"$f":"IF(ISBLANK(InfoPro!F175),\"\",InfoPro!F175)","v":""},{"$f":"IF(ISBLANK(InfoPro!I175),\"\",YEAR(InfoPro!I175)-$G$3)","v":""},{"$f":"IF(B184=\"\",\"\",VLOOKUP(D184,Tablas!$B$2:$E$13,2,FALSE))","v":""},{"$f":"IF(B184=\"\",\"\",VLOOKUP(D184,Tablas!$B$2:$G$13,6,FALSE))","v":""},"","","","","","","","","","","","","","","","","","",""]
[{"$f":"IF(ISBLANK(InfoPro!A176),\"\",InfoPro!A176)","v":""},{"$f":"IF(ISBLANK(InfoPro!B176),\"\",InfoPro!B176)","v":""},{"$f":"IF(ISBLANK(InfoPro!E176),\"\",InfoPro!E176)","v":""},{"$f":"IF(ISBLANK(InfoPro!F176),\"\",InfoPro!F176)","v":""},{"$f":"IF(ISBLANK(InfoPro!I176),\"\",YEAR(InfoPro!I176)-$G$3)","v":""},{"$f":"IF(B185=\"\",\"\",VLOOKUP(D185,Tablas!$B$2:$E$13,2,FALSE))","v":""},{"$f":"IF(B185=\"\",\"\",VLOOKUP(D185,Tablas!$B$2:$G$13,6,FALSE))","v":""},"","","","","","","","","","","","","","","","","","",""]
[{"$f":"IF(ISBLANK(InfoPro!A177),\"\",InfoPro!A177)","v":""},{"$f":"IF(ISBLANK(InfoPro!B177),\"\",InfoPro!B177)","v":""},{"$f":"IF(ISBLANK(InfoPro!E177),\"\",InfoPro!E177)","v":""},{"$f":"IF(ISBLANK(InfoPro!F177),\"\",InfoPro!F177)","v":""},{"$f":"IF(ISBLANK(InfoPro!I177),\"\",YEAR(InfoPro!I177)-$G$3)","v":""},{"$f":"IF(B186=\"\",\"\",VLOOKUP(D186,Tablas!$B$2:$E$13,2,FALSE))","v":""},{"$f":"IF(B186=\"\",\"\",VLOOKUP(D186,Tablas!$B$2:$G$13,6,FALSE))","v":""},"","","","","","","","","","","","","","","","","","",""]
[{"$f":"IF(ISBLANK(InfoPro!A178),\"\",InfoPro!A178)","v":""},{"$f":"IF(ISBLANK(InfoPro!B178),\"\",InfoPro!B178)","v":""},{"$f":"IF(ISBLANK(InfoPro!E178),\"\",InfoPro!E178)","v":""},{"$f":"IF(ISBLANK(InfoPro!F178),\"\",InfoPro!F178)","v":""},{"$f":"IF(ISBLANK(InfoPro!I178),\"\",YEAR(InfoPro!I178)-$G$3)","v":""},{"$f":"IF(B187=\"\",\"\",VLOOKUP(D187,Tablas!$B$2:$E$13,2,FALSE))","v":""},{"$f":"IF(B187=\"\",\"\",VLOOKUP(D187,Tablas!$B$2:$G$13,6,FALSE))","v":""},"","","","","","","","","","","","","","","","","","",""]
[{"$f":"IF(ISBLANK(InfoPro!A179),\"\",InfoPro!A179)","v":""},{"$f":"IF(ISBLANK(InfoPro!B179),\"\",InfoPro!B179)","v":""},{"$f":"IF(ISBLANK(InfoPro!E179),\"\",InfoPro!E179)","v":""},{"$f":"IF(ISBLANK(InfoPro!F179),\"\",InfoPro!F179)","v":""},{"$f":"IF(ISBLANK(InfoPro!I179),\"\",YEAR(InfoPro!I179)-$G$3)","v":""},{"$f":"IF(B188=\"\",\"\",VLOOKUP(D188,Tablas!$B$2:$E$13,2,FALSE))","v":""},{"$f":"IF(B188=\"\",\"\",VLOOKUP(D188,Tablas!$B$2:$G$13,6,FALSE))","v":""},"","","","","","","","","","","","","","","","","","",""]
[{"$f":"IF(ISBLANK(InfoPro!A180),\"\",InfoPro!A180)","v":""},{"$f":"IF(ISBLANK(InfoPro!B180),\"\",InfoPro!B180)","v":""},{"$f":"IF(ISBLANK(InfoPro!E180),\"\",InfoPro!E180)","v":""},{"$f":"IF(ISBLANK(InfoPro!F180),\"\",InfoPro!F180)","v":""},{"$f":"IF(ISBLANK(InfoPro!I180),\"\",YEAR(InfoPro!I180)-$G$3)","v":""},{"$f":"IF(B189=\"\",\"\",VLOOKUP(D189,Tablas!$B$2:$E$13,2,FALSE))","v":""},{"$f":"IF(B189=\"\",\"\",VLOOKUP(D189,Tablas!$B$2:$G$13,6,FALSE))","v":""},"","","","","","","","","","","","","","","","","","",""]
[{"$f":"IF(ISBLANK(InfoPro!A181),\"\",InfoPro!A181)","v":""},{"$f":"IF(ISBLANK(InfoPro!B181),\"\",InfoPro!B181)","v":""},{"$f":"IF(ISBLANK(InfoPro!E181),\"\",InfoPro!E181)","v":""},{"$f":"IF(ISBLANK(InfoPro!F181),\"\",InfoPro!F181)","v":""},{"$f":"IF(ISBLANK(InfoPro!I181),\"\",YEAR(InfoPro!I181)-$G$3)","v":""},{"$f":"IF(B190=\"\",\"\",VLOOKUP(D190,Tablas!$B$2:$E$13,2,FALSE))","v":""},{"$f":"IF(B190=\"\",\"\",VLOOKUP(D190,Tablas!$B$2:$G$13,6,FALSE))","v":""},"","","","","","","","","","","","","","","","","","",""]
[{"$f":"IF(ISBLANK(InfoPro!A182),\"\",InfoPro!A182)","v":""},{"$f":"IF(ISBLANK(InfoPro!B182),\"\",InfoPro!B182)","v":""},{"$f":"IF(ISBLANK(InfoPro!E182),\"\",InfoPro!E182)","v":""},{"$f":"IF(ISBLANK(InfoPro!F182),\"\",InfoPro!F182)","v":""},{"$f":"IF(ISBLANK(InfoPro!I182),\"\",YEAR(InfoPro!I182)-$G$3)","v":""},{"$f":"IF(B191=\"\",\"\",VLOOKUP(D191,Tablas!$B$2:$E$13,2,FALSE))","v":""},{"$f":"IF(B191=\"\",\"\",VLOOKUP(D191,Tablas!$B$2:$G$13,6,FALSE))","v":""},{"$f":"IF(C191=\"\",\"\",+C191*F191*24*365)","v":""},{"$f":"IF(H191=\"\",\"\",+H191*($C$3-G191))","v":""},"","","","","","","","","","","","","","","",{"$f":"IF(X191=\"\",\"\",SUM(J191:X191)*$C$6)","v":""},{"$f":"IF(C191=0,0,IF(Y191=\"\",\"\",Y191/(C191*1000)))","v":""}]
[{"$f":"IF(ISBLANK(InfoPro!A183),\"\",InfoPro!A183)","v":""},{"$f":"IF(ISBLANK(InfoPro!B183),\"\",InfoPro!B183)","v":""},{"$f":"IF(ISBLANK(InfoPro!E183),\"\",InfoPro!E183)","v":""},{"$f":"IF(ISBLANK(InfoPro!F183),\"\",InfoPro!F183)","v":""},{"$f":"IF(ISBLANK(InfoPro!I183),\"\",YEAR(InfoPro!I183)-$G$3)","v":""},{"$f":"IF(B192=\"\",\"\",VLOOKUP(D192,Tablas!$B$2:$E$13,2,FALSE))","v":""},{"$f":"IF(B192=\"\",\"\",VLOOKUP(D192,Tablas!$B$2:$G$13,6,FALSE))","v":""},"","","","","","","","","","","","","","","","","","",""]
[{"$f":"IF(ISBLANK(InfoPro!A184),\"\",InfoPro!A184)","v":""},{"$f":"IF(ISBLANK(InfoPro!B184),\"\",InfoPro!B184)","v":""},{"$f":"IF(ISBLANK(InfoPro!E184),\"\",InfoPro!E184)","v":""},{"$f":"IF(ISBLANK(InfoPro!F184),\"\",InfoPro!F184)","v":""},{"$f":"IF(ISBLANK(InfoPro!I184),\"\",YEAR(InfoPro!I184)-$G$3)","v":""},{"$f":"IF(B193=\"\",\"\",VLOOKUP(D193,Tablas!$B$2:$E$13,2,FALSE))","v":""},{"$f":"IF(B193=\"\",\"\",VLOOKUP(D193,Tablas!$B$2:$G$13,6,FALSE))","v":""},"","","","","","","","","","","","","","","","","","",""]
[{"$f":"IF(ISBLANK(InfoPro!A185),\"\",InfoPro!A185)","v":""},{"$f":"IF(ISBLANK(InfoPro!B185),\"\",InfoPro!B185)","v":""},{"$f":"IF(ISBLANK(InfoPro!E185),\"\",InfoPro!E185)","v":""},{"$f":"IF(ISBLANK(InfoPro!F185),\"\",InfoPro!F185)","v":""},{"$f":"IF(ISBLANK(InfoPro!I185),\"\",YEAR(InfoPro!I185)-$G$3)","v":""},{"$f":"IF(B194=\"\",\"\",VLOOKUP(D194,Tablas!$B$2:$E$13,2,FALSE))","v":""},{"$f":"IF(B194=\"\",\"\",VLOOKUP(D194,Tablas!$B$2:$G$13,6,FALSE))","v":""},"","","","","","","","","","","","","","","","","","",""]
[{"$f":"IF(ISBLANK(InfoPro!A186),\"\",InfoPro!A186)","v":""},{"$f":"IF(ISBLANK(InfoPro!B186),\"\",InfoPro!B186)","v":""},{"$f":"IF(ISBLANK(InfoPro!E186),\"\",InfoPro!E186)","v":""},{"$f":"IF(ISBLANK(InfoPro!F186),\"\",InfoPro!F186)","v":""},{"$f":"IF(ISBLANK(InfoPro!I186),\"\",YEAR(InfoPro!I186)-$G$3)","v":""},{"$f":"IF(B195=\"\",\"\",VLOOKUP(D195,Tablas!$B$2:$E$13,2,FALSE))","v":""},{"$f":"IF(B195=\"\",\"\",VLOOKUP(D195,Tablas!$B$2:$G$13,6,FALSE))","v":""},"","","","","","","","","","","","","","","","","","",""]
[{"$f":"IF(ISBLANK(InfoPro!A187),\"\",InfoPro!A187)","v":""},{"$f":"IF(ISBLANK(InfoPro!B187),\"\",InfoPro!B187)","v":""},{"$f":"IF(ISBLANK(InfoPro!E187),\"\",InfoPro!E187)","v":""},{"$f":"IF(ISBLANK(InfoPro!F187),\"\",InfoPro!F187)","v":""},{"$f":"IF(ISBLANK(InfoPro!I187),\"\",YEAR(InfoPro!I187)-$G$3)","v":""},{"$f":"IF(B196=\"\",\"\",VLOOKUP(D196,Tablas!$B$2:$E$13,2,FALSE))","v":""},{"$f":"IF(B196=\"\",\"\",VLOOKUP(D196,Tablas!$B$2:$G$13,6,FALSE))","v":""},"","","","","","","","","","","","","","","","","","",""]
[{"$f":"IF(ISBLANK(InfoPro!A188),\"\",InfoPro!A188)","v":""},{"$f":"IF(ISBLANK(InfoPro!B188),\"\",InfoPro!B188)","v":""},{"$f":"IF(ISBLANK(InfoPro!E188),\"\",InfoPro!E188)","v":""},{"$f":"IF(ISBLANK(InfoPro!F188),\"\",InfoPro!F188)","v":""},{"$f":"IF(ISBLANK(InfoPro!I188),\"\",YEAR(InfoPro!I188)-$G$3)","v":""},{"$f":"IF(B197=\"\",\"\",VLOOKUP(D197,Tablas!$B$2:$E$13,2,FALSE))","v":""},{"$f":"IF(B197=\"\",\"\",VLOOKUP(D197,Tablas!$B$2:$G$13,6,FALSE))","v":""},"","","","","","","","","","","","","","","","","","",""]
[{"$f":"IF(ISBLANK(InfoPro!A189),\"\",InfoPro!A189)","v":""},{"$f":"IF(ISBLANK(InfoPro!B189),\"\",InfoPro!B189)","v":""},{"$f":"IF(ISBLANK(InfoPro!E189),\"\",InfoPro!E189)","v":""},{"$f":"IF(ISBLANK(InfoPro!F189),\"\",InfoPro!F189)","v":""},{"$f":"IF(ISBLANK(InfoPro!I189),\"\",YEAR(InfoPro!I189)-$G$3)","v":""},{"$f":"IF(B198=\"\",\"\",VLOOKUP(D198,Tablas!$B$2:$E$13,2,FALSE))","v":""},{"$f":"IF(B198=\"\",\"\",VLOOKUP(D198,Tablas!$B$2:$G$13,6,FALSE))","v":""},"","","","","","","","","","","","","","","","","","",""]
[{"$f":"IF(ISBLANK(InfoPro!A190),\"\",InfoPro!A190)","v":""},{"$f":"IF(ISBLANK(InfoPro!B190),\"\",InfoPro!B190)","v":""},{"$f":"IF(ISBLANK(InfoPro!E190),\"\",InfoPro!E190)","v":""},{"$f":"IF(ISBLANK(InfoPro!F190),\"\",InfoPro!F190)","v":""},{"$f":"IF(ISBLANK(InfoPro!I190),\"\",YEAR(InfoPro!I190)-$G$3)","v":""},{"$f":"IF(B199=\"\",\"\",VLOOKUP(D199,Tablas!$B$2:$E$13,2,FALSE))","v":""},{"$f":"IF(B199=\"\",\"\",VLOOKUP(D199,Tablas!$B$2:$G$13,6,FALSE))","v":""},"","",{"$f":"IF($I199=\"\",\"\",(1/(1+$C$4)^(J$7+$E199))*$I199*$C$5)","v":""},"","","","","","","","","","","","","","","",""]
[{"$f":"IF(ISBLANK(InfoPro!A191),\"\",InfoPro!A191)","v":""},{"$f":"IF(ISBLANK(InfoPro!B191),\"\",InfoPro!B191)","v":""},{"$f":"IF(ISBLANK(InfoPro!E191),\"\",InfoPro!E191)","v":""},{"$f":"IF(ISBLANK(InfoPro!F191),\"\",InfoPro!F191)","v":""},{"$f":"IF(ISBLANK(InfoPro!I191),\"\",YEAR(InfoPro!I191)-$G$3)","v":""},{"$f":"IF(B200=\"\",\"\",VLOOKUP(D200,Tablas!$B$2:$E$13,2,FALSE))","v":""},{"$f":"IF(B200=\"\",\"\",VLOOKUP(D200,Tablas!$B$2:$G$13,6,FALSE))","v":""},"","","","","","","","","","","","","","","","","","",""]
[{"$f":"IF(ISBLANK(InfoPro!A192),\"\",InfoPro!A192)","v":""},{"$f":"IF(ISBLANK(InfoPro!B192),\"\",InfoPro!B192)","v":""},{"$f":"IF(ISBLANK(InfoPro!E192),\"\",InfoPro!E192)","v":""},{"$f":"IF(ISBLANK(InfoPro!F192),\"\",InfoPro!F192)","v":""},{"$f":"IF(ISBLANK(InfoPro!I192),\"\",YEAR(InfoPro!I192)-$G$3)","v":""},{"$f":"IF(B201=\"\",\"\",VLOOKUP(D201,Tablas!$B$2:$E$13,2,FALSE))","v":""},{"$f":"IF(B201=\"\",\"\",VLOOKUP(D201,Tablas!$B$2:$G$13,6,FALSE))","v":""},"","","","","","","","","","","","","","","","","","",""]
[{"$f":"IF(ISBLANK(InfoPro!A193),\"\",InfoPro!A193)","v":""},{"$f":"IF(ISBLANK(InfoPro!B193),\"\",InfoPro!B193)","v":""},{"$f":"IF(ISBLANK(InfoPro!E193),\"\",InfoPro!E193)","v":""},{"$f":"IF(ISBLANK(InfoPro!F193),\"\",InfoPro!F193)","v":""},{"$f":"IF(ISBLANK(InfoPro!I193),\"\",YEAR(InfoPro!I193)-$G$3)","v":""},{"$f":"IF(B202=\"\",\"\",VLOOKUP(D202,Tablas!$B$2:$E$13,2,FALSE))","v":""},{"$f":"IF(B202=\"\",\"\",VLOOKUP(D202,Tablas!$B$2:$G$13,6,FALSE))","v":""},"","","","","","","","","","","","","","","","","","",""]

{"sheet":"EC-RP","index":5,"n_rows":195,"n_cols":26,"rows_kept":195,"cut":false,"hidden":false,"merged":[]}
[]
[null,"Precio promedio de bolsa",192057,"COP/MWh"]
[null,"Tasa de descuento",0.11799999999999999,null,null,"Año de Referencia",null,2023]
[null,null,null,null,null,"Mínimo",null,{"$f":"MIN(Z8:Z400)","v":0}]
[]
[null,null,null,null,null,null,null,null,null,0,1,2,3,4,5,6,7,8,9,10,11,12,13,14]
["Codigo","Nombre","capacidad","Tecnologia","Año de entrada","FP","Precio de oferta","Desviacion","Produccion media/a MWh/a","Flujo Descontado 0","Flujo Descontado 1","Flujo Descontado 2","Flujo Descontado 3","Flujo Descontado 4","Flujo Descontado 5","Flujo Descontado 6","Flujo Descontado 7","Flujo Descontado 8","Flujo Descontado 9","Flujo Descontado 10","Flujo Descontado 11","Flujo Descontado 12","Flujo Descontado 13","Flujo Descontado 14","VPN","Beneficio/kW"]
[{"$f":"IF(ISBLANK(InfoPro!A2),\"\",InfoPro!A2)","v":"SC_7_A2"},{"$f":"IF(ISBLANK(InfoPro!B2),\"\",InfoPro!B2)","v":"PSFV TONCHALÁ 19.9MW"},{"$f":"IF(ISBLANK(InfoPro!E2),\"\",InfoPro!E2)","v":19.899999999999999},{"$f":"IF(ISBLANK(InfoPro!F2),\"\",InfoPro!F2)","v":"Solar FV"},{"$f":"IF(ISBLANK(InfoPro!I2),\"\",YEAR(InfoPro!I2)-$H$3)","v":3},{"$f":"IF(B8=\"\",\"\",VLOOKUP(D8,Tablas!$B$2:$E$13,2,FALSE))","v":0.26},{"$f":"IF(B8=\"\",\"\",VLOOKUP(D8,Tablas!$B$2:$H$13,7,FALSE))","v":83577.200000000012},{"$f":"IF(B8=\"\",\"\",($C$2-(G8))/$C$2)","v":0.56483127404885003},{"$f":"IF(C8=\"\",\"\",+C8*F8*24*365)","v":45324.24},{"$f":"IF($I8=\"\",\"\",(1/(1+$C$3)^(J$6+$E8))*$I8*$C$2*$H8)","v":3518471161.2233472},{"$f":"IF($I8=\"\",\"\",(1/(1+$C$3)^(K$6+$E8))*$I8*$C$2*$H8)","v":3147111951.0047832},2814948077.8218098,2517842645.6366811,2252095389.6571393,2014396591.8221281,1801785860.3060179,1611615259.6654899,1441516332.4378271,1289370601.4649615,1153283185.5679443,1031559199.9713278,922682647.55932724,825297538.06737649,{"$f":"IF($I8=\"\",\"\",(1/(1+$C$3)^(X$6+$E8))*$I8*$C$2*$H8)","v":738191000.0602653},{"$f":"IF(X8=\"\",\"\",SUM(J8:X8))","v":27080167442.266422},{"$f":"IF(C8=0,0,IF(Y8=\"\",\"\",Y8/(C8*1000)))","v":1360812.4342847448}]
[{"$f":"IF(ISBLANK(InfoPro!A3),\"\",InfoPro!A3)","v":"SC_7_A1"},{"$f":"IF(ISBLANK(InfoPro!B3),\"\",InfoPro!B3)","v":"PSFV TONCHALÁ 19.9MW"},{"$f":"IF(ISBLANK(InfoPro!E3),\"\",InfoPro!E3)","v":19.899999999999999},{"$f":"IF(ISBLANK(InfoPro!F3),\"\",InfoPro!F3)","v":"Solar FV"},{"$f":"IF(ISBLANK(InfoPro!I3),\"\",YEAR(InfoPro!I3)-$H$3)","v":3},{"$f":"IF(B9=\"\",\"\",VLOOKUP(D9,Tablas!$B$2:$E$13,2,FALSE))","v":0.26},{"$f":"IF(B9=\"\",\"\",VLOOKUP(D9,Tablas!$B$2:$H$13,7,FALSE))","v":83577.200000000012},{"$f":"IF(B9=\"\",\"\",($C$2-(G9))/$C$2)","v":0.56483127404885003},{"$f":"IF(C9=\"\",\"\",+C9*F9*24*365)","v":45324.24},3518471161.2233472,3147111951.0047832,2814948077.8218098,2517842645.6366811,2252095389.6571393,2014396591.8221281,1801785860.3060179,1611615259.6654899,1441516332.4378271,1289370601.4649615,1153283185.5679443,1031559199.9713278,922682647.55932724,825297538.06737649,738191000.0602653,{"$f":"IF(X9=\"\",\"\",SUM(J9:X9))","v":27080167442.266422},{"$f":"IF(C9=0,0,IF(Y9=\"\",\"\",Y9/(C9*1000)))","v":1360812.4342847448}]
[{"$f":"IF(ISBLANK(InfoPro!A4),\"\",InfoPro!A4)","v":"SC_38_A2"},{"$f":"IF(ISBLANK(InfoPro!B4),\"\",InfoPro!B4)","v":"SOLENERGY NORTE"},{"$f":"IF(ISBLANK(InfoPro!E4),\"\",InfoPro!E4)","v":40},{"$f":"IF(ISBLANK(InfoPro!F4),\"\",InfoPro!F4)","v":"Solar FV"},{"$f":"IF(ISBLANK(InfoPro!I4),\"\",YEAR(InfoPro!I4)-$H$3)","v":2},{"$f":"IF(B10=\"\",\"\",VLOOKUP(D10,Tablas!$B$2:$E$13,2,FALSE))","v":0.26},{"$f":"IF(B10=\"\",\"\",VLOOKUP(D10,Tablas!$B$2:$H$13,7,FALSE))","v":83577.200000000012},0.56483127404885003,91104.000000000015,7906835694.9702559,7072303841.6549711,6325853167.8488111,5658187091.0991154,5060990242.4857931,4526824903.8334465,4049038375.5218658,3621680121.2181273,3239427657.6190763,2897520266.2066884,2591699701.437109,2318157156.9204912,2073485829.0880964,1854638487.556437,1658889523.7535212,60855532061.213814,{"$f":"IF(C10=0,0,IF(Y10=\"\",\"\",Y10/(C10*1000)))","v":1521388.3015303453}]
[{"$f":"IF(ISBLANK(InfoPro!A5),\"\",InfoPro!A5)","v":"SC_38_A1 \n"},{"$f":"IF(ISBLANK(InfoPro!B5),\"\",InfoPro!B5)","v":"SOLENERGY NORTE"},{"$f":"IF(ISBLANK(InfoPro!E5),\"\",InfoPro!E5)","v":40},{"$f":"IF(ISBLANK(InfoPro!F5),\"\",InfoPro!F5)","v":"Solar FV"},{"$f":"IF(ISBLANK(InfoPro!I5),\"\",YEAR(InfoPro!I5)-$H$3)","v":2},{"$f":"IF(B11=\"\",\"\",VLOOKUP(D11,Tablas!$B$2:$E$13,2,FALSE))","v":0.26},{"$f":"IF(B11=\"\",\"\",VLOOKUP(D11,Tablas!$B$2:$H$13,7,FALSE))","v":83577.200000000012},0.56483127404885003,91104.000000000015,7906835694.9702559,7072303841.6549711,6325853167.8488111,5658187091.0991154,5060990242.4857931,4526824903.8334465,4049038375.5218658,3621680121.2181273,3239427657.6190763,2897520266.2066884,2591699701.437109,2318157156.9204912,2073485829.0880964,1854638487.556437,1658889523.7535212,60855532061.213814,1521388.3015303453]
[{"$f":"IF(ISBLANK(InfoPro!A6),\"\",InfoPro!A6)","v":"SC_485_A2"},{"$f":"IF(ISBLANK(InfoPro!B6),\"\",InfoPro!B6)","v":"Pradera - 40 MW"},{"$f":"IF(ISBLANK(InfoPro!E6),\"\",InfoPro!E6)","v":40},{"$f":"IF(ISBLANK(InfoPro!F6),\"\",InfoPro!F6)","v":"Solar FV"},{"$f":"IF(ISBLANK(InfoPro!I6),\"\",YEAR(InfoPro!I6)-$H$3)","v":2},{"$f":"IF(B12=\"\",\"\",VLOOKUP(D12,Tablas!$B$2:$E$13,2,FALSE))","v":0.26},{"$f":"IF(B12=\"\",\"\",VLOOKUP(D12,Tablas!$B$2:$H$13,7,FALSE))","v":83577.200000000012},0.56483127404885003,91104.000000000015,7906835694.9702559,7072303841.6549711,6325853167.8488111,5658187091.0991154,5060990242.4857931,4526824903.8334465,4049038375.5218658,3621680121.2181273,3239427657.6190763,2897520266.2066884,2591699701.437109,2318157156.9204912,2073485829.0880964,1854638487.556437,1658889523.7535212,60855532061.213814,1521388.3015303453]
[{"$f":"IF(ISBLANK(InfoPro!A7),\"\",InfoPro!A7)","v":"SC_488_A2"},{"$f":"IF(ISBLANK(InfoPro!B7),\"\",InfoPro!B7)","v":"Frontera - 50 MW"},{"$f":"IF(ISBLANK(InfoPro!E7),\"\",InfoPro!E7)","v":50},{"$f":"IF(ISBLANK(InfoPro!F7),\"\",InfoPro!F7)","v":"Solar FV"},{"$f":"IF(ISBLANK(InfoPro!I7),\"\",YEAR(InfoPro!I7)-$H$3)","v":2},{"$f":"IF(B13=\"\",\"\",VLOOKUP(D13,Tablas!$B$2:$E$13,2,FALSE))","v":0.26},{"$f":"IF(B13=\"\",\"\",VLOOKUP(D13,Tablas!$B$2:$H$13,7,FALSE))","v":83577.200000000012},0.56483127404885003,113880,9883544618.7128181,8840379802.0687122,7907316459.8110123,7072733863.8738937,6326237803.1072388,5658531129.7918072,5061297969.4023323,4527100151.5226583,4049284572.0238447,3621900332.7583599,3239624626.7963858,2897696446.1506138,2591857286.3601198,2318298109.4455462,2073611904.6919007,76069415076.517242,1521388.3015303449]
[{"$f":"IF(ISBLANK(InfoPro!A8),\"\",InfoPro!A8)","v":"SC_488_A1 \n"},{"$f":"IF(ISBLANK(InfoPro!B8),\"\",InfoPro!B8)","v":"Frontera - 50 MW"},{"$f":"IF(ISBLANK(InfoPro!E8),\"\",InfoPro!E8)","v":50},{"$f":"IF(ISBLANK(InfoPro!F8),\"\",InfoPro!F8)","v":"Solar FV"},{"$f":"IF(ISBLANK(InfoPro!I8),\"\",YEAR(InfoPro!I8)-$H$3)","v":2},{"$f":"IF(B14=\"\",\"\",VLOOKUP(D14,Tablas!$B$2:$E$13,2,FALSE))","v":0.26},{"$f":"IF(B14=\"\",\"\",VLOOKUP(D14,Tablas!$B$2:$H$13,7,FALSE))","v":83577.200000000012},0.56483127404885003,113880,9883544618.7128181,8840379802.0687122,7907316459.8110123,7072733863.8738937,6326237803.1072388,5658531129.7918072,5061297969.4023323,4527100151.5226583,4049284572.0238447,3621900332.7583599,3239624626.7963858,2897696446.1506138,2591857286.3601198,2318298109.4455462,2073611904.6919007,76069415076.517242,1521388.3015303449]
[{"$f":"IF(ISBLANK(InfoPro!A9),\"\",InfoPro!A9)","v":"SC_485_A1"},{"$f":"IF(ISBLANK(InfoPro!B9),\"\",InfoPro!B9)","v":"Pradera - 40 MW"},{"$f":"IF(ISBLANK(InfoPro!E9),\"\",InfoPro!E9)","v":40},{"$f":"IF(ISBLANK(InfoPro!F9),\"\",InfoPro!F9)","v":"Solar FV"},{"$f":"IF(ISBLANK(InfoPro!I9),\"\",YEAR(InfoPro!I9)-$H$3)","v":2},{"$f":"IF(B15=\"\",\"\",VLOOKUP(D15,Tablas!$B$2:$E$13,2,FALSE))","v":0.26},{"$f":"IF(B15=\"\",\"\",VLOOKUP(D15,Tablas!$B$2:$H$13,7,FALSE))","v":83577.200000000012},0.56483127404885003,91104.000000000015,7906835694.9702559,7072303841.6549711,6325853167.8488111,5658187091.0991154,5060990242.4857931,4526824903.8334465,4049038375.5218658,3621680121.2181273,3239427657.6190763,2897520266.2066884,2591699701.437109,2318157156.9204912,2073485829.0880964,1854638487.556437,1658889523.7535212,60855532061.213814,1521388.3015303453]
[{"$f":"IF(ISBLANK(InfoPro!A10),\"\",InfoPro!A10)","v":"SC_767_A2"},{"$f":"IF(ISBLANK(InfoPro!B10),\"\",InfoPro!B10)","v":"Parque Solar Fotovoltaico Alcaraván"},{"$f":"IF(ISBLANK(InfoPro!E10),\"\",InfoPro!E10)","v":79.599999999999994},{"$f":"IF(ISBLANK(InfoPro!F10),\"\",InfoPro!F10)","v":"Solar FV"},{"$f":"IF(ISBLANK(InfoPro!I10),\"\",YEAR(InfoPro!I10)-$H$3)","v":2},{"$f":"IF(B16=\"\",\"\",VLOOKUP(D16,Tablas!$B$2:$E$13,2,FALSE))","v":0.26},{"$f":"IF(B16=\"\",\"\",VLOOKUP(D16,Tablas!$B$2:$H$13,7,FALSE))","v":83577.200000000012},0.56483127404885003,181296.96,15734603032.990803,14073884644.893389,12588447804.019133,11259792311.287239,10071370582.546724,9008381558.6285572,8057586367.2885122,7207143441.2240715,6446461038.6619596,5766065329.7513084,5157482405.8598461,4613132742.2717772,4126236799.8853111,3690730590.237309,3301190152.269506,121102508801.81544,1521388.3015303449]
[{"$f":"IF(ISBLANK(InfoPro!A11),\"\",InfoPro!A11)","v":"SC_767_A1"},{"$f":"IF(ISBLANK(InfoPro!B11),\"\",InfoPro!B11)","v":"Parque Solar Fotovoltaico Alcaraván"},{"$f":"IF(ISBLANK(InfoPro!E11),\"\",InfoPro!E11)","v":79.599999999999994},{"$f":"IF(ISBLANK(InfoPro!F11),\"\",InfoPro!F11)","v":"Solar FV"},{"$f":"IF(ISBLANK(InfoPro!I11),\"\",YEAR(InfoPro!I11)-$H$3)","v":2},{"$f":"IF(B17=\"\",\"\",VLOOKUP(D17,Tablas!$B$2:$E$13,2,FALSE))","v":0.26},{"$f":"IF(B17=\"\",\"\",VLOOKUP(D17,Tablas!$B$2:$H$13,7,FALSE))","v":83577.200000000012},0.56483127404885003,181296.96,15734603032.990803,14073884644.893389,12588447804.019133,11259792311.287239,10071370582.546724,9008381558.6285572,8057586367.2885122,7207143441.2240715,6446461038.6619596,5766065329.7513084,5157482405.8598461,4613132742.2717772,4126236799.8853111,3690730590.237309,3301190152.269506,121102508801.81544,1521388.3015303449]
[{"$f":"IF(ISBLANK(InfoPro!A12),\"\",InfoPro!A12)","v":"SC_417_A2"},{"$f":"IF(ISBLANK(InfoPro!B12),\"\",InfoPro!B12)","v":"PCH PANACEA II"},{"$f":"IF(ISBLANK(InfoPro!E12),\"\",InfoPro!E12)","v":7},{"$f":"IF(ISBLANK(InfoPro!F12),\"\",InfoPro!F12)","v":"PCH"},{"$f":"IF(ISBLANK(InfoPro!I12),\"\",YEAR(InfoPro!I12)-$H$3)","v":3},{"$f":"IF(B18=\"\",\"\",VLOOKUP(D18,Tablas!$B$2:$E$13,2,FALSE))","v":0.54},{"$f":"IF(B18=\"\",\"\",VLOOKUP(D18,Tablas!$B$2:$H$13,7,FALSE))","v":158280.5},0.17586706029980684,33112.800000000003,{"$f":"IF($I18=\"\",\"\",(1/(1+$C$3)^(J$6+$E18))*$I18*$C$2*$H18)","v":800359566.47702682},715885122.07247484,640326585.03799176,572742920.42754185,512292415.40925038,458222196.25156569,409858851.74558651,366600046.28406656,327907018.14317232,293297869.53772122,262341564.88168272,234652562.50597742,209886012.97493508,187733464.19940522,167919019.85635534,6160025215.8047543,880003.60225782206]
[{"$f":"IF(ISBLANK(InfoPro!A13),\"\",InfoPro!A13)","v":"SC_966_A1"},{"$f":"IF(ISBLANK(InfoPro!B13),\"\",InfoPro!B13)","v":"PROYECTO SOLAR FOTOVOLTAICA MORITAS DE 9,9MW"},{"$f":"IF(ISBLANK(InfoPro!E13),\"\",InfoPro!E13)","v":9.9},{"$f":"IF(ISBLANK(InfoPro!F13),\"\",InfoPro!F13)","v":"Solar FV"},{"$f":"IF(ISBLANK(InfoPro!I13),\"\",YEAR(InfoPro!I13)-$H$3)","v":3},{"$f":"IF(B19=\"\",\"\",VLOOKUP(D19,Tablas!$B$2:$E$13,2,FALSE))","v":0.26},{"$f":"IF(B19=\"\",\"\",VLOOKUP(D19,Tablas!$B$2:$H$13,7,FALSE))","v":83577.200000000012},0.56483127404885003,22548.240000000005,1750395200.8096051,1565648659.0425806,1400401305.0470312,1252595085.0152338,1120389163.6987782,1002136997.9416621,896365830.00148666,801758345.26072145,717136265.88615537,641445676.10568452,573743896.33782172,513187742.69930387,459023025.67021811,410575157.12899655,367240748.77369994,13472043099.41898,1360812.4342847455]
[{"$f":"IF(ISBLANK(InfoPro!A14),\"\",InfoPro!A14)","v":"SC_966_A2"},{"$f":"IF(ISBLANK(InfoPro!B14),\"\",InfoPro!B14)","v":"PROYECTO SOLAR FOTOVOLTAICA MORITAS DE 9,9MW"},{"$f":"IF(ISBLANK(InfoPro!E14),\"\",InfoPro!E14)","v":9.9},{"$f":"IF(ISBLANK(InfoPro!F14),\"\",InfoPro!F14)","v":"Solar FV"},{"$f":"IF(ISBLANK(InfoPro!I14),\"\",YEAR(InfoPro!I14)-$H$3)","v":3},{"$f":"IF(B20=\"\",\"\",VLOOKUP(D20,Tablas!$B$2:$E$13,2,FALSE))","v":0.26},{"$f":"IF(B20=\"\",\"\",VLOOKUP(D20,Tablas!$B$2:$H$13,7,FALSE))","v":83577.200000000012},0.56483127404885003,22548.240000000005,1750395200.8096051,1565648659.0425806,1400401305.0470312,1252595085.0152338,1120389163.6987782,1002136997.9416621,896365830.00148666,801758345.26072145,717136265.88615537,641445676.10568452,573743896.33782172,513187742.69930387,459023025.67021811,410575157.12899655,367240748.77369994,13472043099.41898,1360812.4342847455]
[{"$f":"IF(ISBLANK(InfoPro!A15),\"\",InfoPro!A15)","v":"SC_1130_A2"},{"$f":"IF(ISBLANK(InfoPro!B15),\"\",InfoPro!B15)","v":"PROYECTO SOLAR FOTOVOLTAICO MORITAS 9,9 MW"},{"$f":"IF(ISBLANK(InfoPro!E15),\"\",InfoPro!E15)","v":9.9},{"$f":"IF(ISBLANK(InfoPro!F15),\"\",InfoPro!F15)","v":"Solar FV"},{"$f":"IF(ISBLANK(InfoPro!I15),\"\",YEAR(InfoPro!I15)-$H$3)","v":3},{"$f":"IF(B21=\"\",\"\",VLOOKUP(D21,Tablas!$B$2:$E$13,2,FALSE))","v":0.26},{"$f":"IF(B21=\"\",\"\",VLOOKUP(D21,Tablas!$B$2:$H$13,7,FALSE))","v":83577.200000000012},0.56483127404885003,22548.240000000005,1750395200.8096051,1565648659.0425806,1400401305.0470312,1252595085.0152338,1120389163.6987782,1002136997.9416621,896365830.00148666,801758345.26072145,717136265.88615537,641445676.10568452,573743896.33782172,513187742.69930387,459023025.67021811,410575157.12899655,367240748.77369994,13472043099.41898,1360812.4342847455]
[{"$f":"IF(ISBLANK(InfoPro!A16),\"\",InfoPro!A16)","v":"SC_1130_A1"},{"$f":"IF(ISBLANK(InfoPro!B16),\"\",InfoPro!B16)","v":"PROYECTO SOLAR FOTOVOLTAICO MORITAS 9,9 MW"},{"$f":"IF(ISBLANK(InfoPro!E16),\"\",InfoPro!E16)","v":9.9},{"$f":"IF(ISBLANK(InfoPro!F16),\"\",InfoPro!F16)","v":"Solar FV"},{"$f":"IF(ISBLANK(InfoPro!I16),\"\",YEAR(InfoPro!I16)-$H$3)","v":3},{"$f":"IF(B22=\"\",\"\",VLOOKUP(D22,Tablas!$B$2:$E$13,2,FALSE))","v":0.26},{"$f":"IF(B22=\"\",\"\",VLOOKUP(D22,Tablas!$B$2:$H$13,7,FALSE))","v":83577.200000000012},0.56483127404885003,22548.240000000005,1750395200.8096051,1565648659.0425806,1400401305.0470312,1252595085.0152338,1120389163.6987782,1002136997.9416621,896365830.00148666,801758345.26072145,717136265.88615537,641445676.10568452,573743896.33782172,513187742.69930387,459023025.67021811,410575157.12899655,367240748.77369994,13472043099.41898,1360812.4342847455]
[{"$f":"IF(ISBLANK(InfoPro!A17),\"\",InfoPro!A17)","v":"SC_1024_A1"},{"$f":"IF(ISBLANK(InfoPro!B17),\"\",InfoPro!B17)","v":"Autogenerador CELSIA Solar Cenit Ayacucho"},{"$f":"IF(ISBLANK(InfoPro!E17),\"\",InfoPro!E17)","v":0},{"$f":"IF(ISBLANK(InfoPro!F17),\"\",InfoPro!F17)","v":"Solar FV"},{"$f":"IF(ISBLANK(InfoPro!I17),\"\",YEAR(InfoPro!I17)-$H$3)","v":0},{"$f":"IF(B23=\"\",\"\",VLOOKUP(D23,Tablas!$B$2:$E$13,2,FALSE))","v":0.26},{"$f":"IF(B23=\"\",\"\",VLOOKUP(D23,Tablas!$B$2:$H$13,7,FALSE))","v":83577.200000000012},0.56483127404885003,0,0,0,0,0,0,0,0,0,0,0,0,0,0,0,0,0,0]
[{"$f":"IF(ISBLANK(InfoPro!A18),\"\",InfoPro!A18)","v":"SC_1278_A2"},{"$f":"IF(ISBLANK(InfoPro!B18),\"\",InfoPro!B18)","v":"PARQUE SOLAR LAS MARGARITAS de 60MW"},{"$f":"IF(ISBLANK(InfoPro!E18),\"\",InfoPro!E18)","v":60},{"$f":"IF(ISBLANK(InfoPro!F18),\"\",InfoPro!F18)","v":"Solar FV"},{"$f":"IF(ISBLANK(InfoPro!I18),\"\",YEAR(InfoPro!I18)-$H$3)","v":1},{"$f":"IF(B24=\"\",\"\",VLOOKUP(D24,Tablas!$B$2:$E$13,2,FALSE))","v":0.26},{"$f":"IF(B24=\"\",\"\",VLOOKUP(D24,Tablas!$B$2:$H$13,7,FALSE))","v":83577.200000000012},0.56483127404885003,136656,13259763460.465117,11860253542.455381,10608455762.482452,9488779751.7732162,8487280636.6486721,7591485363.7286863,6790237355.7501688,6073557563.2827988,5432520181.8271914,4859141486.4286146,4346280399.3100319,3887549552.155663,3477235735.3807364,3110228743.632144,2781957731.3346553,102054727266.65553,1700912.1211109255]
[{"$f":"IF(ISBLANK(InfoPro!A19),\"\",InfoPro!A19)","v":"SC_1278_A1"},{"$f":"IF(ISBLANK(InfoPro!B19),\"\",InfoPro!B19)","v":"PARQUE SOLAR LAS MARGARITAS de 60MW"},{"$f":"IF(ISBLANK(InfoPro!E19),\"\",InfoPro!E19)","v":60},{"$f":"IF(ISBLANK(InfoPro!F19),\"\",InfoPro!F19)","v":"Solar FV"},{"$f":"IF(ISBLANK(InfoPro!I19),\"\",YEAR(InfoPro!I19)-$H$3)","v":1},{"$f":"IF(B25=\"\",\"\",VLOOKUP(D25,Tablas!$B$2:$E$13,2,FALSE))","v":0.26},{"$f":"IF(B25=\"\",\"\",VLOOKUP(D25,Tablas!$B$2:$H$13,7,FALSE))","v":83577.200000000012},0.56483127404885003,136656,13259763460.465117,11860253542.455381,10608455762.482452,9488779751.7732162,8487280636.6486721,7591485363.7286863,6790237355.7501688,6073557563.2827988,5432520181.8271914,4859141486.4286146,4346280399.3100319,3887549552.155663,3477235735.3807364,3110228743.632144,2781957731.3346553,102054727266.65553,1700912.1211109255]
[{"$f":"IF(ISBLANK(InfoPro!A20),\"\",InfoPro!A20)","v":"SC_1245_A2"},{"$f":"IF(ISBLANK(InfoPro!B20),\"\",InfoPro!B20)","v":"PROYECTO FOTONORTE"},{"$f":"IF(ISBLANK(InfoPro!E20),\"\",InfoPro!E20)","v":99.5},{"$f":"IF(ISBLANK(InfoPro!F20),\"\",InfoPro!F20)","v":"Solar FV"},{"$f":"IF(ISBLANK(InfoPro!I20),\"\",YEAR(InfoPro!I20)-$H$3)","v":2},{"$f":"IF(B26=\"\",\"\",VLOOKUP(D26,Tablas!$B$2:$E$13,2,FALSE))","v":0.26},{"$f":"IF(B26=\"\",\"\",VLOOKUP(D26,Tablas!$B$2:$H$13,7,FALSE))","v":83577.200000000012},0.56483127404885003,226621.2,19668253791.238506,17592355806.116737,15735559755.023916,14074740389.109049,12589213228.183407,11260476948.285698,10071982959.110641,9008929301.5300922,8058076298.3274517,7207581662.1891365,6446853007.3248091,5766415927.8397217,5157795999.8566389,4613413237.7966366,4126487690.3368826,151378136002.26932,1521388.3015303449]
[{"$f":"IF(ISBLANK(InfoPro!A21),\"\",InfoPro!A21)","v":"SC_1245_A1"},{"$f":"IF(ISBLANK(InfoPro!B21),\"\",InfoPro!B21)","v":"PROYECTO FOTONORTE"},{"$f":"IF(ISBLANK(InfoPro!E21),\"\",InfoPro!E21)","v":99.5},{"$f":"IF(ISBLANK(InfoPro!F21),\"\",InfoPro!F21)","v":"Solar FV"},{"$f":"IF(ISBLANK(InfoPro!I21),\"\",YEAR(InfoPro!I21)-$H$3)","v":2},{"$f":"IF(B27=\"\",\"\",VLOOKUP(D27,Tablas!$B$2:$E$13,2,FALSE))","v":0.26},{"$f":"IF(B27=\"\",\"\",VLOOKUP(D27,Tablas!$B$2:$H$13,7,FALSE))","v":83577.200000000012},0.56483127404885003,226621.2,19668253791.238506,17592355806.116737,15735559755.023916,14074740389.109049,12589213228.183407,11260476948.285698,10071982959.110641,9008929301.5300922,8058076298.3274517,7207581662.1891365,6446853007.3248091,5766415927.8397217,5157795999.8566389,4613413237.7966366,4126487690.3368826,151378136002.26932,1521388.3015303449]
[{"$f":"IF(ISBLANK(InfoPro!A22),\"\",InfoPro!A22)","v":"SC_1547_A2"},{"$f":"IF(ISBLANK(InfoPro!B22),\"\",InfoPro!B22)","v":"Zulia I"},{"$f":"IF(ISBLANK(InfoPro!E22),\"\",InfoPro!E22)","v":9.9},{"$f":"IF(ISBLANK(InfoPro!F22),\"\",InfoPro!F22)","v":"Solar FV"},{"$f":"IF(ISBLANK(InfoPro!I22),\"\",YEAR(InfoPro!I22)-$H$3)","v":1},{"$f":"IF(B28=\"\",\"\",VLOOKUP(D28,Tablas!$B$2:$E$13,2,FALSE))","v":0.26},{"$f":"IF(B28=\"\",\"\",VLOOKUP(D28,Tablas!$B$2:$H$13,7,FALSE))","v":83577.200000000012},0.56483127404885003,22548.240000000005,{"$f":"IF($I28=\"\",\"\",(1/(1+$C$3)^(J$6+$E28))*$I28*$C$2*$H28)","v":2187860970.9767447},1956941834.5051382,1750395200.8096051,1565648659.0425806,1400401305.0470312,1252595085.0152338,1120389163.6987782,1002136997.9416621,896365830.00148666,801758345.26072145,717136265.88615537,641445676.10568452,573743896.33782172,513187742.69930387,459023025.67021811,16839029998.998165,1700912.1211109257]
[{"$f":"IF(ISBLANK(InfoPro!A23),\"\",InfoPro!A23)","v":"SC_1547_A1"},{"$f":"IF(ISBLANK(InfoPro!B23),\"\",InfoPro!B23)","v":"Zulia I"},{"$f":"IF(ISBLANK(InfoPro!E23),\"\",InfoPro!E23)","v":9.9},{"$f":"IF(ISBLANK(InfoPro!F23),\"\",InfoPro!F23)","v":"Solar FV"},{"$f":"IF(ISBLANK(InfoPro!I23),\"\",YEAR(InfoPro!I23)-$H$3)","v":1},{"$f":"IF(B29=\"\",\"\",VLOOKUP(D29,Tablas!$B$2:$E$13,2,FALSE))","v":0.26},{"$f":"IF(B29=\"\",\"\",VLOOKUP(D29,Tablas!$B$2:$H$13,7,FALSE))","v":83577.200000000012},0.56483127404885003,22548.240000000005,2187860970.9767447,1956941834.5051382,1750395200.8096051,1565648659.0425806,1400401305.0470312,1252595085.0152338,1120389163.6987782,1002136997.9416621,896365830.00148666,801758345.26072145,717136265.88615537,641445676.10568452,573743896.33782172,513187742.69930387,459023025.67021811,16839029998.998165,1700912.1211109257]
[{"$f":"IF(ISBLANK(InfoPro!A24),\"\",InfoPro!A24)","v":"SC_2161_A2"},{"$f":"IF(ISBLANK(InfoPro!B24),\"\",InfoPro!B24)","v":"Aguachica 1, 2, 3"},{"$f":"IF(ISBLANK(InfoPro!E24),\"\",InfoPro!E24)","v":150},{"$f":"IF(ISBLANK(InfoPro!F24),\"\",InfoPro!F24)","v":"Solar FV"},{"$f":"IF(ISBLANK(InfoPro!I24),\"\",YEAR(InfoPro!I24)-$H$3)","v":3},{"$f":"IF(B30=\"\",\"\",VLOOKUP(D30,Tablas!$B$2:$E$13,2,FALSE))","v":0.26},{"$f":"IF(B30=\"\",\"\",VLOOKUP(D30,Tablas!$B$2:$H$13,7,FALSE))","v":83577.200000000012},0.56483127404885003,341640,26521139406.206135,23721949379.433037,21218201591.621681,18978713409.32172,16975593389.375422,15183893908.206997,13581300454.567978,12147853716.071535,10865700998.275078,9718873880.3891582,8693089338.4518414,7775571859.0803595,6954894328.3366385,6220835714.0757027,5564253769.2984829,204121865142.71182,1360812.4342847455]
[{"$f":"IF(ISBLANK(InfoPro!A25),\"\",InfoPro!A25)","v":"SC_2161_A1"},{"$f":"IF(ISBLANK(InfoPro!B25),\"\",InfoPro!B25)","v":"Aguachica 1, 2, 3"},{"$f":"IF(ISBLANK(InfoPro!E25),\"\",InfoPro!E25)","v":150},{"$f":"IF(ISBLANK(InfoPro!F25),\"\",InfoPro!F25)","v":"Solar FV"},{"$f":"IF(ISBLANK(InfoPro!I25),\"\",YEAR(InfoPro!I25)-$H$3)","v":3},{"$f":"IF(B31=\"\",\"\",VLOOKUP(D31,Tablas!$B$2:$E$13,2,FALSE))","v":0.26},{"$f":"IF(B31=\"\",\"\",VLOOKUP(D31,Tablas!$B$2:$H$13,7,FALSE))","v":83577.200000000012},0.56483127404885003,341640,26521139406.206135,23721949379.433037,21218201591.621681,18978713409.32172,16975593389.375422,15183893908.206997,13581300454.567978,12147853716.071535,10865700998.275078,9718873880.3891582,8693089338.4518414,7775571859.0803595,6954894328.3366385,6220835714.0757027,5564253769.2984829,204121865142.71182,1360812.4342847455]
[{"$f":"IF(ISBLANK(InfoPro!A26),\"\",InfoPro!A26)","v":"SC_2196_A2"},{"$f":"IF(ISBLANK(InfoPro!B26),\"\",InfoPro!B26)","v":"Aguachica 1, 2, 3"},{"$f":"IF(ISBLANK(InfoPro!E26),\"\",InfoPro!E26)","v":30},{"$f":"IF(ISBLANK(InfoPro!F26),\"\",InfoPro!F26)","v":"Solar FV"},{"$f":"IF(ISBLANK(InfoPro!I26),\"\",YEAR(InfoPro!I26)-$H$3)","v":3},{"$f":"IF(B32=\"\",\"\",VLOOKUP(D32,Tablas!$B$2:$E$13,2,FALSE))","v":0.26},{"$f":"IF(B32=\"\",\"\",VLOOKUP(D32,Tablas!$B$2:$H$13,7,FALSE))","v":83577.200000000012},0.56483127404885003,68328,5304227881.2412262,4744389875.8866081,4243640318.3243361,3795742681.8643432,3395118677.8750844,3036778781.6413994,2716260090.9135957,2429570743.2143073,2173140199.6550159,1943774776.0778315,1738617867.6903682,1555114371.816072,1390978865.6673276,1244167142.8151407,1112850753.8596966,40824373028.542343,1360812.4342847448]
[{"$f":"IF(ISBLANK(InfoPro!A27),\"\",InfoPro!A27)","v":"SC_2196_A1"},{"$f":"IF(ISBLANK(InfoPro!B27),\"\",InfoPro!B27)","v":"Aguachica 1, 2, 3"},{"$f":"IF(ISBLANK(InfoPro!E27),\"\",InfoPro!E27)","v":30},{"$f":"IF(ISBLANK(InfoPro!F27),\"\",InfoPro!F27)","v":"Solar FV"},{"$f":"IF(ISBLANK(InfoPro!I27),\"\",YEAR(InfoPro!I27)-$H$3)","v":3},{"$f":"IF(B33=\"\",\"\",VLOOKUP(D33,Tablas!$B$2:$E$13,2,FALSE))","v":0.26},{"$f":"IF(B33=\"\",\"\",VLOOKUP(D33,Tablas!$B$2:$H$13,7,FALSE))","v":83577.200000000012},0.56483127404885003,68328,5304227881.2412262,4744389875.8866081,4243640318.3243361,3795742681.8643432,3395118677.8750844,3036778781.6413994,2716260090.9135957,2429570743.2143073,2173140199.6550159,1943774776.0778315,1738617867.6903682,1555114371.816072,1390978865.6673276,1244167142.8151407,1112850753.8596966,40824373028.542343,1360812.4342847448]
[{"$f":"IF(ISBLANK(InfoPro!A28),\"\",InfoPro!A28)","v":"SC_1626_A1"},{"$f":"IF(ISBLANK(InfoPro!B28),\"\",InfoPro!B28)","v":"Manzanare"},{"$f":"IF(ISBLANK(InfoPro!E28),\"\",InfoPro!E28)","v":9.99},{"$f":"IF(ISBLANK(InfoPro!F28),\"\",InfoPro!F28)","v":"Solar FV"},{"$f":"IF(ISBLANK(InfoPro!I28),\"\",YEAR(InfoPro!I28)-$H$3)","v":2},{"$f":"IF(B34=\"\",\"\",VLOOKUP(D34,Tablas!$B$2:$E$13,2,FALSE))","v":0.26},{"$f":"IF(B34=\"\",\"\",VLOOKUP(D34,Tablas!$B$2:$H$13,7,FALSE))","v":83577.200000000012},0.56483127404885003,22753.223999999998,1974732214.8188207,1766307884.4533284,1579881828.6702402,1413132226.0020039,1263982313.0608263,1130574519.732403,1011247334.2865859,904514610.27422702,809047057.49036419,723655686.48512018,647277000.43391788,578959749.94089258,517853085.81475192,463195962.26722002,414307658.55744183,15198669132.288147,1521388.3015303451]
[{"$f":"IF(ISBLANK(InfoPro!A29),\"\",InfoPro!A29)","v":"SC_1626_A2"},{"$f":"IF(ISBLANK(InfoPro!B29),\"\",InfoPro!B29)","v":"Manzanare"},{"$f":"IF(ISBLANK(InfoPro!E29),\"\",InfoPro!E29)","v":9.99},{"$f":"IF(ISBLANK(InfoPro!F29),\"\",InfoPro!F29)","v":"Solar FV"},{"$f":"IF(ISBLANK(InfoPro!I29),\"\",YEAR(InfoPro!I29)-$H$3)","v":2},{"$f":"IF(B35=\"\",\"\",VLOOKUP(D35,Tablas!$B$2:$E$13,2,FALSE))","v":0.26},{"$f":"IF(B35=\"\",\"\",VLOOKUP(D35,Tablas!$B$2:$H$13,7,FALSE))","v":83577.200000000012},0.56483127404885003,22753.223999999998,1974732214.8188207,1766307884.4533284,1579881828.6702402,1413132226.0020039,1263982313.0608263,1130574519.732403,1011247334.2865859,904514610.27422702,809047057.49036419,723655686.48512018,647277000.43391788,578959749.94089258,517853085.81475192,463195962.26722002,414307658.55744183,15198669132.288147,1521388.3015303451]
[{"$f":"IF(ISBLANK(InfoPro!A30),\"\",InfoPro!A30)","v":"SC_1842_A2"},{"$f":"IF(ISBLANK(InfoPro!B30),\"\",InfoPro!B30)","v":"KAIROS SOLAR PARK I - 19,9 MW"},{"$f":"IF(ISBLANK(InfoPro!E30),\"\",InfoPro!E30)","v":19.899999999999999},{"$f":"IF(ISBLANK(InfoPro!F30),\"\",InfoPro!F30)","v":"Solar FV"},{"$f":"IF(ISBLANK(InfoPro!I30),\"\",YEAR(InfoPro!I30)-$H$3)","v":0},{"$f":"IF(B36=\"\",\"\",VLOOKUP(D36,Tablas!$B$2:$E$13,2,FALSE))","v":0.26},{"$f":"IF(B36=\"\",\"\",VLOOKUP(D36,Tablas!$B$2:$H$13,7,FALSE))","v":83577.200000000012},0.56483127404885003,45324.24,4916764490.3519993,4397821547.7209291,3933650758.2477007,3518471161.2233472,3147111951.0047832,2814948077.8218098,2517842645.6366811,2252095389.6571393,2014396591.8221281,1801785860.3060179,1611615259.6654899,1441516332.4378271,1289370601.4649615,1153283185.5679443,1031559199.9713278,37842233052.900085,1901619.7514020144]
[{"$f":"IF(ISBLANK(InfoPro!A31),\"\",InfoPro!A31)","v":"SC_1842_A1"},{"$f":"IF(ISBLANK(InfoPro!B31),\"\",InfoPro!B31)","v":"KAIROS SOLAR PARK I - 19,9 MW"},{"$f":"IF(ISBLANK(InfoPro!E31),\"\",InfoPro!E31)","v":19.899999999999999},{"$f":"IF(ISBLANK(InfoPro!F31),\"\",InfoPro!F31)","v":"Solar FV"},{"$f":"IF(ISBLANK(InfoPro!I31),\"\",YEAR(InfoPro!I31)-$H$3)","v":0},{"$f":"IF(B37=\"\",\"\",VLOOKUP(D37,Tablas!$B$2:$E$13,2,FALSE))","v":0.26},{"$f":"IF(B37=\"\",\"\",VLOOKUP(D37,Tablas!$B$2:$H$13,7,FALSE))","v":83577.200000000012},0.56483127404885003,45324.24,4916764490.3519993,4397821547.7209291,3933650758.2477007,3518471161.2233472,3147111951.0047832,2814948077.8218098,2517842645.6366811,2252095389.6571393,2014396591.8221281,1801785860.3060179,1611615259.6654899,1441516332.4378271,1289370601.4649615,1153283185.5679443,1031559199.9713278,37842233052.900085,1901619.7514020144]
[{"$f":"IF(ISBLANK(InfoPro!A32),\"\",InfoPro!A32)","v":"SC_2032_A2"},{"$f":"IF(ISBLANK(InfoPro!B32),\"\",InfoPro!B32)","v":"KAIROS SOLAR PARK_19.9MW"},{"$f":"IF(ISBLANK(InfoPro!E32),\"\",InfoPro!E32)","v":19.899999999999999},{"$f":"IF(ISBLANK(InfoPro!F32),\"\",InfoPro!F32)","v":"Solar FV"},{"$f":"IF(ISBLANK(InfoPro!I32),\"\",YEAR(InfoPro!I32)-$H$3)","v":0},{"$f":"IF(B38=\"\",\"\",VLOOKUP(D38,Tablas!$B$2:$E$13,2,FALSE))","v":0.26},{"$f":"IF(B38=\"\",\"\",VLOOKUP(D38,Tablas!$B$2:$H$13,7,FALSE))","v":83577.200000000012},0.56483127404885003,45324.24,{"$f":"IF($I38=\"\",\"\",(1/(1+$C$3)^(J$6+$E38))*$I38*$C$2*$H38)","v":4916764490.3519993},4397821547.7209291,3933650758.2477007,3518471161.2233472,3147111951.0047832,2814948077.8218098,2517842645.6366811,2252095389.6571393,2014396591.8221281,1801785860.3060179,1611615259.6654899,1441516332.4378271,1289370601.4649615,1153283185.5679443,1031559199.9713278,37842233052.900085,1901619.7514020144]
[{"$f":"IF(ISBLANK(InfoPro!A33),\"\",InfoPro!A33)","v":"SC_2032_A1"},{"$f":"IF(ISBLANK(InfoPro!B33),\"\",InfoPro!B33)","v":"KAIROS SOLAR PARK_19.9MW"},{"$f":"IF(ISBLANK(InfoPro!E33),\"\",InfoPro!E33)","v":19.899999999999999},{"$f":"IF(ISBLANK(InfoPro!F33),\"\",InfoPro!F33)","v":"Solar FV"},{"$f":"IF(ISBLANK(InfoPro!I33),\"\",YEAR(InfoPro!I33)-$H$3)","v":0},{"$f":"IF(B39=\"\",\"\",VLOOKUP(D39,Tablas!$B$2:$E$13,2,FALSE))","v":0.26},{"$f":"IF(B39=\"\",\"\",VLOOKUP(D39,Tablas!$B$2:$H$13,7,FALSE))","v":83577.200000000012},0.56483127404885003,45324.24,4916764490.3519993,4397821547.7209291,3933650758.2477007,3518471161.2233472,3147111951.0047832,2814948077.8218098,2517842645.6366811,2252095389.6571393,2014396591.8221281,1801785860.3060179,1611615259.6654899,1441516332.4378271,1289370601.4649615,1153283185.5679443,1031559199.9713278,37842233052.900085,1901619.7514020144]
[{"$f":"IF(ISBLANK(InfoPro!A34),\"\",InfoPro!A34)","v":"SC_1943_A2"},{"$f":"IF(ISBLANK(InfoPro!B34),\"\",InfoPro!B34)","v":"KAIROS SOLAR PARK V 19.9MW"},{"$f":"IF(ISBLANK(InfoPro!E34),\"\",InfoPro!E34)","v":19.899999999999999},{"$f":"IF(ISBLANK(InfoPro!F34),\"\",InfoPro!F34)","v":"Solar FV"},{"$f":"IF(ISBLANK(InfoPro!I34),\"\",YEAR(InfoPro!I34)-$H$3)","v":0},{"$f":"IF(B40=\"\",\"\",VLOOKUP(D40,Tablas!$B$2:$E$13,2,FALSE))","v":0.26},{"$f":"IF(B40=\"\",\"\",VLOOKUP(D40,Tablas!$B$2:$H$13,7,FALSE))","v":83577.200000000012},0.56483127404885003,{"$f":"IF(C40=\"\",\"\",+C40*F40*24*365)","v":45324.24},4916764490.3519993,4397821547.7209291,3933650758.2477007,3518471161.2233472,3147111951.0047832,2814948077.8218098,2517842645.6366811,2252095389.6571393,2014396591.8221281,1801785860.3060179,1611615259.6654899,1441516332.4378271,1289370601.4649615,1153283185.5679443,1031559199.9713278,37842233052.900085,1901619.7514020144]
[{"$f":"IF(ISBLANK(InfoPro!A35),\"\",InfoPro!A35)","v":"SC_1943_A1"},{"$f":"IF(ISBLANK(InfoPro!B35),\"\",InfoPro!B35)","v":"KAIROS SOLAR PARK V 19.9MW"},{"$f":"IF(ISBLANK(InfoPro!E35),\"\",InfoPro!E35)","v":19.899999999999999},{"$f":"IF(ISBLANK(InfoPro!F35),\"\",InfoPro!F35)","v":"Solar FV"},{"$f":"IF(ISBLANK(InfoPro!I35),\"\",YEAR(InfoPro!I35)-$H$3)","v":0},{"$f":"IF(B41=\"\",\"\",VLOOKUP(D41,Tablas!$B$2:$E$13,2,FALSE))","v":0.26},{"$f":"IF(B41=\"\",\"\",VLOOKUP(D41,Tablas!$B$2:$H$13,7,FALSE))","v":83577.200000000012},0.56483127404885003,45324.24,4916764490.3519993,4397821547.7209291,3933650758.2477007,3518471161.2233472,3147111951.0047832,2814948077.8218098,2517842645.6366811,2252095389.6571393,2014396591.8221281,1801785860.3060179,1611615259.6654899,1441516332.4378271,1289370601.4649615,1153283185.5679443,1031559199.9713278,37842233052.900085,1901619.7514020144]
[{"$f":"IF(ISBLANK(InfoPro!A36),\"\",InfoPro!A36)","v":"SC_2033_A2"},{"$f":"IF(ISBLANK(InfoPro!B36),\"\",InfoPro!B36)","v":"KAIROS SOLAR PARK IV19.9"},{"$f":"IF(ISBLANK(InfoPro!E36),\"\",InfoPro!E36)","v":19.899999999999999},{"$f":"IF(ISBLANK(InfoPro!F36),\"\",InfoPro!F36)","v":"Solar FV"},{"$f":"IF(ISBLANK(InfoPro!I36),\"\",YEAR(InfoPro!I36)-$H$3)","v":0},{"$f":"IF(B42=\"\",\"\",VLOOKUP(D42,Tablas!$B$2:$E$13,2,FALSE))","v":0.26},{"$f":"IF(B42=\"\",\"\",VLOOKUP(D42,Tablas!$B$2:$H$13,7,FALSE))","v":83577.200000000012},0.56483127404885003,45324.24,4916764490.3519993,4397821547.7209291,3933650758.2477007,3518471161.2233472,3147111951.0047832,2814948077.8218098,2517842645.6366811,2252095389.6571393,2014396591.8221281,1801785860.3060179,1611615259.6654899,1441516332.4378271,1289370601.4649615,1153283185.5679443,1031559199.9713278,37842233052.900085,1901619.7514020144]
[{"$f":"IF(ISBLANK(InfoPro!A37),\"\",InfoPro!A37)","v":"SC_2033_A1"},{"$f":"IF(ISBLANK(InfoPro!B37),\"\",InfoPro!B37)","v":"KAIROS SOLAR PARK IV19.9"},{"$f":"IF(ISBLANK(InfoPro!E37),\"\",InfoPro!E37)","v":19.899999999999999},{"$f":"IF(ISBLANK(InfoPro!F37),\"\",InfoPro!F37)","v":"Solar FV"},{"$f":"IF(ISBLANK(InfoPro!I37),\"\",YEAR(InfoPro!I37)-$H$3)","v":0},{"$f":"IF(B43=\"\",\"\",VLOOKUP(D43,Tablas!$B$2:$E$13,2,FALSE))","v":0.26},{"$f":"IF(B43=\"\",\"\",VLOOKUP(D43,Tablas!$B$2:$H$13,7,FALSE))","v":83577.200000000012},0.56483127404885003,45324.24,4916764490.3519993,4397821547.7209291,3933650758.2477007,3518471161.2233472,3147111951.0047832,2814948077.8218098,2517842645.6366811,2252095389.6571393,2014396591.8221281,1801785860.3060179,1611615259.6654899,1441516332.4378271,1289370601.4649615,1153283185.5679443,1031559199.9713278,37842233052.900085,1901619.7514020144]
[{"$f":"IF(ISBLANK(InfoPro!A38),\"\",InfoPro!A38)","v":"SC_2257_A2"},{"$f":"IF(ISBLANK(InfoPro!B38),\"\",InfoPro!B38)","v":"Proyecto de generación Eólico Norte"},{"$f":"IF(ISBLANK(InfoPro!E38),\"\",InfoPro!E38)","v":200},{"$f":"IF(ISBLANK(InfoPro!F38),\"\",InfoPro!F38)","v":"Eólico Onshore"},{"$f":"IF(ISBLANK(InfoPro!I38),\"\",YEAR(InfoPro!I38)-$H$3)","v":3},{"$f":"IF(B44=\"\",\"\",VLOOKUP(D44,Tablas!$B$2:$E$13,2,FALSE))","v":0.56999999999999995},{"$f":"IF(B44=\"\",\"\",VLOOKUP(D44,Tablas!$B$2:$H$13,7,FALSE))","v":83577.200000000012},0.56483127404885003,998639.99999999988,77523330571.987152,69341082801.419647,62022435421.663368,55476239196.478859,49620965292.020462,44383689885.528145,39699185944.121773,35509110862.362938,31761279841.111763,28409015958.060612,25410568835.474609,22728594665.004128,20329691113.5994,18183981318.067436,16264741787.180178,596663913494.08032,2983319.5674704015]
[{"$f":"IF(ISBLANK(InfoPro!A39),\"\",InfoPro!A39)","v":"SC_2257_A1"},{"$f":"IF(ISBLANK(InfoPro!B39),\"\",InfoPro!B39)","v":"Proyecto de generación Eólico Norte"},{"$f":"IF(ISBLANK(InfoPro!E39),\"\",InfoPro!E39)","v":200},{"$f":"IF(ISBLANK(InfoPro!F39),\"\",InfoPro!F39)","v":"Eólico Onshore"},{"$f":"IF(ISBLANK(InfoPro!I39),\"\",YEAR(InfoPro!I39)-$H$3)","v":3},{"$f":"IF(B45=\"\",\"\",VLOOKUP(D45,Tablas!$B$2:$E$13,2,FALSE))","v":0.56999999999999995},{"$f":"IF(B45=\"\",\"\",VLOOKUP(D45,Tablas!$B$2:$H$13,7,FALSE))","v":83577.200000000012},0.56483127404885003,998639.99999999988,77523330571.987152,69341082801.419647,62022435421.663368,55476239196.478859,49620965292.020462,44383689885.528145,39699185944.121773,35509110862.362938,31761279841.111763,28409015958.060612,25410568835.474609,22728594665.004128,20329691113.5994,18183981318.067436,16264741787.180178,596663913494.08032,2983319.5674704015]
[{"$f":"IF(ISBLANK(InfoPro!A40),\"\",InfoPro!A40)","v":"SC_2074_A2"},{"$f":"IF(ISBLANK(InfoPro!B40),\"\",InfoPro!B40)","v":"CULEBRA I"},{"$f":"IF(ISBLANK(InfoPro!E40),\"\",InfoPro!E40)","v":5},{"$f":"IF(ISBLANK(InfoPro!F40),\"\",InfoPro!F40)","v":"Solar FV"},{"$f":"IF(ISBLANK(InfoPro!I40),\"\",YEAR(InfoPro!I40)-$H$3)","v":1},{"$f":"IF(B46=\"\",\"\",VLOOKUP(D46,Tablas!$B$2:$E$13,2,FALSE))","v":0.26},{"$f":"IF(B46=\"\",\"\",VLOOKUP(D46,Tablas!$B$2:$H$13,7,FALSE))","v":83577.200000000012},0.56483127404885003,11388.000000000002,1104980288.3720932,988354461.87128198,884037980.20687139,790731645.98110139,707273386.38738942,632623780.31072414,565853112.97918081,506129796.94023323,452710015.15226591,404928457.20238453,362190033.27583605,323962462.67963862,289769644.6150614,259185728.63601205,231829810.94455463,8504560605.5546293,1700912.1211109259]
[{"$f":"IF(ISBLANK(InfoPro!A41),\"\",InfoPro!A41)","v":"SC_2074_A1"},{"$f":"IF(ISBLANK(InfoPro!B41),\"\",InfoPro!B41)","v":"CULEBRA I"},{"$f":"IF(ISBLANK(InfoPro!E41),\"\",InfoPro!E41)","v":5},{"$f":"IF(ISBLANK(InfoPro!F41),\"\",InfoPro!F41)","v":"Solar FV"},{"$f":"IF(ISBLANK(InfoPro!I41),\"\",YEAR(InfoPro!I41)-$H$3)","v":1},{"$f":"IF(B47=\"\",\"\",VLOOKUP(D47,Tablas!$B$2:$E$13,2,FALSE))","v":0.26},{"$f":"IF(B47=\"\",\"\",VLOOKUP(D47,Tablas!$B$2:$H$13,7,FALSE))","v":83577.200000000012},0.56483127404885003,11388.000000000002,1104980288.3720932,988354461.87128198,884037980.20687139,790731645.98110139,707273386.38738942,632623780.31072414,565853112.97918081,506129796.94023323,452710015.15226591,404928457.20238453,362190033.27583605,323962462.67963862,289769644.6150614,259185728.63601205,231829810.94455463,8504560605.5546293,1700912.1211109259]
[{"$f":"IF(ISBLANK(InfoPro!A42),\"\",InfoPro!A42)","v":"SC_2085_A2"},{"$f":"IF(ISBLANK(InfoPro!B42),\"\",InfoPro!B42)","v":"Insula I"},{"$f":"IF(ISBLANK(InfoPro!E42),\"\",InfoPro!E42)","v":19.899999999999999},{"$f":"IF(ISBLANK(InfoPro!F42),\"\",InfoPro!F42)","v":"Solar FV"},{"$f":"IF(ISBLANK(InfoPro!I42),\"\",YEAR(InfoPro!I42)-$H$3)","v":2},{"$f":"IF(B48=\"\",\"\",VLOOKUP(D48,Tablas!$B$2:$E$13,2,FALSE))","v":0.26},{"$f":"IF(B48=\"\",\"\",VLOOKUP(D48,Tablas!$B$2:$H$13,7,FALSE))","v":83577.200000000012},0.56483127404885003,45324.24,{"$f":"IF($I48=\"\",\"\",(1/(1+$C$3)^(J$6+$E48))*$I48*$C$2*$H48)","v":3933650758.2477007},3518471161.2233472,3147111951.0047832,2814948077.8218098,2517842645.6366811,2252095389.6571393,2014396591.8221281,1801785860.3060179,1611615259.6654899,1441516332.4378271,1289370601.4649615,1153283185.5679443,1031559199.9713278,922682647.55932724,825297538.06737649,30275627200.453861,1521388.3015303449]
[{"$f":"IF(ISBLANK(InfoPro!A43),\"\",InfoPro!A43)","v":"SC_2085_A1"},{"$f":"IF(ISBLANK(InfoPro!B43),\"\",InfoPro!B43)","v":"Insula I"},{"$f":"IF(ISBLANK(InfoPro!E43),\"\",InfoPro!E43)","v":19.899999999999999},{"$f":"IF(ISBLANK(InfoPro!F43),\"\",InfoPro!F43)","v":"Solar FV"},{"$f":"IF(ISBLANK(InfoPro!I43),\"\",YEAR(InfoPro!I43)-$H$3)","v":2},{"$f":"IF(B49=\"\",\"\",VLOOKUP(D49,Tablas!$B$2:$E$13,2,FALSE))","v":0.26},{"$f":"IF(B49=\"\",\"\",VLOOKUP(D49,Tablas!$B$2:$H$13,7,FALSE))","v":83577.200000000012},0.56483127404885003,45324.24,3933650758.2477007,3518471161.2233472,3147111951.0047832,2814948077.8218098,2517842645.6366811,2252095389.6571393,2014396591.8221281,1801785860.3060179,1611615259.6654899,1441516332.4378271,1289370601.4649615,1153283185.5679443,1031559199.9713278,922682647.55932724,825297538.06737649,30275627200.453861,1521388.3015303449]
[{"$f":"IF(ISBLANK(InfoPro!A44),\"\",InfoPro!A44)","v":"SC_1983_A2"},{"$f":"IF(ISBLANK(InfoPro!B44),\"\",InfoPro!B44)","v":"EL TOCHE II"},{"$f":"IF(ISBLANK(InfoPro!E44),\"\",InfoPro!E44)","v":99.9},{"$f":"IF(ISBLANK(InfoPro!F44),\"\",InfoPro!F44)","v":"Solar FV"},{"$f":"IF(ISBLANK(InfoPro!I44),\"\",YEAR(InfoPro!I44)-$H$3)","v":3},{"$f":"IF(B50=\"\",\"\",VLOOKUP(D50,Tablas!$B$2:$E$13,2,FALSE))","v":0.26},{"$f":"IF(B50=\"\",\"\",VLOOKUP(D50,Tablas!$B$2:$H$13,7,FALSE))","v":83577.200000000012},0.56483127404885003,227532.24000000002,17663078844.533287,15798818286.702406,14131322260.020041,12639823130.608265,11305745197.32403,10112473342.86586,9045146102.7422733,8090470574.9036436,7236556864.851202,6472770004.33918,5789597499.408927,5178530858.147521,4631959622.6722012,4143076585.574419,3705793010.3527899,135945162185.04604,1360812.434284745]
[{"$f":"IF(ISBLANK(InfoPro!A45),\"\",InfoPro!A45)","v":"SC_1983_A1"},{"$f":"IF(ISBLANK(InfoPro!B45),\"\",InfoPro!B45)","v":"EL TOCHE II"},{"$f":"IF(ISBLANK(InfoPro!E45),\"\",InfoPro!E45)","v":99.9},{"$f":"IF(ISBLANK(InfoPro!F45),\"\",InfoPro!F45)","v":"Solar FV"},{"$f":"IF(ISBLANK(InfoPro!I45),\"\",YEAR(InfoPro!I45)-$H$3)","v":3},{"$f":"IF(B51=\"\",\"\",VLOOKUP(D51,Tablas!$B$2:$E$13,2,FALSE))","v":0.26},{"$f":"IF(B51=\"\",\"\",VLOOKUP(D51,Tablas!$B$2:$H$13,7,FALSE))","v":83577.200000000012},0.56483127404885003,227532.24000000002,17663078844.533287,15798818286.702406,14131322260.020041,12639823130.608265,11305745197.32403,10112473342.86586,9045146102.7422733,8090470574.9036436,7236556864.851202,6472770004.33918,5789597499.408927,5178530858.147521,4631959622.6722012,4143076585.574419,3705793010.3527899,135945162185.04604,1360812.434284745]
[{"$f":"IF(ISBLANK(InfoPro!A46),\"\",InfoPro!A46)","v":"SC_2079_A2"},{"$f":"IF(ISBLANK(InfoPro!B46),\"\",InfoPro!B46)","v":"PGF Tibú II"},{"$f":"IF(ISBLANK(InfoPro!E46),\"\",InfoPro!E46)","v":99.9},{"$f":"IF(ISBLANK(InfoPro!F46),\"\",InfoPro!F46)","v":"Solar FV"},{"$f":"IF(ISBLANK(InfoPro!I46),\"\",YEAR(InfoPro!I46)-$H$3)","v":3},{"$f":"IF(B52=\"\",\"\",VLOOKUP(D52,Tablas!$B$2:$E$13,2,FALSE))","v":0.26},{"$f":"IF(B52=\"\",\"\",VLOOKUP(D52,Tablas!$B$2:$H$13,7,FALSE))","v":83577.200000000012},0.56483127404885003,227532.24000000002,17663078844.533287,15798818286.702406,14131322260.020041,12639823130.608265,11305745197.32403,10112473342.86586,9045146102.7422733,8090470574.9036436,7236556864.851202,6472770004.33918,5789597499.408927,5178530858.147521,4631959622.6722012,4143076585.574419,3705793010.3527899,135945162185.04604,1360812.434284745]
[{"$f":"IF(ISBLANK(InfoPro!A47),\"\",InfoPro!A47)","v":"SC_2079_A1"},{"$f":"IF(ISBLANK(InfoPro!B47),\"\",InfoPro!B47)","v":"PGF Tibú II"},{"$f":"IF(ISBLANK(InfoPro!E47),\"\",InfoPro!E47)","v":99.9},{"$f":"IF(ISBLANK(InfoPro!F47),\"\",InfoPro!F47)","v":"Solar FV"},{"$f":"IF(ISBLANK(InfoPro!I47),\"\",YEAR(InfoPro!I47)-$H$3)","v":3},{"$f":"IF(B53=\"\",\"\",VLOOKUP(D53,Tablas!$B$2:$E$13,2,FALSE))","v":0.26},{"$f":"IF(B53=\"\",\"\",VLOOKUP(D53,Tablas!$B$2:$H$13,7,FALSE))","v":83577.200000000012},0.56483127404885003,227532.24000000002,17663078844.533287,15798818286.702406,14131322260.020041,12639823130.608265,11305745197.32403,10112473342.86586,9045146102.7422733,8090470574.9036436,7236556864.851202,6472770004.33918,5789597499.408927,5178530858.147521,4631959622.6722012,4143076585.574419,3705793010.3527899,135945162185.04604,1360812.434284745]
[{"$f":"IF(ISBLANK(InfoPro!A48),\"\",InfoPro!A48)","v":"SC_2013_A2"},{"$f":"IF(ISBLANK(InfoPro!B48),\"\",InfoPro!B48)","v":"PGF TIBÚ I"},{"$f":"IF(ISBLANK(InfoPro!E48),\"\",InfoPro!E48)","v":99.9},{"$f":"IF(ISBLANK(InfoPro!F48),\"\",InfoPro!F48)","v":"Solar FV"},{"$f":"IF(ISBLANK(InfoPro!I48),\"\",YEAR(InfoPro!I48)-$H$3)","v":3},{"$f":"IF(B54=\"\",\"\",VLOOKUP(D54,Tablas!$B$2:$E$13,2,FALSE))","v":0.26},{"$f":"IF(B54=\"\",\"\",VLOOKUP(D54,Tablas!$B$2:$H$13,7,FALSE))","v":83577.200000000012},0.56483127404885003,227532.24000000002,17663078844.533287,15798818286.702406,14131322260.020041,12639823130.608265,11305745197.32403,10112473342.86586,9045146102.7422733,8090470574.9036436,7236556864.851202,6472770004.33918,5789597499.408927,5178530858.147521,4631959622.6722012,4143076585.574419,3705793010.3527899,135945162185.04604,1360812.434284745]
[{"$f":"IF(ISBLANK(InfoPro!A49),\"\",InfoPro!A49)","v":"SC_2013_A1"},{"$f":"IF(ISBLANK(InfoPro!B49),\"\",InfoPro!B49)","v":"PGF TIBÚ I"},{"$f":"IF(ISBLANK(InfoPro!E49),\"\",InfoPro!E49)","v":99.9},{"$f":"IF(ISBLANK(InfoPro!F49),\"\",InfoPro!F49)","v":"Solar FV"},{"$f":"IF(ISBLANK(InfoPro!I49),\"\",YEAR(InfoPro!I49)-$H$3)","v":3},{"$f":"IF(B55=\"\",\"\",VLOOKUP(D55,Tablas!$B$2:$E$13,2,FALSE))","v":0.26},{"$f":"IF(B55=\"\",\"\",VLOOKUP(D55,Tablas!$B$2:$H$13,7,FALSE))","v":83577.200000000012},0.56483127404885003,227532.24000000002,17663078844.533287,15798818286.702406,14131322260.020041,12639823130.608265,11305745197.32403,10112473342.86586,9045146102.7422733,8090470574.9036436,7236556864.851202,6472770004.33918,5789597499.408927,5178530858.147521,4631959622.6722012,4143076585.574419,3705793010.3527899,135945162185.04604,1360812.434284745]
[{"$f":"IF(ISBLANK(InfoPro!A50),\"\",InfoPro!A50)","v":"SC_1994_A2"},{"$f":"IF(ISBLANK(InfoPro!B50),\"\",InfoPro!B50)","v":"Parque Solar Ábrego de 9,9 MW"},{"$f":"IF(ISBLANK(InfoPro!E50),\"\",InfoPro!E50)","v":9.9},{"$f":"IF(ISBLANK(InfoPro!F50),\"\",InfoPro!F50)","v":"Solar FV"},{"$f":"IF(ISBLANK(InfoPro!I50),\"\",YEAR(InfoPro!I50)-$H$3)","v":4},{"$f":"IF(B56=\"\",\"\",VLOOKUP(D56,Tablas!$B$2:$E$13,2,FALSE))","v":0.26},{"$f":"IF(B56=\"\",\"\",VLOOKUP(D56,Tablas!$B$2:$H$13,7,FALSE))","v":83577.200000000012},0.56483127404885003,22548.240000000005,1565648659.0425806,1400401305.0470312,1252595085.0152338,1120389163.6987782,1002136997.9416621,896365830.00148666,801758345.26072145,717136265.88615537,641445676.10568452,573743896.33782172,513187742.69930387,459023025.67021811,410575157.12899655,367240748.77369994,328480097.2931127,12050127995.902487,1217184.6460507563]
[{"$f":"IF(ISBLANK(InfoPro!A51),\"\",InfoPro!A51)","v":"SC_1994_A1"},{"$f":"IF(ISBLANK(InfoPro!B51),\"\",InfoPro!B51)","v":"Parque Solar Ábrego de 9,9 MW"},{"$f":"IF(ISBLANK(InfoPro!E51),\"\",InfoPro!E51)","v":9.9},{"$f":"IF(ISBLANK(InfoPro!F51),\"\",InfoPro!F51)","v":"Solar FV"},{"$f":"IF(ISBLANK(InfoPro!I51),\"\",YEAR(InfoPro!I51)-$H$3)","v":4},{"$f":"IF(B57=\"\",\"\",VLOOKUP(D57,Tablas!$B$2:$E$13,2,FALSE))","v":0.26},{"$f":"IF(B57=\"\",\"\",VLOOKUP(D57,Tablas!$B$2:$H$13,7,FALSE))","v":83577.200000000012},0.56483127404885003,22548.240000000005,1565648659.0425806,1400401305.0470312,1252595085.0152338,1120389163.6987782,1002136997.9416621,896365830.00148666,801758345.26072145,717136265.88615537,641445676.10568452,573743896.33782172,513187742.69930387,459023025.67021811,410575157.12899655,367240748.77369994,328480097.2931127,12050127995.902487,1217184.6460507563]
[{"$f":"IF(ISBLANK(InfoPro!A52),\"\",InfoPro!A52)","v":"SC_2157_A2"},{"$f":"IF(ISBLANK(InfoPro!B52),\"\",InfoPro!B52)","v":"PGF El Toche I 99,9 MW"},{"$f":"IF(ISBLANK(InfoPro!E52),\"\",InfoPro!E52)","v":99.9},{"$f":"IF(ISBLANK(InfoPro!F52),\"\",InfoPro!F52)","v":"Solar FV"},{"$f":"IF(ISBLANK(InfoPro!I52),\"\",YEAR(InfoPro!I52)-$H$3)","v":3},{"$f":"IF(B58=\"\",\"\",VLOOKUP(D58,Tablas!$B$2:$E$13,2,FALSE))","v":0.26},{"$f":"IF(B58=\"\",\"\",VLOOKUP(D58,Tablas!$B$2:$H$13,7,FALSE))","v":83577.200000000012},0.56483127404885003,227532.24000000002,{"$f":"IF($I58=\"\",\"\",(1/(1+$C$3)^(J$6+$E58))*$I58*$C$2*$H58)","v":17663078844.533287},15798818286.702406,14131322260.020041,12639823130.608265,11305745197.32403,10112473342.86586,9045146102.7422733,8090470574.9036436,7236556864.851202,6472770004.33918,5789597499.408927,5178530858.147521,4631959622.6722012,4143076585.574419,3705793010.3527899,135945162185.04604,1360812.434284745]
[{"$f":"IF(ISBLANK(InfoPro!A53),\"\",InfoPro!A53)","v":"SC_2157_A1"},{"$f":"IF(ISBLANK(InfoPro!B53),\"\",InfoPro!B53)","v":"PGF El Toche I 99,9 MW"},{"$f":"IF(ISBLANK(InfoPro!E53),\"\",InfoPro!E53)","v":99.9},{"$f":"IF(ISBLANK(InfoPro!F53),\"\",InfoPro!F53)","v":"Solar FV"},{"$f":"IF(ISBLANK(InfoPro!I53),\"\",YEAR(InfoPro!I53)-$H$3)","v":3},{"$f":"IF(B59=\"\",\"\",VLOOKUP(D59,Tablas!$B$2:$E$13,2,FALSE))","v":0.26},{"$f":"IF(B59=\"\",\"\",VLOOKUP(D59,Tablas!$B$2:$H$13,7,FALSE))","v":83577.200000000012},0.56483127404885003,227532.24000000002,17663078844.533287,15798818286.702406,14131322260.020041,12639823130.608265,11305745197.32403,10112473342.86586,9045146102.7422733,8090470574.9036436,7236556864.851202,6472770004.33918,5789597499.408927,5178530858.147521,4631959622.6722012,4143076585.574419,3705793010.3527899,135945162185.04604,1360812.434284745]
[{"$f":"IF(ISBLANK(InfoPro!A54),\"\",InfoPro!A54)","v":"SC_2291_A2"},{"$f":"IF(ISBLANK(InfoPro!B54),\"\",InfoPro!B54)","v":"Termotasajero Solar Tres"},{"$f":"IF(ISBLANK(InfoPro!E54),\"\",InfoPro!E54)","v":3},{"$f":"IF(ISBLANK(InfoPro!F54),\"\",InfoPro!F54)","v":"Solar FV"},{"$f":"IF(ISBLANK(InfoPro!I54),\"\",YEAR(InfoPro!I54)-$H$3)","v":1},{"$f":"IF(B60=\"\",\"\",VLOOKUP(D60,Tablas!$B$2:$E$13,2,FALSE))","v":0.26},{"$f":"IF(B60=\"\",\"\",VLOOKUP(D60,Tablas!$B$2:$H$13,7,FALSE))","v":83577.200000000012},0.56483127404885003,6832.7999999999993,662988173.02325571,593012677.122769,530422788.12412268,474438987.58866072,424364031.83243364,379574268.18643433,339511867.78750843,303677878.16413993,271626009.0913595,242957074.32143065,217314019.96550158,194377477.60778314,173861786.7690368,155511437.18160716,139097886.56673273,5102736363.3327761,1700912.1211109255]
[{"$f":"IF(ISBLANK(InfoPro!A55),\"\",InfoPro!A55)","v":"SC_2291_A1"},{"$f":"IF(ISBLANK(InfoPro!B55),\"\",InfoPro!B55)","v":"Termotasajero Solar Tres"},{"$f":"IF(ISBLANK(InfoPro!E55),\"\",InfoPro!E55)","v":3},{"$f":"IF(ISBLANK(InfoPro!F55),\"\",InfoPro!F55)","v":"Solar FV"},{"$f":"IF(ISBLANK(InfoPro!I55),\"\",YEAR(InfoPro!I55)-$H$3)","v":1},{"$f":"IF(B61=\"\",\"\",VLOOKUP(D61,Tablas!$B$2:$E$13,2,FALSE))","v":0.26},{"$f":"IF(B61=\"\",\"\",VLOOKUP(D61,Tablas!$B$2:$H$13,7,FALSE))","v":83577.200000000012},0.56483127404885003,6832.7999999999993,662988173.02325571,593012677.122769,530422788.12412268,474438987.58866072,424364031.83243364,379574268.18643433,339511867.78750843,303677878.16413993,271626009.0913595,242957074.32143065,217314019.96550158,194377477.60778314,173861786.7690368,155511437.18160716,139097886.56673273,5102736363.3327761,1700912.1211109255]
[{"$f":"IF(ISBLANK(InfoPro!A56),\"\",InfoPro!A56)","v":"SC_2279_A2"},{"$f":"IF(ISBLANK(InfoPro!B56),\"\",InfoPro!B56)","v":"PROYECTO SOLAR FOTOVOLTAICO COCOTAS DE 9,9 MW"},{"$f":"IF(ISBLANK(InfoPro!E56),\"\",InfoPro!E56)","v":9.9},{"$f":"IF(ISBLANK(InfoPro!F56),\"\",InfoPro!F56)","v":"Solar FV"},{"$f":"IF(ISBLANK(InfoPro!I56),\"\",YEAR(InfoPro!I56)-$H$3)","v":3},{"$f":"IF(B62=\"\",\"\",VLOOKUP(D62,Tablas!$B$2:$E$13,2,FALSE))","v":0.26},{"$f":"IF(B62=\"\",\"\",VLOOKUP(D62,Tablas!$B$2:$H$13,7,FALSE))","v":83577.200000000012},0.56483127404885003,22548.240000000005,1750395200.8096051,1565648659.0425806,1400401305.0470312,1252595085.0152338,1120389163.6987782,1002136997.9416621,896365830.00148666,801758345.26072145,717136265.88615537,641445676.10568452,573743896.33782172,513187742.69930387,459023025.67021811,410575157.12899655,367240748.77369994,13472043099.41898,1360812.4342847455]
[{"$f":"IF(ISBLANK(InfoPro!A57),\"\",InfoPro!A57)","v":"SC_2279_A1"},{"$f":"IF(ISBLANK(InfoPro!B57),\"\",InfoPro!B57)","v":"PROYECTO SOLAR FOTOVOLTAICO COCOTAS DE 9,9 MW"},{"$f":"IF(ISBLANK(InfoPro!E57),\"\",InfoPro!E57)","v":9.9},{"$f":"IF(ISBLANK(InfoPro!F57),\"\",InfoPro!F57)","v":"Solar FV"},{"$f":"IF(ISBLANK(InfoPro!I57),\"\",YEAR(InfoPro!I57)-$H$3)","v":3},{"$f":"IF(B63=\"\",\"\",VLOOKUP(D63,Tablas!$B$2:$E$13,2,FALSE))","v":0.26},{"$f":"IF(B63=\"\",\"\",VLOOKUP(D63,Tablas!$B$2:$H$13,7,FALSE))","v":83577.200000000012},0.56483127404885003,22548.240000000005,1750395200.8096051,1565648659.0425806,1400401305.0470312,1252595085.0152338,1120389163.6987782,1002136997.9416621,896365830.00148666,801758345.26072145,717136265.88615537,641445676.10568452,573743896.33782172,513187742.69930387,459023025.67021811,410575157.12899655,367240748.77369994,13472043099.41898,1360812.4342847455]
[{"$f":"IF(ISBLANK(InfoPro!A58),\"\",InfoPro!A58)","v":"SC_2319_A2"},{"$f":"IF(ISBLANK(InfoPro!B58),\"\",InfoPro!B58)","v":"SOLAR FOTOVOLTAICO MORRISON DE 278,6 MW"},{"$f":"IF(ISBLANK(InfoPro!E58),\"\",InfoPro!E58)","v":278.60000000000002},{"$f":"IF(ISBLANK(InfoPro!F58),\"\",InfoPro!F58)","v":"Solar FV"},{"$f":"IF(ISBLANK(InfoPro!I58),\"\",YEAR(InfoPro!I58)-$H$3)","v":3},{"$f":"IF(B64=\"\",\"\",VLOOKUP(D64,Tablas!$B$2:$E$13,2,FALSE))","v":0.26},{"$f":"IF(B64=\"\",\"\",VLOOKUP(D64,Tablas!$B$2:$H$13,7,FALSE))","v":83577.200000000012},0.56483127404885003,634539.3600000001,49258596257.126869,44059567314.066971,39409273089.505341,35249797038.913544,31529335455.199955,28201552285.5098,25225002044.28426,22562613635.316868,20181228654.129581,18051188420.509464,16145964597.951223,14441828799.598593,12917557065.830584,11554165532.943274,10334674000.843718,379122344191.73004,1360812.4342847452]
[{"$f":"IF(ISBLANK(InfoPro!A59),\"\",InfoPro!A59)","v":"SC_2319_A1"},{"$f":"IF(ISBLANK(InfoPro!B59),\"\",InfoPro!B59)","v":"SOLAR FOTOVOLTAICO MORRISON DE 278,6 MW"},{"$f":"IF(ISBLANK(InfoPro!E59),\"\",InfoPro!E59)","v":278.60000000000002},{"$f":"IF(ISBLANK(InfoPro!F59),\"\",InfoPro!F59)","v":"Solar FV"},{"$f":"IF(ISBLANK(InfoPro!I59),\"\",YEAR(InfoPro!I59)-$H$3)","v":3},{"$f":"IF(B65=\"\",\"\",VLOOKUP(D65,Tablas!$B$2:$E$13,2,FALSE))","v":0.26},{"$f":"IF(B65=\"\",\"\",VLOOKUP(D65,Tablas!$B$2:$H$13,7,FALSE))","v":83577.200000000012},0.56483127404885003,634539.3600000001,49258596257.126869,44059567314.066971,39409273089.505341,35249797038.913544,31529335455.199955,28201552285.5098,25225002044.28426,22562613635.316868,20181228654.129581,18051188420.509464,16145964597.951223,14441828799.598593,12917557065.830584,11554165532.943274,10334674000.843718,379122344191.73004,1360812.4342847452]
[{"$f":"IF(ISBLANK(InfoPro!A60),\"\",InfoPro!A60)","v":"SC_1891_A1"},{"$f":"IF(ISBLANK(InfoPro!B60),\"\",InfoPro!B60)","v":"KAIROS SOLAR PARK II - 19,9 MW"},{"$f":"IF(ISBLANK(InfoPro!E60),\"\",InfoPro!E60)","v":19.899999999999999},{"$f":"IF(ISBLANK(InfoPro!F60),\"\",InfoPro!F60)","v":"Solar FV"},{"$f":"IF(ISBLANK(InfoPro!I60),\"\",YEAR(InfoPro!I60)-$H$3)","v":0},{"$f":"IF(B66=\"\",\"\",VLOOKUP(D66,Tablas!$B$2:$E$13,2,FALSE))","v":0.26},{"$f":"IF(B66=\"\",\"\",VLOOKUP(D66,Tablas!$B$2:$H$13,7,FALSE))","v":83577.200000000012},{"$f":"IF(B66=\"\",\"\",($C$2-(G66))/$C$2)","v":0.56483127404885003},{"$f":"IF(C66=\"\",\"\",+C66*F66*24*365)","v":45324.24},4916764490.3519993,4397821547.7209291,3933650758.2477007,3518471161.2233472,3147111951.0047832,2814948077.8218098,2517842645.6366811,2252095389.6571393,2014396591.8221281,1801785860.3060179,1611615259.6654899,1441516332.4378271,1289370601.4649615,1153283185.5679443,1031559199.9713278,{"$f":"IF(X66=\"\",\"\",SUM(J66:X66))","v":37842233052.900085},{"$f":"IF(C66=0,0,IF(Y66=\"\",\"\",Y66/(C66*1000)))","v":1901619.7514020144}]
[{"$f":"IF(ISBLANK(InfoPro!A61),\"\",InfoPro!A61)","v":"SC_1891_A2"},{"$f":"IF(ISBLANK(InfoPro!B61),\"\",InfoPro!B61)","v":"KAIROS SOLAR PARK II - 19,9 MW"},{"$f":"IF(ISBLANK(InfoPro!E61),\"\",InfoPro!E61)","v":19.899999999999999},{"$f":"IF(ISBLANK(InfoPro!F61),\"\",InfoPro!F61)","v":"Solar FV"},{"$f":"IF(ISBLANK(InfoPro!I61),\"\",YEAR(InfoPro!I61)-$H$3)","v":0},{"$f":"IF(B67=\"\",\"\",VLOOKUP(D67,Tablas!$B$2:$E$13,2,FALSE))","v":0.26},{"$f":"IF(B67=\"\",\"\",VLOOKUP(D67,Tablas!$B$2:$H$13,7,FALSE))","v":83577.200000000012},0.56483127404885003,45324.24,4916764490.3519993,4397821547.7209291,3933650758.2477007,3518471161.2233472,3147111951.0047832,2814948077.8218098,2517842645.6366811,2252095389.6571393,2014396591.8221281,1801785860.3060179,1611615259.6654899,1441516332.4378271,1289370601.4649615,1153283185.5679443,1031559199.9713278,37842233052.900085,1901619.7514020144]
[{"$f":"IF(ISBLANK(InfoPro!A60),\"\",InfoPro!A60)","v":"SC_1891_A1"},{"$f":"IF(ISBLANK(InfoPro!B60),\"\",InfoPro!B60)","v":"KAIROS SOLAR PARK II - 19,9 MW"},{"$f":"IF(ISBLANK(InfoPro!E60),\"\",InfoPro!E60)","v":19.899999999999999},{"$f":"IF(ISBLANK(InfoPro!F60),\"\",InfoPro!F60)","v":"Solar FV"},{"$f":"IF(ISBLANK(InfoPro!I60),\"\",YEAR(InfoPro!I60)-$H$3)","v":0},{"$f":"IF(B68=\"\",\"\",VLOOKUP(D68,Tablas!$B$2:$E$13,2,FALSE))","v":0.26},{"$f":"IF(B68=\"\",\"\",VLOOKUP(D68,Tablas!$B$2:$H$13,7,FALSE))","v":83577.200000000012},0.56483127404885003,45324.24,{"$f":"IF($I68=\"\",\"\",(1/(1+$C$3)^(J$6+$E68))*$I68*$C$2*$H68)","v":4916764490.3519993},4397821547.7209291,3933650758.2477007,3518471161.2233472,3147111951.0047832,2814948077.8218098,2517842645.6366811,2252095389.6571393,2014396591.8221281,1801785860.3060179,1611615259.6654899,1441516332.4378271,1289370601.4649615,1153283185.5679443,1031559199.9713278,37842233052.900085,1901619.7514020144]
[{"$f":"IF(ISBLANK(InfoPro!A61),\"\",InfoPro!A61)","v":"SC_1891_A2"},{"$f":"IF(ISBLANK(InfoPro!B61),\"\",InfoPro!B61)","v":"KAIROS SOLAR PARK II - 19,9 MW"},{"$f":"IF(ISBLANK(InfoPro!E61),\"\",InfoPro!E61)","v":19.899999999999999},{"$f":"IF(ISBLANK(InfoPro!F61),\"\",InfoPro!F61)","v":"Solar FV"},{"$f":"IF(ISBLANK(InfoPro!I61),\"\",YEAR(InfoPro!I61)-$H$3)","v":0},{"$f":"IF(B69=\"\",\"\",VLOOKUP(D69,Tablas!$B$2:$E$13,2,FALSE))","v":0.26},{"$f":"IF(B69=\"\",\"\",VLOOKUP(D69,Tablas!$B$2:$H$13,7,FALSE))","v":83577.200000000012},0.56483127404885003,45324.24,4916764490.3519993,4397821547.7209291,3933650758.2477007,3518471161.2233472,3147111951.0047832,2814948077.8218098,2517842645.6366811,2252095389.6571393,2014396591.8221281,1801785860.3060179,1611615259.6654899,1441516332.4378271,1289370601.4649615,1153283185.5679443,1031559199.9713278,37842233052.900085,1901619.7514020144]
[{"$f":"IF(ISBLANK(InfoPro!A62),\"\",InfoPro!A62)","v":"SC_2239_A1"},{"$f":"IF(ISBLANK(InfoPro!B62),\"\",InfoPro!B62)","v":"PCH PANACEA III - 9,9 MW"},{"$f":"IF(ISBLANK(InfoPro!E62),\"\",InfoPro!E62)","v":9.9},{"$f":"IF(ISBLANK(InfoPro!F62),\"\",InfoPro!F62)","v":"PCH"},{"$f":"IF(ISBLANK(InfoPro!I62),\"\",YEAR(InfoPro!I62)-$H$3)","v":2},{"$f":"IF(B70=\"\",\"\",VLOOKUP(D70,Tablas!$B$2:$E$13,2,FALSE))","v":0.54},{"$f":"IF(B70=\"\",\"\",VLOOKUP(D70,Tablas!$B$2:$H$13,7,FALSE))","v":158280.5},0.17586706029980684,46830.960000000014,1265505679.0972898,1131937101.1603668,1012466101.216786,905604741.69658852,810022130.3189522,724527844.65022564,648057106.12721443,579657518.89732957,518477208.31603712,463754211.37391531,414806986.91763437,371025927.47552276,331865766.97273952,296838789.77883685,265508756.51058748,9740055870.5100269,983844.02732424519]
[{"$f":"IF(ISBLANK(InfoPro!A63),\"\",InfoPro!A63)","v":""},{"$f":"IF(ISBLANK(InfoPro!B63),\"\",InfoPro!B63)","v":""},{"$f":"IF(ISBLANK(InfoPro!E63),\"\",InfoPro!E63)","v":""},{"$f":"IF(ISBLANK(InfoPro!F63),\"\",InfoPro!F63)","v":""},{"$f":"IF(ISBLANK(InfoPro!I63),\"\",YEAR(InfoPro!I63)-$H$3)","v":""},{"$f":"IF(B71=\"\",\"\",VLOOKUP(D71,Tablas!$B$2:$E$13,2,FALSE))","v":""},{"$f":"IF(B71=\"\",\"\",VLOOKUP(D71,Tablas!$B$2:$H$13,7,FALSE))","v":""},"","","","","","","","","","","","","","","","","","",""]
[{"$f":"IF(ISBLANK(InfoPro!A64),\"\",InfoPro!A64)","v":""},{"$f":"IF(ISBLANK(InfoPro!B64),\"\",InfoPro!B64)","v":""},{"$f":"IF(ISBLANK(InfoPro!E64),\"\",InfoPro!E64)","v":""},{"$f":"IF(ISBLANK(InfoPro!F64),\"\",InfoPro!F64)","v":""},{"$f":"IF(ISBLANK(InfoPro!I64),\"\",YEAR(InfoPro!I64)-$H$3)","v":""},{"$f":"IF(B72=\"\",\"\",VLOOKUP(D72,Tablas!$B$2:$E$13,2,FALSE))","v":""},{"$f":"IF(B72=\"\",\"\",VLOOKUP(D72,Tablas!$B$2:$H$13,7,FALSE))","v":""},"",{"$f":"IF(C72=\"\",\"\",+C72*F72*24*365)","v":""},"","","","","","","","","","","","","","","","",""]
[{"$f":"IF(ISBLANK(InfoPro!A65),\"\",InfoPro!A65)","v":""},{"$f":"IF(ISBLANK(InfoPro!B65),\"\",InfoPro!B65)","v":""},{"$f":"IF(ISBLANK(InfoPro!E65),\"\",InfoPro!E65)","v":""},{"$f":"IF(ISBLANK(InfoPro!F65),\"\",InfoPro!F65)","v":""},{"$f":"IF(ISBLANK(InfoPro!I65),\"\",YEAR(InfoPro!I65)-$H$3)","v":""},{"$f":"IF(B73=\"\",\"\",VLOOKUP(D73,Tablas!$B$2:$E$13,2,FALSE))","v":""},{"$f":"IF(B73=\"\",\"\",VLOOKUP(D73,Tablas!$B$2:$H$13,7,FALSE))","v":""},{"$f":"IF(B73=\"\",\"\",($C$2-(G73))/$C$2)","v":""},"","","","","","","","","","","","","","","","",{"$f":"IF(X73=\"\",\"\",SUM(J73:X73))","v":""},{"$f":"IF(C73=0,0,IF(Y73=\"\",\"\",Y73/(C73*1000)))","v":""}]
[{"$f":"IF(ISBLANK(InfoPro!A66),\"\",InfoPro!A66)","v":""},{"$f":"IF(ISBLANK(InfoPro!B66),\"\",InfoPro!B66)","v":""},{"$f":"IF(ISBLANK(InfoPro!E66),\"\",InfoPro!E66)","v":""},{"$f":"IF(ISBLANK(InfoPro!F66),\"\",InfoPro!F66)","v":""},{"$f":"IF(ISBLANK(InfoPro!I66),\"\",YEAR(InfoPro!I66)-$H$3)","v":""},{"$f":"IF(B74=\"\",\"\",VLOOKUP(D74,Tablas!$B$2:$E$13,2,FALSE))","v":""},{"$f":"IF(B74=\"\",\"\",VLOOKUP(D74,Tablas!$B$2:$H$13,7,FALSE))","v":""},"","","","","","","","","","","","","","","","","","",""]
[{"$f":"IF(ISBLANK(InfoPro!A67),\"\",InfoPro!A67)","v":""},{"$f":"IF(ISBLANK(InfoPro!B67),\"\",InfoPro!B67)","v":""},{"$f":"IF(ISBLANK(InfoPro!E67),\"\",InfoPro!E67)","v":""},{"$f":"IF(ISBLANK(InfoPro!F67),\"\",InfoPro!F67)","v":""},{"$f":"IF(ISBLANK(InfoPro!I67),\"\",YEAR(InfoPro!I67)-$H$3)","v":""},{"$f":"IF(B75=\"\",\"\",VLOOKUP(D75,Tablas!$B$2:$E$13,2,FALSE))","v":""},{"$f":"IF(B75=\"\",\"\",VLOOKUP(D75,Tablas!$B$2:$H$13,7,FALSE))","v":""},"","","","","","","","","","","","","","","","","","",""]
[{"$f":"IF(ISBLANK(InfoPro!A68),\"\",InfoPro!A68)","v":""},{"$f":"IF(ISBLANK(InfoPro!B68),\"\",InfoPro!B68)","v":""},{"$f":"IF(ISBLANK(InfoPro!E68),\"\",InfoPro!E68)","v":""},{"$f":"IF(ISBLANK(InfoPro!F68),\"\",InfoPro!F68)","v":""},{"$f":"IF(ISBLANK(InfoPro!I68),\"\",YEAR(InfoPro!I68)-$H$3)","v":""},{"$f":"IF(B76=\"\",\"\",VLOOKUP(D76,Tablas!$B$2:$E$13,2,FALSE))","v":""},{"$f":"IF(B76=\"\",\"\",VLOOKUP(D76,Tablas!$B$2:$H$13,7,FALSE))","v":""},"","","","","","","","","","","","","","","","","","",""]
[{"$f":"IF(ISBLANK(InfoPro!A69),\"\",InfoPro!A69)","v":""},{"$f":"IF(ISBLANK(InfoPro!B69),\"\",InfoPro!B69)","v":""},{"$f":"IF(ISBLANK(InfoPro!E69),\"\",InfoPro!E69)","v":""},{"$f":"IF(ISBLANK(InfoPro!F69),\"\",InfoPro!F69)","v":""},{"$f":"IF(ISBLANK(InfoPro!I69),\"\",YEAR(InfoPro!I69)-$H$3)","v":""},{"$f":"IF(B77=\"\",\"\",VLOOKUP(D77,Tablas!$B$2:$E$13,2,FALSE))","v":""},{"$f":"IF(B77=\"\",\"\",VLOOKUP(D77,Tablas!$B$2:$H$13,7,FALSE))","v":""},"","","","","","","","","","","","","","","","","","",""]
[{"$f":"IF(ISBLANK(InfoPro!A70),\"\",InfoPro!A70)","v":""},{"$f":"IF(ISBLANK(InfoPro!B70),\"\",InfoPro!B70)","v":""},{"$f":"IF(ISBLANK(InfoPro!E70),\"\",InfoPro!E70)","v":""},{"$f":"IF(ISBLANK(InfoPro!F70),\"\",InfoPro!F70)","v":""},{"$f":"IF(ISBLANK(InfoPro!I70),\"\",YEAR(InfoPro!I70)-$H$3)","v":""},{"$f":"IF(B78=\"\",\"\",VLOOKUP(D78,Tablas!$B$2:$E$13,2,FALSE))","v":""},{"$f":"IF(B78=\"\",\"\",VLOOKUP(D78,Tablas!$B$2:$H$13,7,FALSE))","v":""},"","",{"$f":"IF($I78=\"\",\"\",(1/(1+$C$3)^(J$6+$E78))*$I78*$C$2*$H78)","v":""},"","","","","","","","","","","","","","","",""]
[{"$f":"IF(ISBLANK(InfoPro!A71),\"\",InfoPro!A71)","v":""},{"$f":"IF(ISBLANK(InfoPro!B71),\"\",InfoPro!B71)","v":""},{"$f":"IF(ISBLANK(InfoPro!E71),\"\",InfoPro!E71)","v":""},{"$f":"IF(ISBLANK(InfoPro!F71),\"\",InfoPro!F71)","v":""},{"$f":"IF(ISBLANK(InfoPro!I71),\"\",YEAR(InfoPro!I71)-$H$3)","v":""},{"$f":"IF(B79=\"\",\"\",VLOOKUP(D79,Tablas!$B$2:$E$13,2,FALSE))","v":""},{"$f":"IF(B79=\"\",\"\",VLOOKUP(D79,Tablas!$B$2:$H$13,7,FALSE))","v":""},"","","","","","","","","","","","","","","","","","",""]
[{"$f":"IF(ISBLANK(InfoPro!A72),\"\",InfoPro!A72)","v":""},{"$f":"IF(ISBLANK(InfoPro!B72),\"\",InfoPro!B72)","v":""},{"$f":"IF(ISBLANK(InfoPro!E72),\"\",InfoPro!E72)","v":""},{"$f":"IF(ISBLANK(InfoPro!F72),\"\",InfoPro!F72)","v":""},{"$f":"IF(ISBLANK(InfoPro!I72),\"\",YEAR(InfoPro!I72)-$H$3)","v":""},{"$f":"IF(B80=\"\",\"\",VLOOKUP(D80,Tablas!$B$2:$E$13,2,FALSE))","v":""},{"$f":"IF(B80=\"\",\"\",VLOOKUP(D80,Tablas!$B$2:$H$13,7,FALSE))","v":""},"","","","","","","","","","","","","","","","","","",""]
[{"$f":"IF(ISBLANK(InfoPro!A73),\"\",InfoPro!A73)","v":""},{"$f":"IF(ISBLANK(InfoPro!B73),\"\",InfoPro!B73)","v":""},{"$f":"IF(ISBLANK(InfoPro!E73),\"\",InfoPro!E73)","v":""},{"$f":"IF(ISBLANK(InfoPro!F73),\"\",InfoPro!F73)","v":""},{"$f":"IF(ISBLANK(InfoPro!I73),\"\",YEAR(InfoPro!I73)-$H$3)","v":""},{"$f":"IF(B81=\"\",\"\",VLOOKUP(D81,Tablas!$B$2:$E$13,2,FALSE))","v":""},{"$f":"IF(B81=\"\",\"\",VLOOKUP(D81,Tablas!$B$2:$H$13,7,FALSE))","v":""},"","","","","","","","","","","","","","","","","","",""]
[{"$f":"IF(ISBLANK(InfoPro!A74),\"\",InfoPro!A74)","v":""},{"$f":"IF(ISBLANK(InfoPro!B74),\"\",InfoPro!B74)","v":""},{"$f":"IF(ISBLANK(InfoPro!E74),\"\",InfoPro!E74)","v":""},{"$f":"IF(ISBLANK(InfoPro!F74),\"\",InfoPro!F74)","v":""},{"$f":"IF(ISBLANK(InfoPro!I74),\"\",YEAR(InfoPro!I74)-$H$3)","v":""},{"$f":"IF(B82=\"\",\"\",VLOOKUP(D82,Tablas!$B$2:$E$13,2,FALSE))","v":""},{"$f":"IF(B82=\"\",\"\",VLOOKUP(D82,Tablas!$B$2:$H$13,7,FALSE))","v":""},"","","","","","","","","","","","","","","","","","",""]
[{"$f":"IF(ISBLANK(InfoPro!A75),\"\",InfoPro!A75)","v":""},{"$f":"IF(ISBLANK(InfoPro!B75),\"\",InfoPro!B75)","v":""},{"$f":"IF(ISBLANK(InfoPro!E75),\"\",InfoPro!E75)","v":""},{"$f":"IF(ISBLANK(InfoPro!F75),\"\",InfoPro!F75)","v":""},{"$f":"IF(ISBLANK(InfoPro!I75),\"\",YEAR(InfoPro!I75)-$H$3)","v":""},{"$f":"IF(B83=\"\",\"\",VLOOKUP(D83,Tablas!$B$2:$E$13,2,FALSE))","v":""},{"$f":"IF(B83=\"\",\"\",VLOOKUP(D83,Tablas!$B$2:$H$13,7,FALSE))","v":""},"","","","","","","","","","","","","","","","","","",""]
[{"$f":"IF(ISBLANK(InfoPro!A76),\"\",InfoPro!A76)","v":""},{"$f":"IF(ISBLANK(InfoPro!B76),\"\",InfoPro!B76)","v":""},{"$f":"IF(ISBLANK(InfoPro!E76),\"\",InfoPro!E76)","v":""},{"$f":"IF(ISBLANK(InfoPro!F76),\"\",InfoPro!F76)","v":""},{"$f":"IF(ISBLANK(InfoPro!I76),\"\",YEAR(InfoPro!I76)-$H$3)","v":""},{"$f":"IF(B84=\"\",\"\",VLOOKUP(D84,Tablas!$B$2:$E$13,2,FALSE))","v":""},{"$f":"IF(B84=\"\",\"\",VLOOKUP(D84,Tablas!$B$2:$H$13,7,FALSE))","v":""},"","","","","","","","","","","","","","","","","","",""]
[{"$f":"IF(ISBLANK(InfoPro!A77),\"\",InfoPro!A77)","v":""},{"$f":"IF(ISBLANK(InfoPro!B77),\"\",InfoPro!B77)","v":""},{"$f":"IF(ISBLANK(InfoPro!E77),\"\",InfoPro!E77)","v":""},{"$f":"IF(ISBLANK(InfoPro!F77),\"\",InfoPro!F77)","v":""},{"$f":"IF(ISBLANK(InfoPro!I77),\"\",YEAR(InfoPro!I77)-$H$3)","v":""},{"$f":"IF(B85=\"\",\"\",VLOOKUP(D85,Tablas!$B$2:$E$13,2,FALSE))","v":""},{"$f":"IF(B85=\"\",\"\",VLOOKUP(D85,Tablas!$B$2:$H$13,7,FALSE))","v":""},"","","","","","","","","","","","","","","","","","",""]
[{"$f":"IF(ISBLANK(InfoPro!A78),\"\",InfoPro!A78)","v":""},{"$f":"IF(ISBLANK(InfoPro!B78),\"\",InfoPro!B78)","v":""},{"$f":"IF(ISBLANK(InfoPro!E78),\"\",InfoPro!E78)","v":""},{"$f":"IF(ISBLANK(InfoPro!F78),\"\",InfoPro!F78)","v":""},{"$f":"IF(ISBLANK(InfoPro!I78),\"\",YEAR(InfoPro!I78)-$H$3)","v":""},{"$f":"IF(B86=\"\",\"\",VLOOKUP(D86,Tablas!$B$2:$E$13,2,FALSE))","v":""},{"$f":"IF(B86=\"\",\"\",VLOOKUP(D86,Tablas!$B$2:$H$13,7,FALSE))","v":""},"","","","","","","","","","","","","","","","","","",""]
[{"$f":"IF(ISBLANK(InfoPro!A79),\"\",InfoPro!A79)","v":""},{"$f":"IF(ISBLANK(InfoPro!B79),\"\",InfoPro!B79)","v":""},{"$f":"IF(ISBLANK(InfoPro!E79),\"\",InfoPro!E79)","v":""},{"$f":"IF(ISBLANK(InfoPro!F79),\"\",InfoPro!F79)","v":""},{"$f":"IF(ISBLANK(InfoPro!I79),\"\",YEAR(InfoPro!I79)-$H$3)","v":""},{"$f":"IF(B87=\"\",\"\",VLOOKUP(D87,Tablas!$B$2:$E$13,2,FALSE))","v":""},{"$f":"IF(B87=\"\",\"\",VLOOKUP(D87,Tablas!$B$2:$H$13,7,FALSE))","v":""},"","","","","","","","","","","","","","","","","","",""]
[{"$f":"IF(ISBLANK(InfoPro!A80),\"\",InfoPro!A80)","v":""},{"$f":"IF(ISBLANK(InfoPro!B80),\"\",InfoPro!B80)","v":""},{"$f":"IF(ISBLANK(InfoPro!E80),\"\",InfoPro!E80)","v":""},{"$f":"IF(ISBLANK(InfoPro!F80),\"\",InfoPro!F80)","v":""},{"$f":"IF(ISBLANK(InfoPro!I80),\"\",YEAR(InfoPro!I80)-$H$3)","v":""},{"$f":"IF(B88=\"\",\"\",VLOOKUP(D88,Tablas!$B$2:$E$13,2,FALSE))","v":""},{"$f":"IF(B88=\"\",\"\",VLOOKUP(D88,Tablas!$B$2:$H$13,7,FALSE))","v":""},"","",{"$f":"IF($I88=\"\",\"\",(1/(1+$C$3)^(J$6+$E88))*$I88*$C$2*$H88)","v":""},"","","","","","","","","","","","","","","",""]
[{"$f":"IF(ISBLANK(InfoPro!A81),\"\",InfoPro!A81)","v":""},{"$f":"IF(ISBLANK(InfoPro!B81),\"\",InfoPro!B81)","v":""},{"$f":"IF(ISBLANK(InfoPro!E81),\"\",InfoPro!E81)","v":""},{"$f":"IF(ISBLANK(InfoPro!F81),\"\",InfoPro!F81)","v":""},{"$f":"IF(ISBLANK(InfoPro!I81),\"\",YEAR(InfoPro!I81)-$H$3)","v":""},{"$f":"IF(B89=\"\",\"\",VLOOKUP(D89,Tablas!$B$2:$E$13,2,FALSE))","v":""},{"$f":"IF(B89=\"\",\"\",VLOOKUP(D89,Tablas!$B$2:$H$13,7,FALSE))","v":""},"","","","","","","","","","","","","","","","","","",""]
[{"$f":"IF(ISBLANK(InfoPro!A82),\"\",InfoPro!A82)","v":""},{"$f":"IF(ISBLANK(InfoPro!B82),\"\",InfoPro!B82)","v":""},{"$f":"IF(ISBLANK(InfoPro!E82),\"\",InfoPro!E82)","v":""},{"$f":"IF(ISBLANK(InfoPro!F82),\"\",InfoPro!F82)","v":""},{"$f":"IF(ISBLANK(InfoPro!I82),\"\",YEAR(InfoPro!I82)-$H$3)","v":""},{"$f":"IF(B90=\"\",\"\",VLOOKUP(D90,Tablas!$B$2:$E$13,2,FALSE))","v":""},{"$f":"IF(B90=\"\",\"\",VLOOKUP(D90,Tablas!$B$2:$H$13,7,FALSE))","v":""},"","","","","","","","","","","","","","","","","","",""]
[{"$f":"IF(ISBLANK(InfoPro!A83),\"\",InfoPro!A83)","v":""},{"$f":"IF(ISBLANK(InfoPro!B83),\"\",InfoPro!B83)","v":""},{"$f":"IF(ISBLANK(InfoPro!E83),\"\",InfoPro!E83)","v":""},{"$f":"IF(ISBLANK(InfoPro!F83),\"\",InfoPro!F83)","v":""},{"$f":"IF(ISBLANK(InfoPro!I83),\"\",YEAR(InfoPro!I83)-$H$3)","v":""},{"$f":"IF(B91=\"\",\"\",VLOOKUP(D91,Tablas!$B$2:$E$13,2,FALSE))","v":""},{"$f":"IF(B91=\"\",\"\",VLOOKUP(D91,Tablas!$B$2:$H$13,7,FALSE))","v":""},"","","","","","","","","","","","","","","","","","",""]
[{"$f":"IF(ISBLANK(InfoPro!A84),\"\",InfoPro!A84)","v":""},{"$f":"IF(ISBLANK(InfoPro!B84),\"\",InfoPro!B84)","v":""},{"$f":"IF(ISBLANK(InfoPro!E84),\"\",InfoPro!E84)","v":""},{"$f":"IF(ISBLANK(InfoPro!F84),\"\",InfoPro!F84)","v":""},{"$f":"IF(ISBLANK(InfoPro!I84),\"\",YEAR(InfoPro!I84)-$H$3)","v":""},{"$f":"IF(B92=\"\",\"\",VLOOKUP(D92,Tablas!$B$2:$E$13,2,FALSE))","v":""},{"$f":"IF(B92=\"\",\"\",VLOOKUP(D92,Tablas!$B$2:$H$13,7,FALSE))","v":""},"","","","","","","","","","","","","","","","","","",""]
[{"$f":"IF(ISBLANK(InfoPro!A85),\"\",InfoPro!A85)","v":""},{"$f":"IF(ISBLANK(InfoPro!B85),\"\",InfoPro!B85)","v":""},{"$f":"IF(ISBLANK(InfoPro!E85),\"\",InfoPro!E85)","v":""},{"$f":"IF(ISBLANK(InfoPro!F85),\"\",InfoPro!F85)","v":""},{"$f":"IF(ISBLANK(InfoPro!I85),\"\",YEAR(InfoPro!I85)-$H$3)","v":""},{"$f":"IF(B93=\"\",\"\",VLOOKUP(D93,Tablas!$B$2:$E$13,2,FALSE))","v":""},{"$f":"IF(B93=\"\",\"\",VLOOKUP(D93,Tablas!$B$2:$H$13,7,FALSE))","v":""},"","","","","","","","","","","","","","","","","","",""]
[{"$f":"IF(ISBLANK(InfoPro!A86),\"\",InfoPro!A86)","v":""},{"$f":"IF(ISBLANK(InfoPro!B86),\"\",InfoPro!B86)","v":""},{"$f":"IF(ISBLANK(InfoPro!E86),\"\",InfoPro!E86)","v":""},{"$f":"IF(ISBLANK(InfoPro!F86),\"\",InfoPro!F86)","v":""},{"$f":"IF(ISBLANK(InfoPro!I86),\"\",YEAR(InfoPro!I86)-$H$3)","v":""},{"$f":"IF(B94=\"\",\"\",VLOOKUP(D94,Tablas!$B$2:$E$13,2,FALSE))","v":""},{"$f":"IF(B94=\"\",\"\",VLOOKUP(D94,Tablas!$B$2:$H$13,7,FALSE))","v":""},"","","","","","","","","","","","","","","","","","",""]
[{"$f":"IF(ISBLANK(InfoPro!A87),\"\",InfoPro!A87)","v":""},{"$f":"IF(ISBLANK(InfoPro!B87),\"\",InfoPro!B87)","v":""},{"$f":"IF(ISBLANK(InfoPro!E87),\"\",InfoPro!E87)","v":""},{"$f":"IF(ISBLANK(InfoPro!F87),\"\",InfoPro!F87)","v":""},{"$f":"IF(ISBLANK(InfoPro!I87),\"\",YEAR(InfoPro!I87)-$H$3)","v":""},{"$f":"IF(B95=\"\",\"\",VLOOKUP(D95,Tablas!$B$2:$E$13,2,FALSE))","v":""},{"$f":"IF(B95=\"\",\"\",VLOOKUP(D95,Tablas!$B$2:$H$13,7,FALSE))","v":""},"","","","","","","","","","","","","","","","","","",""]
[{"$f":"IF(ISBLANK(InfoPro!A88),\"\",InfoPro!A88)","v":""},{"$f":"IF(ISBLANK(InfoPro!B88),\"\",InfoPro!B88)","v":""},{"$f":"IF(ISBLANK(InfoPro!E88),\"\",InfoPro!E88)","v":""},{"$f":"IF(ISBLANK(InfoPro!F88),\"\",InfoPro!F88)","v":""},{"$f":"IF(ISBLANK(InfoPro!I88),\"\",YEAR(InfoPro!I88)-$H$3)","v":""},{"$f":"IF(B96=\"\",\"\",VLOOKUP(D96,Tablas!$B$2:$E$13,2,FALSE))","v":""},{"$f":"IF(B96=\"\",\"\",VLOOKUP(D96,Tablas!$B$2:$H$13,7,FALSE))","v":""},"","","","","","","","","","","","","","","","","","",""]
[{"$f":"IF(ISBLANK(InfoPro!A89),\"\",InfoPro!A89)","v":""},{"$f":"IF(ISBLANK(InfoPro!B89),\"\",InfoPro!B89)","v":""},{"$f":"IF(ISBLANK(InfoPro!E89),\"\",InfoPro!E89)","v":""},{"$f":"IF(ISBLANK(InfoPro!F89),\"\",InfoPro!F89)","v":""},{"$f":"IF(ISBLANK(InfoPro!I89),\"\",YEAR(InfoPro!I89)-$H$3)","v":""},{"$f":"IF(B97=\"\",\"\",VLOOKUP(D97,Tablas!$B$2:$E$13,2,FALSE))","v":""},{"$f":"IF(B97=\"\",\"\",VLOOKUP(D97,Tablas!$B$2:$H$13,7,FALSE))","v":""},"","","","","","","","","","","","","","","","","","",""]
[{"$f":"IF(ISBLANK(InfoPro!A90),\"\",InfoPro!A90)","v":""},{"$f":"IF(ISBLANK(InfoPro!B90),\"\",InfoPro!B90)","v":""},{"$f":"IF(ISBLANK(InfoPro!E90),\"\",InfoPro!E90)","v":""},{"$f":"IF(ISBLANK(InfoPro!F90),\"\",InfoPro!F90)","v":""},{"$f":"IF(ISBLANK(InfoPro!I90),\"\",YEAR(InfoPro!I90)-$H$3)","v":""},{"$f":"IF(B98=\"\",\"\",VLOOKUP(D98,Tablas!$B$2:$E$13,2,FALSE))","v":""},{"$f":"IF(B98=\"\",\"\",VLOOKUP(D98,Tablas!$B$2:$H$13,7,FALSE))","v":""},"","",{"$f":"IF($I98=\"\",\"\",(1/(1+$C$3)^(J$6+$E98))*$I98*$C$2*$H98)","v":""},"","","","","","","","","","","","","","","",""]
[{"$f":"IF(ISBLANK(InfoPro!A91),\"\",InfoPro!A91)","v":""},{"$f":"IF(ISBLANK(InfoPro!B91),\"\",InfoPro!B91)","v":""},{"$f":"IF(ISBLANK(InfoPro!E91),\"\",InfoPro!E91)","v":""},{"$f":"IF(ISBLANK(InfoPro!F91),\"\",InfoPro!F91)","v":""},{"$f":"IF(ISBLANK(InfoPro!I91),\"\",YEAR(InfoPro!I91)-$H$3)","v":""},{"$f":"IF(B99=\"\",\"\",VLOOKUP(D99,Tablas!$B$2:$E$13,2,FALSE))","v":""},{"$f":"IF(B99=\"\",\"\",VLOOKUP(D99,Tablas!$B$2:$H$13,7,FALSE))","v":""},"","","","","","","","","","","","","","","","","","",""]
[{"$f":"IF(ISBLANK(InfoPro!A92),\"\",InfoPro!A92)","v":""},{"$f":"IF(ISBLANK(InfoPro!B92),\"\",InfoPro!B92)","v":""},{"$f":"IF(ISBLANK(InfoPro!E92),\"\",InfoPro!E92)","v":""},{"$f":"IF(ISBLANK(InfoPro!F92),\"\",InfoPro!F92)","v":""},{"$f":"IF(ISBLANK(InfoPro!I92),\"\",YEAR(InfoPro!I92)-$H$3)","v":""},{"$f":"IF(B100=\"\",\"\",VLOOKUP(D100,Tablas!$B$2:$E$13,2,FALSE))","v":""},{"$f":"IF(B100=\"\",\"\",VLOOKUP(D100,Tablas!$B$2:$H$13,7,FALSE))","v":""},"","","","","","","","","","","","","","","","","","",""]
[{"$f":"IF(ISBLANK(InfoPro!A93),\"\",InfoPro!A93)","v":""},{"$f":"IF(ISBLANK(InfoPro!B93),\"\",InfoPro!B93)","v":""},{"$f":"IF(ISBLANK(InfoPro!E93),\"\",InfoPro!E93)","v":""},{"$f":"IF(ISBLANK(InfoPro!F93),\"\",InfoPro!F93)","v":""},{"$f":"IF(ISBLANK(InfoPro!I93),\"\",YEAR(InfoPro!I93)-$H$3)","v":""},{"$f":"IF(B101=\"\",\"\",VLOOKUP(D101,Tablas!$B$2:$E$13,2,FALSE))","v":""},{"$f":"IF(B101=\"\",\"\",VLOOKUP(D101,Tablas!$B$2:$H$13,7,FALSE))","v":""},"","","","","","","","","","","","","","","","","","",""]
[{"$f":"IF(ISBLANK(InfoPro!A94),\"\",InfoPro!A94)","v":""},{"$f":"IF(ISBLANK(InfoPro!B94),\"\",InfoPro!B94)","v":""},{"$f":"IF(ISBLANK(InfoPro!E94),\"\",InfoPro!E94)","v":""},{"$f":"IF(ISBLANK(InfoPro!F94),\"\",InfoPro!F94)","v":""},{"$f":"IF(ISBLANK(InfoPro!I94),\"\",YEAR(InfoPro!I94)-$H$3)","v":""},{"$f":"IF(B102=\"\",\"\",VLOOKUP(D102,Tablas!$B$2:$E$13,2,FALSE))","v":""},{"$f":"IF(B102=\"\",\"\",VLOOKUP(D102,Tablas!$B$2:$H$13,7,FALSE))","v":""},"","","","","","","","","","","","","","","","","","",""]
[{"$f":"IF(ISBLANK(InfoPro!A95),\"\",InfoPro!A95)","v":""},{"$f":"IF(ISBLANK(InfoPro!B95),\"\",InfoPro!B95)","v":""},{"$f":"IF(ISBLANK(InfoPro!E95),\"\",InfoPro!E95)","v":""},{"$f":"IF(ISBLANK(InfoPro!F95),\"\",InfoPro!F95)","v":""},{"$f":"IF(ISBLANK(InfoPro!I95),\"\",YEAR(InfoPro!I95)-$H$3)","v":""},{"$f":"IF(B103=\"\",\"\",VLOOKUP(D103,Tablas!$B$2:$E$13,2,FALSE))","v":""},{"$f":"IF(B103=\"\",\"\",VLOOKUP(D103,Tablas!$B$2:$H$13,7,FALSE))","v":""},"","","","","","","","","","","","","","","","","","",""]
[{"$f":"IF(ISBLANK(InfoPro!A96),\"\",InfoPro!A96)","v":""},{"$f":"IF(ISBLANK(InfoPro!B96),\"\",InfoPro!B96)","v":""},{"$f":"IF(ISBLANK(InfoPro!E96),\"\",InfoPro!E96)","v":""},{"$f":"IF(ISBLANK(InfoPro!F96),\"\",InfoPro!F96)","v":""},{"$f":"IF(ISBLANK(InfoPro!I96),\"\",YEAR(InfoPro!I96)-$H$3)","v":""},{"$f":"IF(B104=\"\",\"\",VLOOKUP(D104,Tablas!$B$2:$E$13,2,FALSE))","v":""},{"$f":"IF(B104=\"\",\"\",VLOOKUP(D104,Tablas!$B$2:$H$13,7,FALSE))","v":""},"","","","","","","","","","","","","","","","","","",""]
[{"$f":"IF(ISBLANK(InfoPro!A97),\"\",InfoPro!A97)","v":""},{"$f":"IF(ISBLANK(InfoPro!B97),\"\",InfoPro!B97)","v":""},{"$f":"IF(ISBLANK(InfoPro!E97),\"\",InfoPro!E97)","v":""},{"$f":"IF(ISBLANK(InfoPro!F97),\"\",InfoPro!F97)","v":""},{"$f":"IF(ISBLANK(InfoPro!I97),\"\",YEAR(InfoPro!I97)-$H$3)","v":""},{"$f":"IF(B105=\"\",\"\",VLOOKUP(D105,Tablas!$B$2:$E$13,2,FALSE))","v":""},{"$f":"IF(B105=\"\",\"\",VLOOKUP(D105,Tablas!$B$2:$H$13,7,FALSE))","v":""},"","","","","","","","","","","","","","","","","","",""]
[{"$f":"IF(ISBLANK(InfoPro!A98),\"\",InfoPro!A98)","v":""},{"$f":"IF(ISBLANK(InfoPro!B98),\"\",InfoPro!B98)","v":""},{"$f":"IF(ISBLANK(InfoPro!E98),\"\",InfoPro!E98)","v":""},{"$f":"IF(ISBLANK(InfoPro!F98),\"\",InfoPro!F98)","v":""},{"$f":"IF(ISBLANK(InfoPro!I98),\"\",YEAR(InfoPro!I98)-$H$3)","v":""},{"$f":"IF(B106=\"\",\"\",VLOOKUP(D106,Tablas!$B$2:$E$13,2,FALSE))","v":""},{"$f":"IF(B106=\"\",\"\",VLOOKUP(D106,Tablas!$B$2:$H$13,7,FALSE))","v":""},"","","","","","","","","","","","","","","","","","",""]
[{"$f":"IF(ISBLANK(InfoPro!A99),\"\",InfoPro!A99)","v":""},{"$f":"IF(ISBLANK(InfoPro!B99),\"\",InfoPro!B99)","v":""},{"$f":"IF(ISBLANK(InfoPro!E99),\"\",InfoPro!E99)","v":""},{"$f":"IF(ISBLANK(InfoPro!F99),\"\",InfoPro!F99)","v":""},{"$f":"IF(ISBLANK(InfoPro!I99),\"\",YEAR(InfoPro!I99)-$H$3)","v":""},{"$f":"IF(B107=\"\",\"\",VLOOKUP(D107,Tablas!$B$2:$E$13,2,FALSE))","v":""},{"$f":"IF(B107=\"\",\"\",VLOOKUP(D107,Tablas!$B$2:$H$13,7,FALSE))","v":""},"","","","","","","","","","","","","","","","","","",""]
[{"$f":"IF(ISBLANK(InfoPro!A100),\"\",InfoPro!A100)","v":""},{"$f":"IF(ISBLANK(InfoPro!B100),\"\",InfoPro!B100)","v":""},{"$f":"IF(ISBLANK(InfoPro!E100),\"\",InfoPro!E100)","v":""},{"$f":"IF(ISBLANK(InfoPro!F100),\"\",InfoPro!F100)","v":""},{"$f":"IF(ISBLANK(InfoPro!I100),\"\",YEAR(InfoPro!I100)-$H$3)","v":""},{"$f":"IF(B108=\"\",\"\",VLOOKUP(D108,Tablas!$B$2:$E$13,2,FALSE))","v":""},{"$f":"IF(B108=\"\",\"\",VLOOKUP(D108,Tablas!$B$2:$H$13,7,FALSE))","v":""},{"$f":"IF(B108=\"\",\"\",($C$2-(G108))/$C$2)","v":""},{"$f":"IF(C108=\"\",\"\",+C108*F108*24*365)","v":""},"","","","","","","","","","","","","","","",{"$f":"IF(X108=\"\",\"\",SUM(J108:X108))","v":""},{"$f":"IF(C108=0,0,IF(Y108=\"\",\"\",Y108/(C108*1000)))","v":""}]
[{"$f":"IF(ISBLANK(InfoPro!A101),\"\",InfoPro!A101)","v":""},{"$f":"IF(ISBLANK(InfoPro!B101),\"\",InfoPro!B101)","v":""},{"$f":"IF(ISBLANK(InfoPro!E101),\"\",InfoPro!E101)","v":""},{"$f":"IF(ISBLANK(InfoPro!F101),\"\",InfoPro!F101)","v":""},{"$f":"IF(ISBLANK(InfoPro!I101),\"\",YEAR(InfoPro!I101)-$H$3)","v":""},{"$f":"IF(B109=\"\",\"\",VLOOKUP(D109,Tablas!$B$2:$E$13,2,FALSE))","v":""},{"$f":"IF(B109=\"\",\"\",VLOOKUP(D109,Tablas!$B$2:$H$13,7,FALSE))","v":""},"","","","","","","","","","","","","","","","","","",""]
[{"$f":"IF(ISBLANK(InfoPro!A102),\"\",InfoPro!A102)","v":""},{"$f":"IF(ISBLANK(InfoPro!B102),\"\",InfoPro!B102)","v":""},{"$f":"IF(ISBLANK(InfoPro!E102),\"\",InfoPro!E102)","v":""},{"$f":"IF(ISBLANK(InfoPro!F102),\"\",InfoPro!F102)","v":""},{"$f":"IF(ISBLANK(InfoPro!I102),\"\",YEAR(InfoPro!I102)-$H$3)","v":""},{"$f":"IF(B110=\"\",\"\",VLOOKUP(D110,Tablas!$B$2:$E$13,2,FALSE))","v":""},{"$f":"IF(B110=\"\",\"\",VLOOKUP(D110,Tablas!$B$2:$H$13,7,FALSE))","v":""},"","","","","","","","","","","","","","","","","","",""]
[{"$f":"IF(ISBLANK(InfoPro!A103),\"\",InfoPro!A103)","v":""},{"$f":"IF(ISBLANK(InfoPro!B103),\"\",InfoPro!B103)","v":""},{"$f":"IF(ISBLANK(InfoPro!E103),\"\",InfoPro!E103)","v":""},{"$f":"IF(ISBLANK(InfoPro!F103),\"\",InfoPro!F103)","v":""},{"$f":"IF(ISBLANK(InfoPro!I103),\"\",YEAR(InfoPro!I103)-$H$3)","v":""},{"$f":"IF(B111=\"\",\"\",VLOOKUP(D111,Tablas!$B$2:$E$13,2,FALSE))","v":""},{"$f":"IF(B111=\"\",\"\",VLOOKUP(D111,Tablas!$B$2:$H$13,7,FALSE))","v":""},"","","","","","","","","","","","","","","","","","",""]
[{"$f":"IF(ISBLANK(InfoPro!A104),\"\",InfoPro!A104)","v":""},{"$f":"IF(ISBLANK(InfoPro!B104),\"\",InfoPro!B104)","v":""},{"$f":"IF(ISBLANK(InfoPro!E104),\"\",InfoPro!E104)","v":""},{"$f":"IF(ISBLANK(InfoPro!F104),\"\",InfoPro!F104)","v":""},{"$f":"IF(ISBLANK(InfoPro!I104),\"\",YEAR(InfoPro!I104)-$H$3)","v":""},{"$f":"IF(B112=\"\",\"\",VLOOKUP(D112,Tablas!$B$2:$E$13,2,FALSE))","v":""},{"$f":"IF(B112=\"\",\"\",VLOOKUP(D112,Tablas!$B$2:$H$13,7,FALSE))","v":""},"","","","","","","","","","","","","","","","","","",""]
[{"$f":"IF(ISBLANK(InfoPro!A105),\"\",InfoPro!A105)","v":""},{"$f":"IF(ISBLANK(InfoPro!B105),\"\",InfoPro!B105)","v":""},{"$f":"IF(ISBLANK(InfoPro!E105),\"\",InfoPro!E105)","v":""},{"$f":"IF(ISBLANK(InfoPro!F105),\"\",InfoPro!F105)","v":""},{"$f":"IF(ISBLANK(InfoPro!I105),\"\",YEAR(InfoPro!I105)-$H$3)","v":""},{"$f":"IF(B113=\"\",\"\",VLOOKUP(D113,Tablas!$B$2:$E$13,2,FALSE))","v":""},{"$f":"IF(B113=\"\",\"\",VLOOKUP(D113,Tablas!$B$2:$H$13,7,FALSE))","v":""},"","","","","","","","","","","","","","","","","","",""]
[{"$f":"IF(ISBLANK(InfoPro!A106),\"\",InfoPro!A106)","v":""},{"$f":"IF(ISBLANK(InfoPro!B106),\"\",InfoPro!B106)","v":""},{"$f":"IF(ISBLANK(InfoPro!E106),\"\",InfoPro!E106)","v":""},{"$f":"IF(ISBLANK(InfoPro!F106),\"\",InfoPro!F106)","v":""},{"$f":"IF(ISBLANK(InfoPro!I106),\"\",YEAR(InfoPro!I106)-$H$3)","v":""},{"$f":"IF(B114=\"\",\"\",VLOOKUP(D114,Tablas!$B$2:$E$13,2,FALSE))","v":""},{"$f":"IF(B114=\"\",\"\",VLOOKUP(D114,Tablas!$B$2:$H$13,7,FALSE))","v":""},"","",{"$f":"IF($I114=\"\",\"\",(1/(1+$C$3)^(J$6+$E114))*$I114*$C$2*$H114)","v":""},"","","","","","","","","","","","","","","",""]
[{"$f":"IF(ISBLANK(InfoPro!A107),\"\",InfoPro!A107)","v":""},{"$f":"IF(ISBLANK(InfoPro!B107),\"\",InfoPro!B107)","v":""},{"$f":"IF(ISBLANK(InfoPro!E107),\"\",InfoPro!E107)","v":""},{"$f":"IF(ISBLANK(InfoPro!F107),\"\",InfoPro!F107)","v":""},{"$f":"IF(ISBLANK(InfoPro!I107),\"\",YEAR(InfoPro!I107)-$H$3)","v":""},{"$f":"IF(B115=\"\",\"\",VLOOKUP(D115,Tablas!$B$2:$E$13,2,FALSE))","v":""},{"$f":"IF(B115=\"\",\"\",VLOOKUP(D115,Tablas!$B$2:$H$13,7,FALSE))","v":""},"","","","","","","","","","","","","","","","","","",""]
[{"$f":"IF(ISBLANK(InfoPro!A108),\"\",InfoPro!A108)","v":""},{"$f":"IF(ISBLANK(InfoPro!B108),\"\",InfoPro!B108)","v":""},{"$f":"IF(ISBLANK(InfoPro!E108),\"\",InfoPro!E108)","v":""},{"$f":"IF(ISBLANK(InfoPro!F108),\"\",InfoPro!F108)","v":""},{"$f":"IF(ISBLANK(InfoPro!I108),\"\",YEAR(InfoPro!I108)-$H$3)","v":""},{"$f":"IF(B116=\"\",\"\",VLOOKUP(D116,Tablas!$B$2:$E$13,2,FALSE))","v":""},{"$f":"IF(B116=\"\",\"\",VLOOKUP(D116,Tablas!$B$2:$H$13,7,FALSE))","v":""},"","","","","","","","","","","","","","","","","","",""]
[{"$f":"IF(ISBLANK(InfoPro!A109),\"\",InfoPro!A109)","v":""},{"$f":"IF(ISBLANK(InfoPro!B109),\"\",InfoPro!B109)","v":""},{"$f":"IF(ISBLANK(InfoPro!E109),\"\",InfoPro!E109)","v":""},{"$f":"IF(ISBLANK(InfoPro!F109),\"\",InfoPro!F109)","v":""},{"$f":"IF(ISBLANK(InfoPro!I109),\"\",YEAR(InfoPro!I109)-$H$3)","v":""},{"$f":"IF(B117=\"\",\"\",VLOOKUP(D117,Tablas!$B$2:$E$13,2,FALSE))","v":""},{"$f":"IF(B117=\"\",\"\",VLOOKUP(D117,Tablas!$B$2:$H$13,7,FALSE))","v":""},"","","","","","","","","","","","","","","","","","",""]
[{"$f":"IF(ISBLANK(InfoPro!A110),\"\",InfoPro!A110)","v":""},{"$f":"IF(ISBLANK(InfoPro!B110),\"\",InfoPro!B110)","v":""},{"$f":"IF(ISBLANK(InfoPro!E110),\"\",InfoPro!E110)","v":""},{"$f":"IF(ISBLANK(InfoPro!F110),\"\",InfoPro!F110)","v":""},{"$f":"IF(ISBLANK(InfoPro!I110),\"\",YEAR(InfoPro!I110)-$H$3)","v":""},{"$f":"IF(B118=\"\",\"\",VLOOKUP(D118,Tablas!$B$2:$E$13,2,FALSE))","v":""},{"$f":"IF(B118=\"\",\"\",VLOOKUP(D118,Tablas!$B$2:$H$13,7,FALSE))","v":""},"","","","","","","","","","","","","","","","","","",""]
[{"$f":"IF(ISBLANK(InfoPro!A111),\"\",InfoPro!A111)","v":""},{"$f":"IF(ISBLANK(InfoPro!B111),\"\",InfoPro!B111)","v":""},{"$f":"IF(ISBLANK(InfoPro!E111),\"\",InfoPro!E111)","v":""},{"$f":"IF(ISBLANK(InfoPro!F111),\"\",InfoPro!F111)","v":""},{"$f":"IF(ISBLANK(InfoPro!I111),\"\",YEAR(InfoPro!I111)-$H$3)","v":""},{"$f":"IF(B119=\"\",\"\",VLOOKUP(D119,Tablas!$B$2:$E$13,2,FALSE))","v":""},{"$f":"IF(B119=\"\",\"\",VLOOKUP(D119,Tablas!$B$2:$H$13,7,FALSE))","v":""},"","","","","","","","","","","","","","","","","","",""]
[{"$f":"IF(ISBLANK(InfoPro!A112),\"\",InfoPro!A112)","v":""},{"$f":"IF(ISBLANK(InfoPro!B112),\"\",InfoPro!B112)","v":""},{"$f":"IF(ISBLANK(InfoPro!E112),\"\",InfoPro!E112)","v":""},{"$f":"IF(ISBLANK(InfoPro!F112),\"\",InfoPro!F112)","v":""},{"$f":"IF(ISBLANK(InfoPro!I112),\"\",YEAR(InfoPro!I112)-$H$3)","v":""},{"$f":"IF(B120=\"\",\"\",VLOOKUP(D120,Tablas!$B$2:$E$13,2,FALSE))","v":""},{"$f":"IF(B120=\"\",\"\",VLOOKUP(D120,Tablas!$B$2:$H$13,7,FALSE))","v":""},"","","","","","","","","","","","","","","","","","",""]
[{"$f":"IF(ISBLANK(InfoPro!A113),\"\",InfoPro!A113)","v":""},{"$f":"IF(ISBLANK(InfoPro!B113),\"\",InfoPro!B113)","v":""},{"$f":"IF(ISBLANK(InfoPro!E113),\"\",InfoPro!E113)","v":""},{"$f":"IF(ISBLANK(InfoPro!F113),\"\",InfoPro!F113)","v":""},{"$f":"IF(ISBLANK(InfoPro!I113),\"\",YEAR(InfoPro!I113)-$H$3)","v":""},{"$f":"IF(B121=\"\",\"\",VLOOKUP(D121,Tablas!$B$2:$E$13,2,FALSE))","v":""},{"$f":"IF(B121=\"\",\"\",VLOOKUP(D121,Tablas!$B$2:$H$13,7,FALSE))","v":""},"","","","","","","","","","","","","","","","","","",""]
[{"$f":"IF(ISBLANK(InfoPro!A114),\"\",InfoPro!A114)","v":""},{"$f":"IF(ISBLANK(InfoPro!B114),\"\",InfoPro!B114)","v":""},{"$f":"IF(ISBLANK(InfoPro!E114),\"\",InfoPro!E114)","v":""},{"$f":"IF(ISBLANK(InfoPro!F114),\"\",InfoPro!F114)","v":""},{"$f":"IF(ISBLANK(InfoPro!I114),\"\",YEAR(InfoPro!I114)-$H$3)","v":""},{"$f":"IF(B122=\"\",\"\",VLOOKUP(D122,Tablas!$B$2:$E$13,2,FALSE))","v":""},{"$f":"IF(B122=\"\",\"\",VLOOKUP(D122,Tablas!$B$2:$H$13,7,FALSE))","v":""},"","","","","","","","","","","","","","","","","","",""]
[{"$f":"IF(ISBLANK(InfoPro!A115),\"\",InfoPro!A115)","v":""},{"$f":"IF(ISBLANK(InfoPro!B115),\"\",InfoPro!B115)","v":""},{"$f":"IF(ISBLANK(InfoPro!E115),\"\",InfoPro!E115)","v":""},{"$f":"IF(ISBLANK(InfoPro!F115),\"\",InfoPro!F115)","v":""},{"$f":"IF(ISBLANK(InfoPro!I115),\"\",YEAR(InfoPro!I115)-$H$3)","v":""},{"$f":"IF(B123=\"\",\"\",VLOOKUP(D123,Tablas!$B$2:$E$13,2,FALSE))","v":""},{"$f":"IF(B123=\"\",\"\",VLOOKUP(D123,Tablas!$B$2:$H$13,7,FALSE))","v":""},"","","","","","","","","","","","","","","","","","",""]
[{"$f":"IF(ISBLANK(InfoPro!A116),\"\",InfoPro!A116)","v":""},{"$f":"IF(ISBLANK(InfoPro!B116),\"\",InfoPro!B116)","v":""},{"$f":"IF(ISBLANK(InfoPro!E116),\"\",InfoPro!E116)","v":""},{"$f":"IF(ISBLANK(InfoPro!F116),\"\",InfoPro!F116)","v":""},{"$f":"IF(ISBLANK(InfoPro!I116),\"\",YEAR(InfoPro!I116)-$H$3)","v":""},{"$f":"IF(B124=\"\",\"\",VLOOKUP(D124,Tablas!$B$2:$E$13,2,FALSE))","v":""},{"$f":"IF(B124=\"\",\"\",VLOOKUP(D124,Tablas!$B$2:$H$13,7,FALSE))","v":""},"","","","","","","","","","","","","","","","","","",""]
[{"$f":"IF(ISBLANK(InfoPro!A117),\"\",InfoPro!A117)","v":""},{"$f":"IF(ISBLANK(InfoPro!B117),\"\",InfoPro!B117)","v":""},{"$f":"IF(ISBLANK(InfoPro!E117),\"\",InfoPro!E117)","v":""},{"$f":"IF(ISBLANK(InfoPro!F117),\"\",InfoPro!F117)","v":""},{"$f":"IF(ISBLANK(InfoPro!I117),\"\",YEAR(InfoPro!I117)-$H$3)","v":""},{"$f":"IF(B125=\"\",\"\",VLOOKUP(D125,Tablas!$B$2:$E$13,2,FALSE))","v":""},{"$f":"IF(B125=\"\",\"\",VLOOKUP(D125,Tablas!$B$2:$H$13,7,FALSE))","v":""},"","","","","","","","","","","","","","","","","","",""]
[{"$f":"IF(ISBLANK(InfoPro!A118),\"\",InfoPro!A118)","v":""},{"$f":"IF(ISBLANK(InfoPro!B118),\"\",InfoPro!B118)","v":""},{"$f":"IF(ISBLANK(InfoPro!E118),\"\",InfoPro!E118)","v":""},{"$f":"IF(ISBLANK(InfoPro!F118),\"\",InfoPro!F118)","v":""},{"$f":"IF(ISBLANK(InfoPro!I118),\"\",YEAR(InfoPro!I118)-$H$3)","v":""},{"$f":"IF(B126=\"\",\"\",VLOOKUP(D126,Tablas!$B$2:$E$13,2,FALSE))","v":""},{"$f":"IF(B126=\"\",\"\",VLOOKUP(D126,Tablas!$B$2:$H$13,7,FALSE))","v":""},"","","","","","","","","","","","","","","","","","",""]
[{"$f":"IF(ISBLANK(InfoPro!A119),\"\",InfoPro!A119)","v":""},{"$f":"IF(ISBLANK(InfoPro!B119),\"\",InfoPro!B119)","v":""},{"$f":"IF(ISBLANK(InfoPro!E119),\"\",InfoPro!E119)","v":""},{"$f":"IF(ISBLANK(InfoPro!F119),\"\",InfoPro!F119)","v":""},{"$f":"IF(ISBLANK(InfoPro!I119),\"\",YEAR(InfoPro!I119)-$H$3)","v":""},{"$f":"IF(B127=\"\",\"\",VLOOKUP(D127,Tablas!$B$2:$E$13,2,FALSE))","v":""},{"$f":"IF(B127=\"\",\"\",VLOOKUP(D127,Tablas!$B$2:$H$13,7,FALSE))","v":""},"","","","","","","","","","","","","","","","","","",""]
[{"$f":"IF(ISBLANK(InfoPro!A120),\"\",InfoPro!A120)","v":""},{"$f":"IF(ISBLANK(InfoPro!B120),\"\",InfoPro!B120)","v":""},{"$f":"IF(ISBLANK(InfoPro!E120),\"\",InfoPro!E120)","v":""},{"$f":"IF(ISBLANK(InfoPro!F120),\"\",InfoPro!F120)","v":""},{"$f":"IF(ISBLANK(InfoPro!I120),\"\",YEAR(InfoPro!I120)-$H$3)","v":""},{"$f":"IF(B128=\"\",\"\",VLOOKUP(D128,Tablas!$B$2:$E$13,2,FALSE))","v":""},{"$f":"IF(B128=\"\",\"\",VLOOKUP(D128,Tablas!$B$2:$H$13,7,FALSE))","v":""},"","","","","","","","","","","","","","","","","","",""]
[{"$f":"IF(ISBLANK(InfoPro!A121),\"\",InfoPro!A121)","v":""},{"$f":"IF(ISBLANK(InfoPro!B121),\"\",InfoPro!B121)","v":""},{"$f":"IF(ISBLANK(InfoPro!E121),\"\",InfoPro!E121)","v":""},{"$f":"IF(ISBLANK(InfoPro!F121),\"\",InfoPro!F121)","v":""},{"$f":"IF(ISBLANK(InfoPro!I121),\"\",YEAR(InfoPro!I121)-$H$3)","v":""},{"$f":"IF(B129=\"\",\"\",VLOOKUP(D129,Tablas!$B$2:$E$13,2,FALSE))","v":""},{"$f":"IF(B129=\"\",\"\",VLOOKUP(D129,Tablas!$B$2:$H$13,7,FALSE))","v":""},"","","","","","","","","","","","","","","","","","",""]
[{"$f":"IF(ISBLANK(InfoPro!A122),\"\",InfoPro!A122)","v":""},{"$f":"IF(ISBLANK(InfoPro!B122),\"\",InfoPro!B122)","v":""},{"$f":"IF(ISBLANK(InfoPro!E122),\"\",InfoPro!E122)","v":""},{"$f":"IF(ISBLANK(InfoPro!F122),\"\",InfoPro!F122)","v":""},{"$f":"IF(ISBLANK(InfoPro!I122),\"\",YEAR(InfoPro!I122)-$H$3)","v":""},{"$f":"IF(B130=\"\",\"\",VLOOKUP(D130,Tablas!$B$2:$E$13,2,FALSE))","v":""},{"$f":"IF(B130=\"\",\"\",VLOOKUP(D130,Tablas!$B$2:$H$13,7,FALSE))","v":""},"","","","","","","","","","","","","","","","","","",""]
[{"$f":"IF(ISBLANK(InfoPro!A123),\"\",InfoPro!A123)","v":""},{"$f":"IF(ISBLANK(InfoPro!B123),\"\",InfoPro!B123)","v":""},{"$f":"IF(ISBLANK(InfoPro!E123),\"\",InfoPro!E123)","v":""},{"$f":"IF(ISBLANK(InfoPro!F123),\"\",InfoPro!F123)","v":""},{"$f":"IF(ISBLANK(InfoPro!I123),\"\",YEAR(InfoPro!I123)-$H$3)","v":""},{"$f":"IF(B131=\"\",\"\",VLOOKUP(D131,Tablas!$B$2:$E$13,2,FALSE))","v":""},{"$f":"IF(B131=\"\",\"\",VLOOKUP(D131,Tablas!$B$2:$H$13,7,FALSE))","v":""},"","",{"$f":"IF($I131=\"\",\"\",(1/(1+$C$3)^(J$6+$E131))*$I131*$C$2*$H131)","v":""},"","","","","","","","","","","","","","","",""]
[{"$f":"IF(ISBLANK(InfoPro!A124),\"\",InfoPro!A124)","v":""},{"$f":"IF(ISBLANK(InfoPro!B124),\"\",InfoPro!B124)","v":""},{"$f":"IF(ISBLANK(InfoPro!E124),\"\",InfoPro!E124)","v":""},{"$f":"IF(ISBLANK(InfoPro!F124),\"\",InfoPro!F124)","v":""},{"$f":"IF(ISBLANK(InfoPro!I124),\"\",YEAR(InfoPro!I124)-$H$3)","v":""},{"$f":"IF(B132=\"\",\"\",VLOOKUP(D132,Tablas!$B$2:$E$13,2,FALSE))","v":""},{"$f":"IF(B132=\"\",\"\",VLOOKUP(D132,Tablas!$B$2:$H$13,7,FALSE))","v":""},"","","","","","","","","","","","","","","","","","",""]
[{"$f":"IF(ISBLANK(InfoPro!A125),\"\",InfoPro!A125)","v":""},{"$f":"IF(ISBLANK(InfoPro!B125),\"\",InfoPro!B125)","v":""},{"$f":"IF(ISBLANK(InfoPro!E125),\"\",InfoPro!E125)","v":""},{"$f":"IF(ISBLANK(InfoPro!F125),\"\",InfoPro!F125)","v":""},{"$f":"IF(ISBLANK(InfoPro!I125),\"\",YEAR(InfoPro!I125)-$H$3)","v":""},{"$f":"IF(B133=\"\",\"\",VLOOKUP(D133,Tablas!$B$2:$E$13,2,FALSE))","v":""},{"$f":"IF(B133=\"\",\"\",VLOOKUP(D133,Tablas!$B$2:$H$13,7,FALSE))","v":""},"","","","","","","","","","","","","","","","","","",""]
[{"$f":"IF(ISBLANK(InfoPro!A126),\"\",InfoPro!A126)","v":""},{"$f":"IF(ISBLANK(InfoPro!B126),\"\",InfoPro!B126)","v":""},{"$f":"IF(ISBLANK(InfoPro!E126),\"\",InfoPro!E126)","v":""},{"$f":"IF(ISBLANK(InfoPro!F126),\"\",InfoPro!F126)","v":""},{"$f":"IF(ISBLANK(InfoPro!I126),\"\",YEAR(InfoPro!I126)-$H$3)","v":""},{"$f":"IF(B134=\"\",\"\",VLOOKUP(D134,Tablas!$B$2:$E$13,2,FALSE))","v":""},{"$f":"IF(B134=\"\",\"\",VLOOKUP(D134,Tablas!$B$2:$H$13,7,FALSE))","v":""},"","","","","","","","","","","","","","","","","","",""]
[{"$f":"IF(ISBLANK(InfoPro!A127),\"\",InfoPro!A127)","v":""},{"$f":"IF(ISBLANK(InfoPro!B127),\"\",InfoPro!B127)","v":""},{"$f":"IF(ISBLANK(InfoPro!E127),\"\",InfoPro!E127)","v":""},{"$f":"IF(ISBLANK(InfoPro!F127),\"\",InfoPro!F127)","v":""},{"$f":"IF(ISBLANK(InfoPro!I127),\"\",YEAR(InfoPro!I127)-$H$3)","v":""},{"$f":"IF(B135=\"\",\"\",VLOOKUP(D135,Tablas!$B$2:$E$13,2,FALSE))","v":""},{"$f":"IF(B135=\"\",\"\",VLOOKUP(D135,Tablas!$B$2:$H$13,7,FALSE))","v":""},"","","","","","","","","","","","","","","","","","",""]
[{"$f":"IF(ISBLANK(InfoPro!A128),\"\",InfoPro!A128)","v":""},{"$f":"IF(ISBLANK(InfoPro!B128),\"\",InfoPro!B128)","v":""},{"$f":"IF(ISBLANK(InfoPro!E128),\"\",InfoPro!E128)","v":""},{"$f":"IF(ISBLANK(InfoPro!F128),\"\",InfoPro!F128)","v":""},{"$f":"IF(ISBLANK(InfoPro!I128),\"\",YEAR(InfoPro!I128)-$H$3)","v":""},{"$f":"IF(B136=\"\",\"\",VLOOKUP(D136,Tablas!$B$2:$E$13,2,FALSE))","v":""},{"$f":"IF(B136=\"\",\"\",VLOOKUP(D136,Tablas!$B$2:$H$13,7,FALSE))","v":""},"","","","","","","","","","","","","","","","","","",""]
[{"$f":"IF(ISBLANK(InfoPro!A129),\"\",InfoPro!A129)","v":""},{"$f":"IF(ISBLANK(InfoPro!B129),\"\",InfoPro!B129)","v":""},{"$f":"IF(ISBLANK(InfoPro!E129),\"\",InfoPro!E129)","v":""},{"$f":"IF(ISBLANK(InfoPro!F129),\"\",InfoPro!F129)","v":""},{"$f":"IF(ISBLANK(InfoPro!I129),\"\",YEAR(InfoPro!I129)-$H$3)","v":""},{"$f":"IF(B137=\"\",\"\",VLOOKUP(D137,Tablas!$B$2:$E$13,2,FALSE))","v":""},{"$f":"IF(B137=\"\",\"\",VLOOKUP(D137,Tablas!$B$2:$H$13,7,FALSE))","v":""},"","","","","","","","","","","","","","","","","","",""]
[{"$f":"IF(ISBLANK(InfoPro!A130),\"\",InfoPro!A130)","v":""},{"$f":"IF(ISBLANK(InfoPro!B130),\"\",InfoPro!B130)","v":""},{"$f":"IF(ISBLANK(InfoPro!E130),\"\",InfoPro!E130)","v":""},{"$f":"IF(ISBLANK(InfoPro!F130),\"\",InfoPro!F130)","v":""},{"$f":"IF(ISBLANK(InfoPro!I130),\"\",YEAR(InfoPro!I130)-$H$3)","v":""},{"$f":"IF(B138=\"\",\"\",VLOOKUP(D138,Tablas!$B$2:$E$13,2,FALSE))","v":""},{"$f":"IF(B138=\"\",\"\",VLOOKUP(D138,Tablas!$B$2:$H$13,7,FALSE))","v":""},"","","","","","","","","","","","","","","","","","",""]
[{"$f":"IF(ISBLANK(InfoPro!A131),\"\",InfoPro!A131)","v":""},{"$f":"IF(ISBLANK(InfoPro!B131),\"\",InfoPro!B131)","v":""},{"$f":"IF(ISBLANK(InfoPro!E131),\"\",InfoPro!E131)","v":""},{"$f":"IF(ISBLANK(InfoPro!F131),\"\",InfoPro!F131)","v":""},{"$f":"IF(ISBLANK(InfoPro!I131),\"\",YEAR(InfoPro!I131)-$H$3)","v":""},{"$f":"IF(B139=\"\",\"\",VLOOKUP(D139,Tablas!$B$2:$E$13,2,FALSE))","v":""},{"$f":"IF(B139=\"\",\"\",VLOOKUP(D139,Tablas!$B$2:$H$13,7,FALSE))","v":""},"","","","","","","","","","","","","","","","","","",""]
[{"$f":"IF(ISBLANK(InfoPro!A132),\"\",InfoPro!A132)","v":""},{"$f":"IF(ISBLANK(InfoPro!B132),\"\",InfoPro!B132)","v":""},{"$f":"IF(ISBLANK(InfoPro!E132),\"\",InfoPro!E132)","v":""},{"$f":"IF(ISBLANK(InfoPro!F132),\"\",InfoPro!F132)","v":""},{"$f":"IF(ISBLANK(InfoPro!I132),\"\",YEAR(InfoPro!I132)-$H$3)","v":""},{"$f":"IF(B140=\"\",\"\",VLOOKUP(D140,Tablas!$B$2:$E$13,2,FALSE))","v":""},{"$f":"IF(B140=\"\",\"\",VLOOKUP(D140,Tablas!$B$2:$H$13,7,FALSE))","v":""},"","","","","","","","","","","","","","","","","","",""]
[{"$f":"IF(ISBLANK(InfoPro!A133),\"\",InfoPro!A133)","v":""},{"$f":"IF(ISBLANK(InfoPro!B133),\"\",InfoPro!B133)","v":""},{"$f":"IF(ISBLANK(InfoPro!E133),\"\",InfoPro!E133)","v":""},{"$f":"IF(ISBLANK(InfoPro!F133),\"\",InfoPro!F133)","v":""},{"$f":"IF(ISBLANK(InfoPro!I133),\"\",YEAR(InfoPro!I133)-$H$3)","v":""},{"$f":"IF(B141=\"\",\"\",VLOOKUP(D141,Tablas!$B$2:$E$13,2,FALSE))","v":""},{"$f":"IF(B141=\"\",\"\",VLOOKUP(D141,Tablas!$B$2:$H$13,7,FALSE))","v":""},"","","","","","","","","","","","","","","","","","",""]
[{"$f":"IF(ISBLANK(InfoPro!A134),\"\",InfoPro!A134)","v":""},{"$f":"IF(ISBLANK(InfoPro!B134),\"\",InfoPro!B134)","v":""},{"$f":"IF(ISBLANK(InfoPro!E134),\"\",InfoPro!E134)","v":""},{"$f":"IF(ISBLANK(InfoPro!F134),\"\",InfoPro!F134)","v":""},{"$f":"IF(ISBLANK(InfoPro!I134),\"\",YEAR(InfoPro!I134)-$H$3)","v":""},{"$f":"IF(B142=\"\",\"\",VLOOKUP(D142,Tablas!$B$2:$E$13,2,FALSE))","v":""},{"$f":"IF(B142=\"\",\"\",VLOOKUP(D142,Tablas!$B$2:$H$13,7,FALSE))","v":""},"","","","","","","","","","","","","","","","","","",""]
[{"$f":"IF(ISBLANK(InfoPro!A135),\"\",InfoPro!A135)","v":""},{"$f":"IF(ISBLANK(InfoPro!B135),\"\",InfoPro!B135)","v":""},{"$f":"IF(ISBLANK(InfoPro!E135),\"\",InfoPro!E135)","v":""},{"$f":"IF(ISBLANK(InfoPro!F135),\"\",InfoPro!F135)","v":""},{"$f":"IF(ISBLANK(InfoPro!I135),\"\",YEAR(InfoPro!I135)-$H$3)","v":""},{"$f":"IF(B143=\"\",\"\",VLOOKUP(D143,Tablas!$B$2:$E$13,2,FALSE))","v":""},{"$f":"IF(B143=\"\",\"\",VLOOKUP(D143,Tablas!$B$2:$H$13,7,FALSE))","v":""},"","","","","","","","","","","","","","","","","","",""]
[{"$f":"IF(ISBLANK(InfoPro!A136),\"\",InfoPro!A136)","v":""},{"$f":"IF(ISBLANK(InfoPro!B136),\"\",InfoPro!B136)","v":""},{"$f":"IF(ISBLANK(InfoPro!E136),\"\",InfoPro!E136)","v":""},{"$f":"IF(ISBLANK(InfoPro!F136),\"\",InfoPro!F136)","v":""},{"$f":"IF(ISBLANK(InfoPro!I136),\"\",YEAR(InfoPro!I136)-$H$3)","v":""},{"$f":"IF(B144=\"\",\"\",VLOOKUP(D144,Tablas!$B$2:$E$13,2,FALSE))","v":""},{"$f":"IF(B144=\"\",\"\",VLOOKUP(D144,Tablas!$B$2:$H$13,7,FALSE))","v":""},"","","","","","","","","","","","","","","","","","",""]
[{"$f":"IF(ISBLANK(InfoPro!A137),\"\",InfoPro!A137)","v":""},{"$f":"IF(ISBLANK(InfoPro!B137),\"\",InfoPro!B137)","v":""},{"$f":"IF(ISBLANK(InfoPro!E137),\"\",InfoPro!E137)","v":""},{"$f":"IF(ISBLANK(InfoPro!F137),\"\",InfoPro!F137)","v":""},{"$f":"IF(ISBLANK(InfoPro!I137),\"\",YEAR(InfoPro!I137)-$H$3)","v":""},{"$f":"IF(B145=\"\",\"\",VLOOKUP(D145,Tablas!$B$2:$E$13,2,FALSE))","v":""},{"$f":"IF(B145=\"\",\"\",VLOOKUP(D145,Tablas!$B$2:$H$13,7,FALSE))","v":""},"","","","","","","","","","","","","","","","","","",""]
[{"$f":"IF(ISBLANK(InfoPro!A138),\"\",InfoPro!A138)","v":""},{"$f":"IF(ISBLANK(InfoPro!B138),\"\",InfoPro!B138)","v":""},{"$f":"IF(ISBLANK(InfoPro!E138),\"\",InfoPro!E138)","v":""},{"$f":"IF(ISBLANK(InfoPro!F138),\"\",InfoPro!F138)","v":""},{"$f":"IF(ISBLANK(InfoPro!I138),\"\",YEAR(InfoPro!I138)-$H$3)","v":""},{"$f":"IF(B146=\"\",\"\",VLOOKUP(D146,Tablas!$B$2:$E$13,2,FALSE))","v":""},{"$f":"IF(B146=\"\",\"\",VLOOKUP(D146,Tablas!$B$2:$H$13,7,FALSE))","v":""},"","","","","","","","","","","","","","","","","","",""]
[{"$f":"IF(ISBLANK(InfoPro!A139),\"\",InfoPro!A139)","v":""},{"$f":"IF(ISBLANK(InfoPro!B139),\"\",InfoPro!B139)","v":""},{"$f":"IF(ISBLANK(InfoPro!E139),\"\",InfoPro!E139)","v":""},{"$f":"IF(ISBLANK(InfoPro!F139),\"\",InfoPro!F139)","v":""},{"$f":"IF(ISBLANK(InfoPro!I139),\"\",YEAR(InfoPro!I139)-$H$3)","v":""},{"$f":"IF(B147=\"\",\"\",VLOOKUP(D147,Tablas!$B$2:$E$13,2,FALSE))","v":""},{"$f":"IF(B147=\"\",\"\",VLOOKUP(D147,Tablas!$B$2:$H$13,7,FALSE))","v":""},"","","","","","","","","","","","","","","","","","",""]
[{"$f":"IF(ISBLANK(InfoPro!A140),\"\",InfoPro!A140)","v":""},{"$f":"IF(ISBLANK(InfoPro!B140),\"\",InfoPro!B140)","v":""},{"$f":"IF(ISBLANK(InfoPro!E140),\"\",InfoPro!E140)","v":""},{"$f":"IF(ISBLANK(InfoPro!F140),\"\",InfoPro!F140)","v":""},{"$f":"IF(ISBLANK(InfoPro!I140),\"\",YEAR(InfoPro!I140)-$H$3)","v":""},{"$f":"IF(B148=\"\",\"\",VLOOKUP(D148,Tablas!$B$2:$E$13,2,FALSE))","v":""},{"$f":"IF(B148=\"\",\"\",VLOOKUP(D148,Tablas!$B$2:$H$13,7,FALSE))","v":""},"","",{"$f":"IF($I148=\"\",\"\",(1/(1+$C$3)^(J$6+$E148))*$I148*$C$2*$H148)","v":""},"","","","","","","","","","","","","","","",""]
[{"$f":"IF(ISBLANK(InfoPro!A141),\"\",InfoPro!A141)","v":""},{"$f":"IF(ISBLANK(InfoPro!B141),\"\",InfoPro!B141)","v":""},{"$f":"IF(ISBLANK(InfoPro!E141),\"\",InfoPro!E141)","v":""},{"$f":"IF(ISBLANK(InfoPro!F141),\"\",InfoPro!F141)","v":""},{"$f":"IF(ISBLANK(InfoPro!I141),\"\",YEAR(InfoPro!I141)-$H$3)","v":""},{"$f":"IF(B149=\"\",\"\",VLOOKUP(D149,Tablas!$B$2:$E$13,2,FALSE))","v":""},{"$f":"IF(B149=\"\",\"\",VLOOKUP(D149,Tablas!$B$2:$H$13,7,FALSE))","v":""},"","","","","","","","","","","","","","","","","","",""]
[{"$f":"IF(ISBLANK(InfoPro!A142),\"\",InfoPro!A142)","v":""},{"$f":"IF(ISBLANK(InfoPro!B142),\"\",InfoPro!B142)","v":""},{"$f":"IF(ISBLANK(InfoPro!E142),\"\",InfoPro!E142)","v":""},{"$f":"IF(ISBLANK(InfoPro!F142),\"\",InfoPro!F142)","v":""},{"$f":"IF(ISBLANK(InfoPro!I142),\"\",YEAR(InfoPro!I142)-$H$3)","v":""},{"$f":"IF(B150=\"\",\"\",VLOOKUP(D150,Tablas!$B$2:$E$13,2,FALSE))","v":""},{"$f":"IF(B150=\"\",\"\",VLOOKUP(D150,Tablas!$B$2:$H$13,7,FALSE))","v":""},"","","","","","","","","","","","","","","","","","",""]
[{"$f":"IF(ISBLANK(InfoPro!A143),\"\",InfoPro!A143)","v":""},{"$f":"IF(ISBLANK(InfoPro!B143),\"\",InfoPro!B143)","v":""},{"$f":"IF(ISBLANK(InfoPro!E143),\"\",InfoPro!E143)","v":""},{"$f":"IF(ISBLANK(InfoPro!F143),\"\",InfoPro!F143)","v":""},{"$f":"IF(ISBLANK(InfoPro!I143),\"\",YEAR(InfoPro!I143)-$H$3)","v":""},{"$f":"IF(B151=\"\",\"\",VLOOKUP(D151,Tablas!$B$2:$E$13,2,FALSE))","v":""},{"$f":"IF(B151=\"\",\"\",VLOOKUP(D151,Tablas!$B$2:$H$13,7,FALSE))","v":""},"","","","","","","","","","","","","","","","","","",""]
[{"$f":"IF(ISBLANK(InfoPro!A144),\"\",InfoPro!A144)","v":""},{"$f":"IF(ISBLANK(InfoPro!B144),\"\",InfoPro!B144)","v":""},{"$f":"IF(ISBLANK(InfoPro!E144),\"\",InfoPro!E144)","v":""},{"$f":"IF(ISBLANK(InfoPro!F144),\"\",InfoPro!F144)","v":""},{"$f":"IF(ISBLANK(InfoPro!I144),\"\",YEAR(InfoPro!I144)-$H$3)","v":""},{"$f":"IF(B152=\"\",\"\",VLOOKUP(D152,Tablas!$B$2:$E$13,2,FALSE))","v":""},{"$f":"IF(B152=\"\",\"\",VLOOKUP(D152,Tablas!$B$2:$H$13,7,FALSE))","v":""},"","","","","","","","","","","","","","","","","","",""]
[{"$f":"IF(ISBLANK(InfoPro!A145),\"\",InfoPro!A145)","v":""},{"$f":"IF(ISBLANK(InfoPro!B145),\"\",InfoPro!B145)","v":""},{"$f":"IF(ISBLANK(InfoPro!E145),\"\",InfoPro!E145)","v":""},{"$f":"IF(ISBLANK(InfoPro!F145),\"\",InfoPro!F145)","v":""},{"$f":"IF(ISBLANK(InfoPro!I145),\"\",YEAR(InfoPro!I145)-$H$3)","v":""},{"$f":"IF(B153=\"\",\"\",VLOOKUP(D153,Tablas!$B$2:$E$13,2,FALSE))","v":""},{"$f":"IF(B153=\"\",\"\",VLOOKUP(D153,Tablas!$B$2:$H$13,7,FALSE))","v":""},"","","","","","","","","","","","","","","","","","",""]
[{"$f":"IF(ISBLANK(InfoPro!A146),\"\",InfoPro!A146)","v":""},{"$f":"IF(ISBLANK(InfoPro!B146),\"\",InfoPro!B146)","v":""},{"$f":"IF(ISBLANK(InfoPro!E146),\"\",InfoPro!E146)","v":""},{"$f":"IF(ISBLANK(InfoPro!F146),\"\",InfoPro!F146)","v":""},{"$f":"IF(ISBLANK(InfoPro!I146),\"\",YEAR(InfoPro!I146)-$H$3)","v":""},{"$f":"IF(B154=\"\",\"\",VLOOKUP(D154,Tablas!$B$2:$E$13,2,FALSE))","v":""},{"$f":"IF(B154=\"\",\"\",VLOOKUP(D154,Tablas!$B$2:$H$13,7,FALSE))","v":""},"","","","","","","","","","","","","","","","","","",""]
[{"$f":"IF(ISBLANK(InfoPro!A147),\"\",InfoPro!A147)","v":""},{"$f":"IF(ISBLANK(InfoPro!B147),\"\",InfoPro!B147)","v":""},{"$f":"IF(ISBLANK(InfoPro!E147),\"\",InfoPro!E147)","v":""},{"$f":"IF(ISBLANK(InfoPro!F147),\"\",InfoPro!F147)","v":""},{"$f":"IF(ISBLANK(InfoPro!I147),\"\",YEAR(InfoPro!I147)-$H$3)","v":""},{"$f":"IF(B155=\"\",\"\",VLOOKUP(D155,Tablas!$B$2:$E$13,2,FALSE))","v":""},{"$f":"IF(B155=\"\",\"\",VLOOKUP(D155,Tablas!$B$2:$H$13,7,FALSE))","v":""},"","","","","","","","","","","","","","","","","","",""]
[{"$f":"IF(ISBLANK(InfoPro!A148),\"\",InfoPro!A148)","v":""},{"$f":"IF(ISBLANK(InfoPro!B148),\"\",InfoPro!B148)","v":""},{"$f":"IF(ISBLANK(InfoPro!E148),\"\",InfoPro!E148)","v":""},{"$f":"IF(ISBLANK(InfoPro!F148),\"\",InfoPro!F148)","v":""},{"$f":"IF(ISBLANK(InfoPro!I148),\"\",YEAR(InfoPro!I148)-$H$3)","v":""},{"$f":"IF(B156=\"\",\"\",VLOOKUP(D156,Tablas!$B$2:$E$13,2,FALSE))","v":""},{"$f":"IF(B156=\"\",\"\",VLOOKUP(D156,Tablas!$B$2:$H$13,7,FALSE))","v":""},"","","","","","","","","","","","","","","","","","",""]
[{"$f":"IF(ISBLANK(InfoPro!A149),\"\",InfoPro!A149)","v":""},{"$f":"IF(ISBLANK(InfoPro!B149),\"\",InfoPro!B149)","v":""},{"$f":"IF(ISBLANK(InfoPro!E149),\"\",InfoPro!E149)","v":""},{"$f":"IF(ISBLANK(InfoPro!F149),\"\",InfoPro!F149)","v":""},{"$f":"IF(ISBLANK(InfoPro!I149),\"\",YEAR(InfoPro!I149)-$H$3)","v":""},{"$f":"IF(B157=\"\",\"\",VLOOKUP(D157,Tablas!$B$2:$E$13,2,FALSE))","v":""},{"$f":"IF(B157=\"\",\"\",VLOOKUP(D157,Tablas!$B$2:$H$13,7,FALSE))","v":""},"","","","","","","","","","","","","","","","","","",""]
[{"$f":"IF(ISBLANK(InfoPro!A150),\"\",InfoPro!A150)","v":""},{"$f":"IF(ISBLANK(InfoPro!B150),\"\",InfoPro!B150)","v":""},{"$f":"IF(ISBLANK(InfoPro!E150),\"\",InfoPro!E150)","v":""},{"$f":"IF(ISBLANK(InfoPro!F150),\"\",InfoPro!F150)","v":""},{"$f":"IF(ISBLANK(InfoPro!I150),\"\",YEAR(InfoPro!I150)-$H$3)","v":""},{"$f":"IF(B158=\"\",\"\",VLOOKUP(D158,Tablas!$B$2:$E$13,2,FALSE))","v":""},{"$f":"IF(B158=\"\",\"\",VLOOKUP(D158,Tablas!$B$2:$H$13,7,FALSE))","v":""},"","","","","","","","","","","","","","","","","","",""]
[{"$f":"IF(ISBLANK(InfoPro!A151),\"\",InfoPro!A151)","v":""},{"$f":"IF(ISBLANK(InfoPro!B151),\"\",InfoPro!B151)","v":""},{"$f":"IF(ISBLANK(InfoPro!E151),\"\",InfoPro!E151)","v":""},{"$f":"IF(ISBLANK(InfoPro!F151),\"\",InfoPro!F151)","v":""},{"$f":"IF(ISBLANK(InfoPro!I151),\"\",YEAR(InfoPro!I151)-$H$3)","v":""},{"$f":"IF(B159=\"\",\"\",VLOOKUP(D159,Tablas!$B$2:$E$13,2,FALSE))","v":""},{"$f":"IF(B159=\"\",\"\",VLOOKUP(D159,Tablas!$B$2:$H$13,7,FALSE))","v":""},"","","","","","","","","","","","","","","","","","",""]
[{"$f":"IF(ISBLANK(InfoPro!A152),\"\",InfoPro!A152)","v":""},{"$f":"IF(ISBLANK(InfoPro!B152),\"\",InfoPro!B152)","v":""},{"$f":"IF(ISBLANK(InfoPro!E152),\"\",InfoPro!E152)","v":""},{"$f":"IF(ISBLANK(InfoPro!F152),\"\",InfoPro!F152)","v":""},{"$f":"IF(ISBLANK(InfoPro!I152),\"\",YEAR(InfoPro!I152)-$H$3)","v":""},{"$f":"IF(B160=\"\",\"\",VLOOKUP(D160,Tablas!$B$2:$E$13,2,FALSE))","v":""},{"$f":"IF(B160=\"\",\"\",VLOOKUP(D160,Tablas!$B$2:$H$13,7,FALSE))","v":""},"","","","","","","","","","","","","","","","","","",""]
[{"$f":"IF(ISBLANK(InfoPro!A153),\"\",InfoPro!A153)","v":""},{"$f":"IF(ISBLANK(InfoPro!B153),\"\",InfoPro!B153)","v":""},{"$f":"IF(ISBLANK(InfoPro!E153),\"\",InfoPro!E153)","v":""},{"$f":"IF(ISBLANK(InfoPro!F153),\"\",InfoPro!F153)","v":""},{"$f":"IF(ISBLANK(InfoPro!I153),\"\",YEAR(InfoPro!I153)-$H$3)","v":""},{"$f":"IF(B161=\"\",\"\",VLOOKUP(D161,Tablas!$B$2:$E$13,2,FALSE))","v":""},{"$f":"IF(B161=\"\",\"\",VLOOKUP(D161,Tablas!$B$2:$H$13,7,FALSE))","v":""},"","","","","","","","","","","","","","","","","","",""]
[{"$f":"IF(ISBLANK(InfoPro!A154),\"\",InfoPro!A154)","v":""},{"$f":"IF(ISBLANK(InfoPro!B154),\"\",InfoPro!B154)","v":""},{"$f":"IF(ISBLANK(InfoPro!E154),\"\",InfoPro!E154)","v":""},{"$f":"IF(ISBLANK(InfoPro!F154),\"\",InfoPro!F154)","v":""},{"$f":"IF(ISBLANK(InfoPro!I154),\"\",YEAR(InfoPro!I154)-$H$3)","v":""},{"$f":"IF(B162=\"\",\"\",VLOOKUP(D162,Tablas!$B$2:$E$13,2,FALSE))","v":""},{"$f":"IF(B162=\"\",\"\",VLOOKUP(D162,Tablas!$B$2:$H$13,7,FALSE))","v":""},"","","","","","","","","","","","","","","","","","",""]
[{"$f":"IF(ISBLANK(InfoPro!A155),\"\",InfoPro!A155)","v":""},{"$f":"IF(ISBLANK(InfoPro!B155),\"\",InfoPro!B155)","v":""},{"$f":"IF(ISBLANK(InfoPro!E155),\"\",InfoPro!E155)","v":""},{"$f":"IF(ISBLANK(InfoPro!F155),\"\",InfoPro!F155)","v":""},{"$f":"IF(ISBLANK(InfoPro!I155),\"\",YEAR(InfoPro!I155)-$H$3)","v":""},{"$f":"IF(B163=\"\",\"\",VLOOKUP(D163,Tablas!$B$2:$E$13,2,FALSE))","v":""},{"$f":"IF(B163=\"\",\"\",VLOOKUP(D163,Tablas!$B$2:$H$13,7,FALSE))","v":""},"","","","","","","","","","","","","","","","","","",""]
[{"$f":"IF(ISBLANK(InfoPro!A156),\"\",InfoPro!A156)","v":""},{"$f":"IF(ISBLANK(InfoPro!B156),\"\",InfoPro!B156)","v":""},{"$f":"IF(ISBLANK(InfoPro!E156),\"\",InfoPro!E156)","v":""},{"$f":"IF(ISBLANK(InfoPro!F156),\"\",InfoPro!F156)","v":""},{"$f":"IF(ISBLANK(InfoPro!I156),\"\",YEAR(InfoPro!I156)-$H$3)","v":""},{"$f":"IF(B164=\"\",\"\",VLOOKUP(D164,Tablas!$B$2:$E$13,2,FALSE))","v":""},{"$f":"IF(B164=\"\",\"\",VLOOKUP(D164,Tablas!$B$2:$H$13,7,FALSE))","v":""},"","","","","","","","","","","","","","","","","","",""]
[{"$f":"IF(ISBLANK(InfoPro!A157),\"\",InfoPro!A157)","v":""},{"$f":"IF(ISBLANK(InfoPro!B157),\"\",InfoPro!B157)","v":""},{"$f":"IF(ISBLANK(InfoPro!E157),\"\",InfoPro!E157)","v":""},{"$f":"IF(ISBLANK(InfoPro!F157),\"\",InfoPro!F157)","v":""},{"$f":"IF(ISBLANK(InfoPro!I157),\"\",YEAR(InfoPro!I157)-$H$3)","v":""},{"$f":"IF(B165=\"\",\"\",VLOOKUP(D165,Tablas!$B$2:$E$13,2,FALSE))","v":""},{"$f":"IF(B165=\"\",\"\",VLOOKUP(D165,Tablas!$B$2:$H$13,7,FALSE))","v":""},"","",{"$f":"IF($I165=\"\",\"\",(1/(1+$C$3)^(J$6+$E165))*$I165*$C$2*$H165)","v":""},"","","","","","","","","","","","","","","",""]
[{"$f":"IF(ISBLANK(InfoPro!A158),\"\",InfoPro!A158)","v":""},{"$f":"IF(ISBLANK(InfoPro!B158),\"\",InfoPro!B158)","v":""},{"$f":"IF(ISBLANK(InfoPro!E158),\"\",InfoPro!E158)","v":""},{"$f":"IF(ISBLANK(InfoPro!F158),\"\",InfoPro!F158)","v":""},{"$f":"IF(ISBLANK(InfoPro!I158),\"\",YEAR(InfoPro!I158)-$H$3)","v":""},{"$f":"IF(B166=\"\",\"\",VLOOKUP(D166,Tablas!$B$2:$E$13,2,FALSE))","v":""},{"$f":"IF(B166=\"\",\"\",VLOOKUP(D166,Tablas!$B$2:$H$13,7,FALSE))","v":""},"","","","","","","","","","","","","","","","","","",""]
[{"$f":"IF(ISBLANK(InfoPro!A159),\"\",InfoPro!A159)","v":""},{"$f":"IF(ISBLANK(InfoPro!B159),\"\",InfoPro!B159)","v":""},{"$f":"IF(ISBLANK(InfoPro!E159),\"\",InfoPro!E159)","v":""},{"$f":"IF(ISBLANK(InfoPro!F159),\"\",InfoPro!F159)","v":""},{"$f":"IF(ISBLANK(InfoPro!I159),\"\",YEAR(InfoPro!I159)-$H$3)","v":""},{"$f":"IF(B167=\"\",\"\",VLOOKUP(D167,Tablas!$B$2:$E$13,2,FALSE))","v":""},{"$f":"IF(B167=\"\",\"\",VLOOKUP(D167,Tablas!$B$2:$H$13,7,FALSE))","v":""},"","","","","","","","","","","","","","","","","","",""]
[{"$f":"IF(ISBLANK(InfoPro!A160),\"\",InfoPro!A160)","v":""},{"$f":"IF(ISBLANK(InfoPro!B160),\"\",InfoPro!B160)","v":""},{"$f":"IF(ISBLANK(InfoPro!E160),\"\",InfoPro!E160)","v":""},{"$f":"IF(ISBLANK(InfoPro!F160),\"\",InfoPro!F160)","v":""},{"$f":"IF(ISBLANK(InfoPro!I160),\"\",YEAR(InfoPro!I160)-$H$3)","v":""},{"$f":"IF(B168=\"\",\"\",VLOOKUP(D168,Tablas!$B$2:$E$13,2,FALSE))","v":""},{"$f":"IF(B168=\"\",\"\",VLOOKUP(D168,Tablas!$B$2:$H$13,7,FALSE))","v":""},"","","","","","","","","","","","","","","","","","",""]
[{"$f":"IF(ISBLANK(InfoPro!A161),\"\",InfoPro!A161)","v":""},{"$f":"IF(ISBLANK(InfoPro!B161),\"\",InfoPro!B161)","v":""},{"$f":"IF(ISBLANK(InfoPro!E161),\"\",InfoPro!E161)","v":""},{"$f":"IF(ISBLANK(InfoPro!F161),\"\",InfoPro!F161)","v":""},{"$f":"IF(ISBLANK(InfoPro!I161),\"\",YEAR(InfoPro!I161)-$H$3)","v":""},{"$f":"IF(B169=\"\",\"\",VLOOKUP(D169,Tablas!$B$2:$E$13,2,FALSE))","v":""},{"$f":"IF(B169=\"\",\"\",VLOOKUP(D169,Tablas!$B$2:$H$13,7,FALSE))","v":""},"","","","","","","","","","","","","","","","","","",""]
[{"$f":"IF(ISBLANK(InfoPro!A162),\"\",InfoPro!A162)","v":""},{"$f":"IF(ISBLANK(InfoPro!B162),\"\",InfoPro!B162)","v":""},{"$f":"IF(ISBLANK(InfoPro!E162),\"\",InfoPro!E162)","v":""},{"$f":"IF(ISBLANK(InfoPro!F162),\"\",InfoPro!F162)","v":""},{"$f":"IF(ISBLANK(InfoPro!I162),\"\",YEAR(InfoPro!I162)-$H$3)","v":""},{"$f":"IF(B170=\"\",\"\",VLOOKUP(D170,Tablas!$B$2:$E$13,2,FALSE))","v":""},{"$f":"IF(B170=\"\",\"\",VLOOKUP(D170,Tablas!$B$2:$H$13,7,FALSE))","v":""},"","","","","","","","","","","","","","","","","","",""]
[{"$f":"IF(ISBLANK(InfoPro!A163),\"\",InfoPro!A163)","v":""},{"$f":"IF(ISBLANK(InfoPro!B163),\"\",InfoPro!B163)","v":""},{"$f":"IF(ISBLANK(InfoPro!E163),\"\",InfoPro!E163)","v":""},{"$f":"IF(ISBLANK(InfoPro!F163),\"\",InfoPro!F163)","v":""},{"$f":"IF(ISBLANK(InfoPro!I163),\"\",YEAR(InfoPro!I163)-$H$3)","v":""},{"$f":"IF(B171=\"\",\"\",VLOOKUP(D171,Tablas!$B$2:$E$13,2,FALSE))","v":""},{"$f":"IF(B171=\"\",\"\",VLOOKUP(D171,Tablas!$B$2:$H$13,7,FALSE))","v":""},"","","","","","","","","","","","","","","","","","",""]
[{"$f":"IF(ISBLANK(InfoPro!A164),\"\",InfoPro!A164)","v":""},{"$f":"IF(ISBLANK(InfoPro!B164),\"\",InfoPro!B164)","v":""},{"$f":"IF(ISBLANK(InfoPro!E164),\"\",InfoPro!E164)","v":""},{"$f":"IF(ISBLANK(InfoPro!F164),\"\",InfoPro!F164)","v":""},{"$f":"IF(ISBLANK(InfoPro!I164),\"\",YEAR(InfoPro!I164)-$H$3)","v":""},{"$f":"IF(B172=\"\",\"\",VLOOKUP(D172,Tablas!$B$2:$E$13,2,FALSE))","v":""},{"$f":"IF(B172=\"\",\"\",VLOOKUP(D172,Tablas!$B$2:$H$13,7,FALSE))","v":""},{"$f":"IF(B172=\"\",\"\",($C$2-(G172))/$C$2)","v":""},{"$f":"IF(C172=\"\",\"\",+C172*F172*24*365)","v":""},"","","","","","","","","","","","","","","",{"$f":"IF(X172=\"\",\"\",SUM(J172:X172))","v":""},{"$f":"IF(C172=0,0,IF(Y172=\"\",\"\",Y172/(C172*1000)))","v":""}]
[{"$f":"IF(ISBLANK(InfoPro!A165),\"\",InfoPro!A165)","v":""},{"$f":"IF(ISBLANK(InfoPro!B165),\"\",InfoPro!B165)","v":""},{"$f":"IF(ISBLANK(InfoPro!E165),\"\",InfoPro!E165)","v":""},{"$f":"IF(ISBLANK(InfoPro!F165),\"\",InfoPro!F165)","v":""},{"$f":"IF(ISBLANK(InfoPro!I165),\"\",YEAR(InfoPro!I165)-$H$3)","v":""},{"$f":"IF(B173=\"\",\"\",VLOOKUP(D173,Tablas!$B$2:$E$13,2,FALSE))","v":""},{"$f":"IF(B173=\"\",\"\",VLOOKUP(D173,Tablas!$B$2:$H$13,7,FALSE))","v":""},"","","","","","","","","","","","","","","","","","",""]
[{"$f":"IF(ISBLANK(InfoPro!A166),\"\",InfoPro!A166)","v":""},{"$f":"IF(ISBLANK(InfoPro!B166),\"\",InfoPro!B166)","v":""},{"$f":"IF(ISBLANK(InfoPro!E166),\"\",InfoPro!E166)","v":""},{"$f":"IF(ISBLANK(InfoPro!F166),\"\",InfoPro!F166)","v":""},{"$f":"IF(ISBLANK(InfoPro!I166),\"\",YEAR(InfoPro!I166)-$H$3)","v":""},{"$f":"IF(B174=\"\",\"\",VLOOKUP(D174,Tablas!$B$2:$E$13,2,FALSE))","v":""},{"$f":"IF(B174=\"\",\"\",VLOOKUP(D174,Tablas!$B$2:$H$13,7,FALSE))","v":""},"","","","","","","","","","","","","","","","","","",""]
[{"$f":"IF(ISBLANK(InfoPro!A167),\"\",InfoPro!A167)","v":""},{"$f":"IF(ISBLANK(InfoPro!B167),\"\",InfoPro!B167)","v":""},{"$f":"IF(ISBLANK(InfoPro!E167),\"\",InfoPro!E167)","v":""},{"$f":"IF(ISBLANK(InfoPro!F167),\"\",InfoPro!F167)","v":""},{"$f":"IF(ISBLANK(InfoPro!I167),\"\",YEAR(InfoPro!I167)-$H$3)","v":""},{"$f":"IF(B175=\"\",\"\",VLOOKUP(D175,Tablas!$B$2:$E$13,2,FALSE))","v":""},{"$f":"IF(B175=\"\",\"\",VLOOKUP(D175,Tablas!$B$2:$H$13,7,FALSE))","v":""},"","","","","","","","","","","","","","","","","","",""]
[{"$f":"IF(ISBLANK(InfoPro!A168),\"\",InfoPro!A168)","v":""},{"$f":"IF(ISBLANK(InfoPro!B168),\"\",InfoPro!B168)","v":""},{"$f":"IF(ISBLANK(InfoPro!E168),\"\",InfoPro!E168)","v":""},{"$f":"IF(ISBLANK(InfoPro!F168),\"\",InfoPro!F168)","v":""},{"$f":"IF(ISBLANK(InfoPro!I168),\"\",YEAR(InfoPro!I168)-$H$3)","v":""},{"$f":"IF(B176=\"\",\"\",VLOOKUP(D176,Tablas!$B$2:$E$13,2,FALSE))","v":""},{"$f":"IF(B176=\"\",\"\",VLOOKUP(D176,Tablas!$B$2:$H$13,7,FALSE))","v":""},"","","","","","","","","","","","","","","","","","",""]
[{"$f":"IF(ISBLANK(InfoPro!A169),\"\",InfoPro!A169)","v":""},{"$f":"IF(ISBLANK(InfoPro!B169),\"\",InfoPro!B169)","v":""},{"$f":"IF(ISBLANK(InfoPro!E169),\"\",InfoPro!E169)","v":""},{"$f":"IF(ISBLANK(InfoPro!F169),\"\",InfoPro!F169)","v":""},{"$f":"IF(ISBLANK(InfoPro!I169),\"\",YEAR(InfoPro!I169)-$H$3)","v":""},{"$f":"IF(B177=\"\",\"\",VLOOKUP(D177,Tablas!$B$2:$E$13,2,FALSE))","v":""},{"$f":"IF(B177=\"\",\"\",VLOOKUP(D177,Tablas!$B$2:$H$13,7,FALSE))","v":""},"","","","","","","","","","","","","","","","","","",""]
[{"$f":"IF(ISBLANK(InfoPro!A170),\"\",InfoPro!A170)","v":""},{"$f":"IF(ISBLANK(InfoPro!B170),\"\",InfoPro!B170)","v":""},{"$f":"IF(ISBLANK(InfoPro!E170),\"\",InfoPro!E170)","v":""},{"$f":"IF(ISBLANK(InfoPro!F170),\"\",InfoPro!F170)","v":""},{"$f":"IF(ISBLANK(InfoPro!I170),\"\",YEAR(InfoPro!I170)-$H$3)","v":""},{"$f":"IF(B178=\"\",\"\",VLOOKUP(D178,Tablas!$B$2:$E$13,2,FALSE))","v":""},{"$f":"IF(B178=\"\",\"\",VLOOKUP(D178,Tablas!$B$2:$H$13,7,FALSE))","v":""},"","","","","","","","","","","","","","","","","","",""]
[{"$f":"IF(ISBLANK(InfoPro!A171),\"\",InfoPro!A171)","v":""},{"$f":"IF(ISBLANK(InfoPro!B171),\"\",InfoPro!B171)","v":""},{"$f":"IF(ISBLANK(InfoPro!E171),\"\",InfoPro!E171)","v":""},{"$f":"IF(ISBLANK(InfoPro!F171),\"\",InfoPro!F171)","v":""},{"$f":"IF(ISBLANK(InfoPro!I171),\"\",YEAR(InfoPro!I171)-$H$3)","v":""},{"$f":"IF(B179=\"\",\"\",VLOOKUP(D179,Tablas!$B$2:$E$13,2,FALSE))","v":""},{"$f":"IF(B179=\"\",\"\",VLOOKUP(D179,Tablas!$B$2:$H$13,7,FALSE))","v":""},"","","","","","","","","","","","","","","","","","",""]
[{"$f":"IF(ISBLANK(InfoPro!A172),\"\",InfoPro!A172)","v":""},{"$f":"IF(ISBLANK(InfoPro!B172),\"\",InfoPro!B172)","v":""},{"$f":"IF(ISBLANK(InfoPro!E172),\"\",InfoPro!E172)","v":""},{"$f":"IF(ISBLANK(InfoPro!F172),\"\",InfoPro!F172)","v":""},{"$f":"IF(ISBLANK(InfoPro!I172),\"\",YEAR(InfoPro!I172)-$H$3)","v":""},{"$f":"IF(B180=\"\",\"\",VLOOKUP(D180,Tablas!$B$2:$E$13,2,FALSE))","v":""},{"$f":"IF(B180=\"\",\"\",VLOOKUP(D180,Tablas!$B$2:$H$13,7,FALSE))","v":""},"","","","","","","","","","","","","","","","","","",""]
[{"$f":"IF(ISBLANK(InfoPro!A173),\"\",InfoPro!A173)","v":""},{"$f":"IF(ISBLANK(InfoPro!B173),\"\",InfoPro!B173)","v":""},{"$f":"IF(ISBLANK(InfoPro!E173),\"\",InfoPro!E173)","v":""},{"$f":"IF(ISBLANK(InfoPro!F173),\"\",InfoPro!F173)","v":""},{"$f":"IF(ISBLANK(InfoPro!I173),\"\",YEAR(InfoPro!I173)-$H$3)","v":""},{"$f":"IF(B181=\"\",\"\",VLOOKUP(D181,Tablas!$B$2:$E$13,2,FALSE))","v":""},{"$f":"IF(B181=\"\",\"\",VLOOKUP(D181,Tablas!$B$2:$H$13,7,FALSE))","v":""},"","","","","","","","","","","","","","","","","","",""]
[{"$f":"IF(ISBLANK(InfoPro!A174),\"\",InfoPro!A174)","v":""},{"$f":"IF(ISBLANK(InfoPro!B174),\"\",InfoPro!B174)","v":""},{"$f":"IF(ISBLANK(InfoPro!E174),\"\",InfoPro!E174)","v":""},{"$f":"IF(ISBLANK(InfoPro!F174),\"\",InfoPro!F174)","v":""},{"$f":"IF(ISBLANK(InfoPro!I174),\"\",YEAR(InfoPro!I174)-$H$3)","v":""},{"$f":"IF(B182=\"\",\"\",VLOOKUP(D182,Tablas!$B$2:$E$13,2,FALSE))","v":""},{"$f":"IF(B182=\"\",\"\",VLOOKUP(D182,Tablas!$B$2:$H$13,7,FALSE))","v":""},"","",{"$f":"IF($I182=\"\",\"\",(1/(1+$C$3)^(J$6+$E182))*$I182*$C$2*$H182)","v":""},"","","","","","","","","","","","","","","",""]
[{"$f":"IF(ISBLANK(InfoPro!A175),\"\",InfoPro!A175)","v":""},{"$f":"IF(ISBLANK(InfoPro!B175),\"\",InfoPro!B175)","v":""},{"$f":"IF(ISBLANK(InfoPro!E175),\"\",InfoPro!E175)","v":""},{"$f":"IF(ISBLANK(InfoPro!F175),\"\",InfoPro!F175)","v":""},{"$f":"IF(ISBLANK(InfoPro!I175),\"\",YEAR(InfoPro!I175)-$H$3)","v":""},{"$f":"IF(B183=\"\",\"\",VLOOKUP(D183,Tablas!$B$2:$E$13,2,FALSE))","v":""},{"$f":"IF(B183=\"\",\"\",VLOOKUP(D183,Tablas!$B$2:$H$13,7,FALSE))","v":""},"","","","","","","","","","","","","","","","","","",""]
[{"$f":"IF(ISBLANK(InfoPro!A176),\"\",InfoPro!A176)","v":""},{"$f":"IF(ISBLANK(InfoPro!B176),\"\",InfoPro!B176)","v":""},{"$f":"IF(ISBLANK(InfoPro!E176),\"\",InfoPro!E176)","v":""},{"$f":"IF(ISBLANK(InfoPro!F176),\"\",InfoPro!F176)","v":""},{"$f":"IF(ISBLANK(InfoPro!I176),\"\",YEAR(InfoPro!I176)-$H$3)","v":""},{"$f":"IF(B184=\"\",\"\",VLOOKUP(D184,Tablas!$B$2:$E$13,2,FALSE))","v":""},{"$f":"IF(B184=\"\",\"\",VLOOKUP(D184,Tablas!$B$2:$H$13,7,FALSE))","v":""},"","","","","","","","","","","","","","","","","","",""]
[{"$f":"IF(ISBLANK(InfoPro!A177),\"\",InfoPro!A177)","v":""},{"$f":"IF(ISBLANK(InfoPro!B177),\"\",InfoPro!B177)","v":""},{"$f":"IF(ISBLANK(InfoPro!E177),\"\",InfoPro!E177)","v":""},{"$f":"IF(ISBLANK(InfoPro!F177),\"\",InfoPro!F177)","v":""},{"$f":"IF(ISBLANK(InfoPro!I177),\"\",YEAR(InfoPro!I177)-$H$3)","v":""},{"$f":"IF(B185=\"\",\"\",VLOOKUP(D185,Tablas!$B$2:$E$13,2,FALSE))","v":""},{"$f":"IF(B185=\"\",\"\",VLOOKUP(D185,Tablas!$B$2:$H$13,7,FALSE))","v":""},"","","","","","","","","","","","","","","","","","",""]
[{"$f":"IF(ISBLANK(InfoPro!A178),\"\",InfoPro!A178)","v":""},{"$f":"IF(ISBLANK(InfoPro!B178),\"\",InfoPro!B178)","v":""},{"$f":"IF(ISBLANK(InfoPro!E178),\"\",InfoPro!E178)","v":""},{"$f":"IF(ISBLANK(InfoPro!F178),\"\",InfoPro!F178)","v":""},{"$f":"IF(ISBLANK(InfoPro!I178),\"\",YEAR(InfoPro!I178)-$H$3)","v":""},{"$f":"IF(B186=\"\",\"\",VLOOKUP(D186,Tablas!$B$2:$E$13,2,FALSE))","v":""},{"$f":"IF(B186=\"\",\"\",VLOOKUP(D186,Tablas!$B$2:$H$13,7,FALSE))","v":""},"","","","","","","","","","","","","","","","","","",""]
[{"$f":"IF(ISBLANK(InfoPro!A179),\"\",InfoPro!A179)","v":""},{"$f":"IF(ISBLANK(InfoPro!B179),\"\",InfoPro!B179)","v":""},{"$f":"IF(ISBLANK(InfoPro!E179),\"\",InfoPro!E179)","v":""},{"$f":"IF(ISBLANK(InfoPro!F179),\"\",InfoPro!F179)","v":""},{"$f":"IF(ISBLANK(InfoPro!I179),\"\",YEAR(InfoPro!I179)-$H$3)","v":""},{"$f":"IF(B187=\"\",\"\",VLOOKUP(D187,Tablas!$B$2:$E$13,2,FALSE))","v":""},{"$f":"IF(B187=\"\",\"\",VLOOKUP(D187,Tablas!$B$2:$H$13,7,FALSE))","v":""},"","","","","","","","","","","","","","","","","","",""]
[{"$f":"IF(ISBLANK(InfoPro!A180),\"\",InfoPro!A180)","v":""},{"$f":"IF(ISBLANK(InfoPro!B180),\"\",InfoPro!B180)","v":""},{"$f":"IF(ISBLANK(InfoPro!E180),\"\",InfoPro!E180)","v":""},{"$f":"IF(ISBLANK(InfoPro!F180),\"\",InfoPro!F180)","v":""},{"$f":"IF(ISBLANK(InfoPro!I180),\"\",YEAR(InfoPro!I180)-$H$3)","v":""},{"$f":"IF(B188=\"\",\"\",VLOOKUP(D188,Tablas!$B$2:$E$13,2,FALSE))","v":""},{"$f":"IF(B188=\"\",\"\",VLOOKUP(D188,Tablas!$B$2:$H$13,7,FALSE))","v":""},"","","","","","","","","","","","","","","","","","",""]
[{"$f":"IF(ISBLANK(InfoPro!A181),\"\",InfoPro!A181)","v":""},{"$f":"IF(ISBLANK(InfoPro!B181),\"\",InfoPro!B181)","v":""},{"$f":"IF(ISBLANK(InfoPro!E181),\"\",InfoPro!E181)","v":""},{"$f":"IF(ISBLANK(InfoPro!F181),\"\",InfoPro!F181)","v":""},{"$f":"IF(ISBLANK(InfoPro!I181),\"\",YEAR(InfoPro!I181)-$H$3)","v":""},{"$f":"IF(B189=\"\",\"\",VLOOKUP(D189,Tablas!$B$2:$E$13,2,FALSE))","v":""},{"$f":"IF(B189=\"\",\"\",VLOOKUP(D189,Tablas!$B$2:$H$13,7,FALSE))","v":""},"","","","","","","","","","","","","","","","","","",""]
[{"$f":"IF(ISBLANK(InfoPro!A182),\"\",InfoPro!A182)","v":""},{"$f":"IF(ISBLANK(InfoPro!B182),\"\",InfoPro!B182)","v":""},{"$f":"IF(ISBLANK(InfoPro!E182),\"\",InfoPro!E182)","v":""},{"$f":"IF(ISBLANK(InfoPro!F182),\"\",InfoPro!F182)","v":""},{"$f":"IF(ISBLANK(InfoPro!I182),\"\",YEAR(InfoPro!I182)-$H$3)","v":""},{"$f":"IF(B190=\"\",\"\",VLOOKUP(D190,Tablas!$B$2:$E$13,2,FALSE))","v":""},{"$f":"IF(B190=\"\",\"\",VLOOKUP(D190,Tablas!$B$2:$H$13,7,FALSE))","v":""},"","","","","","","","","","","","","","","","","","",""]
[{"$f":"IF(ISBLANK(InfoPro!A183),\"\",InfoPro!A183)","v":""},{"$f":"IF(ISBLANK(InfoPro!B183),\"\",InfoPro!B183)","v":""},{"$f":"IF(ISBLANK(InfoPro!E183),\"\",InfoPro!E183)","v":""},{"$f":"IF(ISBLANK(InfoPro!F183),\"\",InfoPro!F183)","v":""},{"$f":"IF(ISBLANK(InfoPro!I183),\"\",YEAR(InfoPro!I183)-$H$3)","v":""},{"$f":"IF(B191=\"\",\"\",VLOOKUP(D191,Tablas!$B$2:$E$13,2,FALSE))","v":""},{"$f":"IF(B191=\"\",\"\",VLOOKUP(D191,Tablas!$B$2:$H$13,7,FALSE))","v":""},"","","","","","","","","","","","","","","","","","",""]
[{"$f":"IF(ISBLANK(InfoPro!A184),\"\",InfoPro!A184)","v":""},{"$f":"IF(ISBLANK(InfoPro!B184),\"\",InfoPro!B184)","v":""},{"$f":"IF(ISBLANK(InfoPro!E184),\"\",InfoPro!E184)","v":""},{"$f":"IF(ISBLANK(InfoPro!F184),\"\",InfoPro!F184)","v":""},{"$f":"IF(ISBLANK(InfoPro!I184),\"\",YEAR(InfoPro!I184)-$H$3)","v":""},{"$f":"IF(B192=\"\",\"\",VLOOKUP(D192,Tablas!$B$2:$E$13,2,FALSE))","v":""},{"$f":"IF(B192=\"\",\"\",VLOOKUP(D192,Tablas!$B$2:$H$13,7,FALSE))","v":""},"","","","","","","","","","","","","","","","","","",""]
[{"$f":"IF(ISBLANK(InfoPro!A185),\"\",InfoPro!A185)","v":""},{"$f":"IF(ISBLANK(InfoPro!B185),\"\",InfoPro!B185)","v":""},{"$f":"IF(ISBLANK(InfoPro!E185),\"\",InfoPro!E185)","v":""},{"$f":"IF(ISBLANK(InfoPro!F185),\"\",InfoPro!F185)","v":""},{"$f":"IF(ISBLANK(InfoPro!I185),\"\",YEAR(InfoPro!I185)-$H$3)","v":""},{"$f":"IF(B193=\"\",\"\",VLOOKUP(D193,Tablas!$B$2:$E$13,2,FALSE))","v":""},{"$f":"IF(B193=\"\",\"\",VLOOKUP(D193,Tablas!$B$2:$H$13,7,FALSE))","v":""},"","","","","","","","","","","","","","","","","","",""]
[{"$f":"IF(ISBLANK(InfoPro!A186),\"\",InfoPro!A186)","v":""},{"$f":"IF(ISBLANK(InfoPro!B186),\"\",InfoPro!B186)","v":""},{"$f":"IF(ISBLANK(InfoPro!E186),\"\",InfoPro!E186)","v":""},{"$f":"IF(ISBLANK(InfoPro!F186),\"\",InfoPro!F186)","v":""},{"$f":"IF(ISBLANK(InfoPro!I186),\"\",YEAR(InfoPro!I186)-$H$3)","v":""},{"$f":"IF(B194=\"\",\"\",VLOOKUP(D194,Tablas!$B$2:$E$13,2,FALSE))","v":""},{"$f":"IF(B194=\"\",\"\",VLOOKUP(D194,Tablas!$B$2:$H$13,7,FALSE))","v":""},"","","","","","","","","","","","","","","","","","",""]
[{"$f":"IF(ISBLANK(InfoPro!A187),\"\",InfoPro!A187)","v":""},{"$f":"IF(ISBLANK(InfoPro!B187),\"\",InfoPro!B187)","v":""},{"$f":"IF(ISBLANK(InfoPro!E187),\"\",InfoPro!E187)","v":""},{"$f":"IF(ISBLANK(InfoPro!F187),\"\",InfoPro!F187)","v":""},{"$f":"IF(ISBLANK(InfoPro!I187),\"\",YEAR(InfoPro!I187)-$H$3)","v":""},{"$f":"IF(B195=\"\",\"\",VLOOKUP(D195,Tablas!$B$2:$E$13,2,FALSE))","v":""},{"$f":"IF(B195=\"\",\"\",VLOOKUP(D195,Tablas!$B$2:$H$13,7,FALSE))","v":""},"","","","","","","","","","","","","","","","","","",""]

{"sheet":"EC-Per","index":6,"n_rows":195,"n_cols":23,"rows_kept":195,"cut":false,"hidden":false,"merged":[]}
[]
[null,"Precio promedio de bolsa",{"$f":"'EC-RP'!C2*1000","v":192057000},"COP/GWh"]
[null,"Tasa de descuento",0.11799999999999999,null,"Año de Referencia",2023]
[null,null,null,null,"Mínimo",{"$f":"MIN(W8:W400)","v":-500560.83871397265}]
[]
[null,null,null,null,null,null,0,1,2,3,4,5,6,7,8,9,10,11,12,13,14]
["Codigo","Nombre","capacidad","Tipo","Año de entrada","Pérdidas STN","Flujo Descontado 0","Flujo Descontado 1","Flujo Descontado 2","Flujo Descontado 3","Flujo Descontado 4","Flujo Descontado 5","Flujo Descontado 6","Flujo Descontado 7","Flujo Descontado 8","Flujo Descontado 9","Flujo Descontado 10","Flujo Descontado 11","Flujo Descontado 12","Flujo Descontado 13","Flujo Descontado 14","VPN","Beneficio/kW"]
[{"$f":"IF(ISBLANK(InfoPro!A2),\"\",InfoPro!A2)","v":"SC_7_A2"},{"$f":"IF(ISBLANK(InfoPro!B2),\"\",InfoPro!B2)","v":"PSFV TONCHALÁ 19.9MW"},{"$f":"IF(ISBLANK(InfoPro!E2),\"\",InfoPro!E2)","v":19.899999999999999},{"$f":"IF(ISBLANK(InfoPro!F2),\"\",InfoPro!F2)","v":"Solar FV"},{"$f":"IF(ISBLANK(InfoPro!I2),\"\",YEAR(InfoPro!I2)-$F$3)","v":3},{"$f":"IF(ISBLANK(InfoPro!P2),\"\",InfoPro!P2)","v":-9.4168979999999998},{"$f":"IF($F8=\"\",\"\",(1/(1+$C$3)^(G$6+$E8))*$F8*$C$2)","v":-1294233379.3257782},{"$f":"IF($F8=\"\",\"\",(1/(1+$C$3)^(H$6+$E8))*$F8*$C$2)","v":-1157632718.5382631},{"$f":"IF($F8=\"\",\"\",(1/(1+$C$3)^(I$6+$E8))*$F8*$C$2)","v":-1035449658.7998778},-926162485.50972962,-828410094.37364018,-740975039.69019699,-662768371.81591856,-592816074.9695158,-530246936.46647221,-474281696.30274791,-424223341.95236844,-379448427.50659084,-339399309.03988445,-303577199.49900216,-271535956.61806995,{"$f":"IF(U8=\"\",\"\",SUM(G8:U8))","v":-9961160690.4080563},{"$f":"IF(C8=0,0,IF(V8=\"\",\"\",V8/(C8*1000)))","v":-500560.83871397265}]
[{"$f":"IF(ISBLANK(InfoPro!A3),\"\",InfoPro!A3)","v":"SC_7_A1"},{"$f":"IF(ISBLANK(InfoPro!B3),\"\",InfoPro!B3)","v":"PSFV TONCHALÁ 19.9MW"},{"$f":"IF(ISBLANK(InfoPro!E3),\"\",InfoPro!E3)","v":19.899999999999999},{"$f":"IF(ISBLANK(InfoPro!F3),\"\",InfoPro!F3)","v":"Solar FV"},{"$f":"IF(ISBLANK(InfoPro!I3),\"\",YEAR(InfoPro!I3)-$F$3)","v":3},{"$f":"IF(ISBLANK(InfoPro!P3),\"\",InfoPro!P3)","v":-9.4168979999999998},-1294233379.3257782,-1157632718.5382631,-1035449658.7998778,-926162485.50972962,-828410094.37364018,-740975039.69019699,-662768371.81591856,-592816074.9695158,-530246936.46647221,-474281696.30274791,-424223341.95236844,-379448427.50659084,-339399309.03988445,-303577199.49900216,-271535956.61806995,{"$f":"IF(U9=\"\",\"\",SUM(G9:U9))","v":-9961160690.4080563},{"$f":"IF(C9=0,0,IF(V9=\"\",\"\",V9/(C9*1000)))","v":-500560.83871397265}]
[{"$f":"IF(ISBLANK(InfoPro!A4),\"\",InfoPro!A4)","v":"SC_38_A2"},{"$f":"IF(ISBLANK(InfoPro!B4),\"\",InfoPro!B4)","v":"SOLENERGY NORTE"},{"$f":"IF(ISBLANK(InfoPro!E4),\"\",InfoPro!E4)","v":40},{"$f":"IF(ISBLANK(InfoPro!F4),\"\",InfoPro!F4)","v":"Solar FV"},{"$f":"IF(ISBLANK(InfoPro!I4),\"\",YEAR(InfoPro!I4)-$F$3)","v":2},{"$f":"IF(ISBLANK(InfoPro!P4),\"\",InfoPro!P4)","v":-3.3729800000000001},-518275047.01085836,-463573387.30846012,-414645248.03976756,-370881259.42734134,-331736368.0029887,-296723048.3032099,-265405231.04043826,-237392872.12919345,-212337094.92772219,-189925845.19474262,-169880004.64646029,-151949914.71060851,-135912267.18301299,-121567323.06172898,-108736424.92104559,-3988941335.9075785,-99723.533397689462]
[{"$f":"IF(ISBLANK(InfoPro!A5),\"\",InfoPro!A5)","v":"SC_38_A1 \n"},{"$f":"IF(ISBLANK(InfoPro!B5),\"\",InfoPro!B5)","v":"SOLENERGY NORTE"},{"$f":"IF(ISBLANK(InfoPro!E5),\"\",InfoPro!E5)","v":40},{"$f":"IF(ISBLANK(InfoPro!F5),\"\",InfoPro!F5)","v":"Solar FV"},{"$f":"IF(ISBLANK(InfoPro!I5),\"\",YEAR(InfoPro!I5)-$F$3)","v":2},{"$f":"IF(ISBLANK(InfoPro!P5),\"\",InfoPro!P5)","v":-3.3729800000000001},-518275047.01085836,-463573387.30846012,-414645248.03976756,-370881259.42734134,-331736368.0029887,-296723048.3032099,-265405231.04043826,-237392872.12919345,-212337094.92772219,-189925845.19474262,-169880004.64646029,-151949914.71060851,-135912267.18301299,-121567323.06172898,-108736424.92104559,-3988941335.9075785,-99723.533397689462]
[{"$f":"IF(ISBLANK(InfoPro!A6),\"\",InfoPro!A6)","v":"SC_485_A2"},{"$f":"IF(ISBLANK(InfoPro!B6),\"\",InfoPro!B6)","v":"Pradera - 40 MW"},{"$f":"IF(ISBLANK(InfoPro!E6),\"\",InfoPro!E6)","v":40},{"$f":"IF(ISBLANK(InfoPro!F6),\"\",InfoPro!F6)","v":"Solar FV"},{"$f":"IF(ISBLANK(InfoPro!I6),\"\",YEAR(InfoPro!I6)-$F$3)","v":2},{"$f":"IF(ISBLANK(InfoPro!P6),\"\",InfoPro!P6)","v":-10.845421999999999},-1666452690.7667985,-1490565913.0293372,-1333243213.8008385,-1192525235.9578161,-1066659423.933646,-954078196.72061372,-853379424.61593354,-763308966.56165802,-682745050.59182286,-610684302.85494006,-546229251.21193206,-488577147.77453685,-437009971.17579323,-390885484.05706018,-349629234.39808595,-12825973507.450813,-320649.33768627036]
[{"$f":"IF(ISBLANK(InfoPro!A7),\"\",InfoPro!A7)","v":"SC_488_A2"},{"$f":"IF(ISBLANK(InfoPro!B7),\"\",InfoPro!B7)","v":"Frontera - 50 MW"},{"$f":"IF(ISBLANK(InfoPro!E7),\"\",InfoPro!E7)","v":50},{"$f":"IF(ISBLANK(InfoPro!F7),\"\",InfoPro!F7)","v":"Solar FV"},{"$f":"IF(ISBLANK(InfoPro!I7),\"\",YEAR(InfoPro!I7)-$F$3)","v":2},{"$f":"IF(ISBLANK(InfoPro!P7),\"\",InfoPro!P7)","v":-9.4168979999999998},-1446952918.0862198,-1294233379.3257782,-1157632718.5382631,-1035449658.7998778,-926162485.50972962,-828410094.37364018,-740975039.69019699,-662768371.81591856,-592816074.9695158,-530246936.46647221,-474281696.30274791,-424223341.95236844,-379448427.50659084,-339399309.03988445,-303577199.49900216,-11136577651.876205,-222731.55303752411]
[{"$f":"IF(ISBLANK(InfoPro!A8),\"\",InfoPro!A8)","v":"SC_488_A1 \n"},{"$f":"IF(ISBLANK(InfoPro!B8),\"\",InfoPro!B8)","v":"Frontera - 50 MW"},{"$f":"IF(ISBLANK(InfoPro!E8),\"\",InfoPro!E8)","v":50},{"$f":"IF(ISBLANK(InfoPro!F8),\"\",InfoPro!F8)","v":"Solar FV"},{"$f":"IF(ISBLANK(InfoPro!I8),\"\",YEAR(InfoPro!I8)-$F$3)","v":2},{"$f":"IF(ISBLANK(InfoPro!P8),\"\",InfoPro!P8)","v":-6.2891399999999997},-966357443.31655359,-864362650.55147934,-773132961.13728034,-691532165.59685183,-618543976.38358843,-553259370.64721692,-494865268.91522086,-442634408.6898219,-395916286.8424167,-354129057.99858391,-316752288.01304466,-283320472.28358197,-253417238.17851701,-226670159.37255549,-202746117.506758,-7437639865.4334717,-148752.79730866943]
[{"$f":"IF(ISBLANK(InfoPro!A9),\"\",InfoPro!A9)","v":"SC_485_A1"},{"$f":"IF(ISBLANK(InfoPro!B9),\"\",InfoPro!B9)","v":"Pradera - 40 MW"},{"$f":"IF(ISBLANK(InfoPro!E9),\"\",InfoPro!E9)","v":40},{"$f":"IF(ISBLANK(InfoPro!F9),\"\",InfoPro!F9)","v":"Solar FV"},{"$f":"IF(ISBLANK(InfoPro!I9),\"\",YEAR(InfoPro!I9)-$F$3)","v":2},{"$f":"IF(ISBLANK(InfoPro!P9),\"\",InfoPro!P9)","v":-10.838454},-1665382023.1294065,-1489608249.6685214,-1332386627.6104844,-1191759058.6855853,-1065974113.314477,-953465217.63370049,-852831142.78506303,-762818553.47501171,-682306398.45707667,-610291948.53048015,-545878308.166798,-488263245.22969419,-436729199.66877836,-390634346.75203794,-349404603.53491759,-12817733036.642029,-320443.3259160507]
[{"$f":"IF(ISBLANK(InfoPro!A10),\"\",InfoPro!A10)","v":"SC_767_A2"},{"$f":"IF(ISBLANK(InfoPro!B10),\"\",InfoPro!B10)","v":"Parque Solar Fotovoltaico Alcaraván"},{"$f":"IF(ISBLANK(InfoPro!E10),\"\",InfoPro!E10)","v":79.599999999999994},{"$f":"IF(ISBLANK(InfoPro!F10),\"\",InfoPro!F10)","v":"Solar FV"},{"$f":"IF(ISBLANK(InfoPro!I10),\"\",YEAR(InfoPro!I10)-$F$3)","v":2},{"$f":"IF(ISBLANK(InfoPro!P10),\"\",InfoPro!P10)","v":-8.92},-1370602084.6067443,-1225941041.6876068,-1096548337.8243353,-980812466.74806392,-877292009.61365283,-784697683.01757872,-701876281.7688539,-627796316.43010199,-561535166.75322175,-502267591.01361525,-449255448.13382411,-401838504.59197152,-359426211.62072587,-321490350.28687471,-287558452.85051399,-10548937946.947685,-132524.34606718196]
[{"$f":"IF(ISBLANK(InfoPro!A11),\"\",InfoPro!A11)","v":"SC_767_A1"},{"$f":"IF(ISBLANK(InfoPro!B11),\"\",InfoPro!B11)","v":"Parque Solar Fotovoltaico Alcaraván"},{"$f":"IF(ISBLANK(InfoPro!E11),\"\",InfoPro!E11)","v":79.599999999999994},{"$f":"IF(ISBLANK(InfoPro!F11),\"\",InfoPro!F11)","v":"Solar FV"},{"$f":"IF(ISBLANK(InfoPro!I11),\"\",YEAR(InfoPro!I11)-$F$3)","v":2},{"$f":"IF(ISBLANK(InfoPro!P11),\"\",InfoPro!P11)","v":-6.54},-1004903322.1219852,-898840180.78889561,-803971539.16716969,-719115866.87582254,-643216338.88714015,-575327673.4232024,-514604359.05474275,-460290124.37812406,-411708519.12175679,-368254489.37545341,-329386842.01740021,-294621504.48783559,-263525495.96407482,-235711534.8515875,-210833215.430758,-7734311005.9459476,-97164.71112997421]
[{"$f":"IF(ISBLANK(InfoPro!A12),\"\",InfoPro!A12)","v":"SC_417_A2"},{"$f":"IF(ISBLANK(InfoPro!B12),\"\",InfoPro!B12)","v":"PCH PANACEA II"},{"$f":"IF(ISBLANK(InfoPro!E12),\"\",InfoPro!E12)","v":7},{"$f":"IF(ISBLANK(InfoPro!F12),\"\",InfoPro!F12)","v":"PCH"},{"$f":"IF(ISBLANK(InfoPro!I12),\"\",YEAR(InfoPro!I12)-$F$3)","v":3},{"$f":"IF(ISBLANK(InfoPro!P12),\"\",InfoPro!P12)","v":0.47899999999999998},{"$f":"IF($F18=\"\",\"\",(1/(1+$C$3)^(G$6+$E18))*$F18*$C$2)","v":65832484.189278431},58884154.015454777,52669189.638152756,47110187.511764541,42137913.695674911,37690441.588260204,33712380.669284619,30154186.64515619,26971544.405327547,24124816.10494414,21578547.499950036,19301026.386359606,17263887.644328807,15441759.968093744,13811949.882015873,506684469.84404624,72383.495692006603]
[{"$f":"IF(ISBLANK(InfoPro!A13),\"\",InfoPro!A13)","v":"SC_966_A1"},{"$f":"IF(ISBLANK(InfoPro!B13),\"\",InfoPro!B13)","v":"PROYECTO SOLAR FOTOVOLTAICA MORITAS DE 9,9MW"},{"$f":"IF(ISBLANK(InfoPro!E13),\"\",InfoPro!E13)","v":9.9},{"$f":"IF(ISBLANK(InfoPro!F13),\"\",InfoPro!F13)","v":"Solar FV"},{"$f":"IF(ISBLANK(InfoPro!I13),\"\",YEAR(InfoPro!I13)-$F$3)","v":3},{"$f":"IF(ISBLANK(InfoPro!P13),\"\",InfoPro!P13)","v":-1.1399999999999999},-156678563.62375244,-140141827.92822221,-125350472.2077122,-112120279.25555652,-100286475.18386094,-89701677.266423032,-80234058.377838135,-71765705.168012634,-64191149.524161592,-57416055.030555986,-51356042.066686936,-45935636.911168993,-41087331.763120756,-36750743.974168822,-32871864.019829005,-1205887882.30107,-121806.85679808787]
[{"$f":"IF(ISBLANK(InfoPro!A14),\"\",InfoPro!A14)","v":"SC_966_A2"},{"$f":"IF(ISBLANK(InfoPro!B14),\"\",InfoPro!B14)","v":"PROYECTO SOLAR FOTOVOLTAICA MORITAS DE 9,9MW"},{"$f":"IF(ISBLANK(InfoPro!E14),\"\",InfoPro!E14)","v":9.9},{"$f":"IF(ISBLANK(InfoPro!F14),\"\",InfoPro!F14)","v":"Solar FV"},{"$f":"IF(ISBLANK(InfoPro!I14),\"\",YEAR(InfoPro!I14)-$F$3)","v":3},{"$f":"IF(ISBLANK(InfoPro!P14),\"\",InfoPro!P14)","v":-1.1200000000000001},-153929816.89351121,-137683199.36807799,-123151341.11634885,-110153256.81247659,-98527063.338530079,-88127963.630170017,-78826443.318577826,-70506657.708924711,-63064989.006193861,-56408755.819493614,-50455058.872534543,-45129748.54430639,-40366501.381311625,-36105994.079885162,-32295164.651060082,-1184731954.5414028,-119669.8943981215]
[{"$f":"IF(ISBLANK(InfoPro!A15),\"\",InfoPro!A15)","v":"SC_1130_A2"},{"$f":"IF(ISBLANK(InfoPro!B15),\"\",InfoPro!B15)","v":"PROYECTO SOLAR FOTOVOLTAICO MORITAS 9,9 MW"},{"$f":"IF(ISBLANK(InfoPro!E15),\"\",InfoPro!E15)","v":9.9},{"$f":"IF(ISBLANK(InfoPro!F15),\"\",InfoPro!F15)","v":"Solar FV"},{"$f":"IF(ISBLANK(InfoPro!I15),\"\",YEAR(InfoPro!I15)-$F$3)","v":3},{"$f":"IF(ISBLANK(InfoPro!P15),\"\",InfoPro!P15)","v":-1.1100000000000001},-152555443.52839056,-136453885.08800587,-122051775.57066715,-109169745.59093665,-97647357.415864632,-87341106.812043488,-78122635.788947672,-69877133.979380742,-62501908.747209989,-55905106.213962421,-50004567.275458336,-44726804.360875085,-40006086.190407053,-35783619.132743336,-32006814.966675613,-1174153990.6615686,-118601.41319813825]
[{"$f":"IF(ISBLANK(InfoPro!A16),\"\",InfoPro!A16)","v":"SC_1130_A1"},{"$f":"IF(ISBLANK(InfoPro!B16),\"\",InfoPro!B16)","v":"PROYECTO SOLAR FOTOVOLTAICO MORITAS 9,9 MW"},{"$f":"IF(ISBLANK(InfoPro!E16),\"\",InfoPro!E16)","v":9.9},{"$f":"IF(ISBLANK(InfoPro!F16),\"\",InfoPro!F16)","v":"Solar FV"},{"$f":"IF(ISBLANK(InfoPro!I16),\"\",YEAR(InfoPro!I16)-$F$3)","v":3},{"$f":"IF(ISBLANK(InfoPro!P16),\"\",InfoPro!P16)","v":-1.1399999999999999},-156678563.62375244,-140141827.92822221,-125350472.2077122,-112120279.25555652,-100286475.18386094,-89701677.266423032,-80234058.377838135,-71765705.168012634,-64191149.524161592,-57416055.030555986,-51356042.066686936,-45935636.911168993,-41087331.763120756,-36750743.974168822,-32871864.019829005,-1205887882.30107,-121806.85679808787]
[{"$f":"IF(ISBLANK(InfoPro!A17),\"\",InfoPro!A17)","v":"SC_1024_A1"},{"$f":"IF(ISBLANK(InfoPro!B17),\"\",InfoPro!B17)","v":"Autogenerador CELSIA Solar Cenit Ayacucho"},{"$f":"IF(ISBLANK(InfoPro!E17),\"\",InfoPro!E17)","v":0},{"$f":"IF(ISBLANK(InfoPro!F17),\"\",InfoPro!F17)","v":"Solar FV"},{"$f":"IF(ISBLANK(InfoPro!I17),\"\",YEAR(InfoPro!I17)-$F$3)","v":0},{"$f":"IF(ISBLANK(InfoPro!P17),\"\",InfoPro!P17)","v":-0.23},-44173110,-39510831.842576034,-35340636.710712016,-31610587.397774614,-28274228.441658873,-25290007.550678782,-22620758.095419299,-20233236.221305281,-18097706.816909913,-16187573.181493662,-14479045.779511325,-12950845.956629096,-11583940.927217437,-10361306.732752629,-9267716.2189200614,-339981531.873559,0]
[{"$f":"IF(ISBLANK(InfoPro!A18),\"\",InfoPro!A18)","v":"SC_1278_A2"},{"$f":"IF(ISBLANK(InfoPro!B18),\"\",InfoPro!B18)","v":"PARQUE SOLAR LAS MARGARITAS de 60MW"},{"$f":"IF(ISBLANK(InfoPro!E18),\"\",InfoPro!E18)","v":60},{"$f":"IF(ISBLANK(InfoPro!F18),\"\",InfoPro!F18)","v":"Solar FV"},{"$f":"IF(ISBLANK(InfoPro!I18),\"\",YEAR(InfoPro!I18)-$F$3)","v":1},{"$f":"IF(ISBLANK(InfoPro!P18),\"\",InfoPro!P18)","v":-0.1176},-20202060.107334524,-18069821.205129273,-16162630.773818674,-14456735.933648188,-12930890.817216627,-11566091.965310043,-10345341.650545655,-9253436.1811678503,-8276776.5484506721,-7403199.0594370933,-6621823.8456503544,-5922919.3610468283,-5297781.1816161256,-4738623.5971521707,-4238482.64503772,-155486614.87256181,-2591.4435812093634]
[{"$f":"IF(ISBLANK(InfoPro!A19),\"\",InfoPro!A19)","v":"SC_1278_A1"},{"$f":"IF(ISBLANK(InfoPro!B19),\"\",InfoPro!B19)","v":"PARQUE SOLAR LAS MARGARITAS de 60MW"},{"$f":"IF(ISBLANK(InfoPro!E19),\"\",InfoPro!E19)","v":60},{"$f":"IF(ISBLANK(InfoPro!F19),\"\",InfoPro!F19)","v":"Solar FV"},{"$f":"IF(ISBLANK(InfoPro!I19),\"\",YEAR(InfoPro!I19)-$F$3)","v":1},{"$f":"IF(ISBLANK(InfoPro!P19),\"\",InfoPro!P19)","v":-1.3109999999999999},-225211741.50268337,-201441629.25105849,-180180348.1673153,-161163102.11745557,-144153043.03886902,-128938321.14389001,-115329446.46144009,-103156928.8563865,-92269167.13451387,-82530560.943214536,-73819821.952785835,-66028463.285139389,-59059448.37668997,-52825982.447844349,-47250431.527588867,-1733358436.2068751,-28889.307270114587]
[{"$f":"IF(ISBLANK(InfoPro!A20),\"\",InfoPro!A20)","v":"SC_1245_A2"},{"$f":"IF(ISBLANK(InfoPro!B20),\"\",InfoPro!B20)","v":"PROYECTO FOTONORTE"},{"$f":"IF(ISBLANK(InfoPro!E20),\"\",InfoPro!E20)","v":99.5},{"$f":"IF(ISBLANK(InfoPro!F20),\"\",InfoPro!F20)","v":"Solar FV"},{"$f":"IF(ISBLANK(InfoPro!I20),\"\",YEAR(InfoPro!I20)-$F$3)","v":2},{"$f":"IF(ISBLANK(InfoPro!P20),\"\",InfoPro!P20)","v":-6.11585},-939730578.37916553,-840546134.50730383,-751830173.9779104,-672477794.25573397,-601500710.42552233,-538014946.71334743,-481229827.11390644,-430438128.00886089,-385007270.13314921,-344371440.19065237,-308024543.99879462,-275513903.39784855,-246434618.4238359,-220424524.52937025,-197159682.04773721,-7232704276.1031389,-72690.495237217474]
[{"$f":"IF(ISBLANK(InfoPro!A21),\"\",InfoPro!A21)","v":"SC_1245_A1"},{"$f":"IF(ISBLANK(InfoPro!B21),\"\",InfoPro!B21)","v":"PROYECTO FOTONORTE"},{"$f":"IF(ISBLANK(InfoPro!E21),\"\",InfoPro!E21)","v":99.5},{"$f":"IF(ISBLANK(InfoPro!F21),\"\",InfoPro!F21)","v":"Solar FV"},{"$f":"IF(ISBLANK(InfoPro!I21),\"\",YEAR(InfoPro!I21)-$F$3)","v":2},{"$f":"IF(ISBLANK(InfoPro!P21),\"\",InfoPro!P21)","v":-6.3624999999999998},-977629569.87784863,-874445053.55800438,-782151210.69588947,-699598578.43997264,-625759014.70480561,-559712893.29589057,-500637650.53299701,-447797540.72718877,-400534472.9223513,-358259814.77848959,-320447061.51922148,-286625278.63973302,-256373236.7081691,-229314165.21303138,-205111060.11899051,-7524396601.732584,-75622.076399322454]
[{"$f":"IF(ISBLANK(InfoPro!A22),\"\",InfoPro!A22)","v":"SC_1547_A2"},{"$f":"IF(ISBLANK(InfoPro!B22),\"\",InfoPro!B22)","v":"Zulia I"},{"$f":"IF(ISBLANK(InfoPro!E22),\"\",InfoPro!E22)","v":9.9},{"$f":"IF(ISBLANK(InfoPro!F22),\"\",InfoPro!F22)","v":"Solar FV"},{"$f":"IF(ISBLANK(InfoPro!I22),\"\",YEAR(InfoPro!I22)-$F$3)","v":1},{"$f":"IF(ISBLANK(InfoPro!P22),\"\",InfoPro!P22)","v":-0.25805499999999998},{"$f":"IF($F28=\"\",\"\",(1/(1+$C$3)^(G$6+$E28))*$F28*$C$2)","v":-44330294.396243289},-39651426.114707775,-35466391.873620562,-31723069.654401213,-28374838.689088747,-25379998.827449683,-22701251.187343191,-20305233.620163854,-18162105.205871072,-16245174.602746932,-14530567.62320835,-12996929.895535197,-11625160.908349909,-10398176.125536593,-9300694.2088878285,-341191312.93315423,-34463.768983146889]
[{"$f":"IF(ISBLANK(InfoPro!A23),\"\",InfoPro!A23)","v":"SC_1547_A1"},{"$f":"IF(ISBLANK(InfoPro!B23),\"\",InfoPro!B23)","v":"Zulia I"},{"$f":"IF(ISBLANK(InfoPro!E23),\"\",InfoPro!E23)","v":9.9},{"$f":"IF(ISBLANK(InfoPro!F23),\"\",InfoPro!F23)","v":"Solar FV"},{"$f":"IF(ISBLANK(InfoPro!I23),\"\",YEAR(InfoPro!I23)-$F$3)","v":1},{"$f":"IF(ISBLANK(InfoPro!P23),\"\",InfoPro!P23)","v":2.273E-2},3904700.9033989273,3492576.83667167,3123950.6589192045,2794231.3586039399,2499312.4853344723,2235521.0065603512,1999571.5622185611,1788525.5476015753,1599754.5148493517,1430907.4372534452,1279881.4286703449,1144795.5533724015,1023967.4001542054,915892.12893936096,819223.72892608307,30052812.551473901,3035.6376314620102]
[{"$f":"IF(ISBLANK(InfoPro!A24),\"\",InfoPro!A24)","v":"SC_2161_A2"},{"$f":"IF(ISBLANK(InfoPro!B24),\"\",InfoPro!B24)","v":"Aguachica 1, 2, 3"},{"$f":"IF(ISBLANK(InfoPro!E24),\"\",InfoPro!E24)","v":150},{"$f":"IF(ISBLANK(InfoPro!F24),\"\",InfoPro!F24)","v":"Solar FV"},{"$f":"IF(ISBLANK(InfoPro!I24),\"\",YEAR(InfoPro!I24)-$F$3)","v":3},{"$f":"IF(ISBLANK(InfoPro!P24),\"\",InfoPro!P24)","v":-6.43},-883722073.77256858,-790449082.08637631,-707020645.87332404,-632397715.45020032,-565650908.27388239,-505948934.05535096,-452548241.55219233,-404783758.09677309,-362060606.52663076,-323846696.35655701,-289666096.91999733,-259093109.9463304,-231746967.75163722,-207287091.01219782,-185408847.05921099,-6801630774.7332287,-45344.20516488819]
[{"$f":"IF(ISBLANK(InfoPro!A25),\"\",InfoPro!A25)","v":"SC_2161_A1"},{"$f":"IF(ISBLANK(InfoPro!B25),\"\",InfoPro!B25)","v":"Aguachica 1, 2, 3"},{"$f":"IF(ISBLANK(InfoPro!E25),\"\",InfoPro!E25)","v":150},{"$f":"IF(ISBLANK(InfoPro!F25),\"\",InfoPro!F25)","v":"Solar FV"},{"$f":"IF(ISBLANK(InfoPro!I25),\"\",YEAR(InfoPro!I25)-$F$3)","v":3},{"$f":"IF(ISBLANK(InfoPro!P25),\"\",InfoPro!P25)","v":-6.7329999999999997},-925365586.73572385,-827697304.77256167,-740337481.90747917,-662198105.46286154,-592305997.73064542,-529790695.64458442,-473873609.6999861,-423858327.10195541,-379121938.37384212,-339107279.40415215,-303315992.31140625,-271302318.70429897,-242667548.03604564,-217055051.91059536,-194145842.49606028,-7122143080.2921991,-47480.953868614662]
[{"$f":"IF(ISBLANK(InfoPro!A26),\"\",InfoPro!A26)","v":"SC_2196_A2"},{"$f":"IF(ISBLANK(InfoPro!B26),\"\",InfoPro!B26)","v":"Aguachica 1, 2, 3"},{"$f":"IF(ISBLANK(InfoPro!E26),\"\",InfoPro!E26)","v":30},{"$f":"IF(ISBLANK(InfoPro!F26),\"\",InfoPro!F26)","v":"Solar FV"},{"$f":"IF(ISBLANK(InfoPro!I26),\"\",YEAR(InfoPro!I26)-$F$3)","v":3},{"$f":"IF(ISBLANK(InfoPro!P26),\"\",InfoPro!P26)","v":-6.43},-883722073.77256858,-790449082.08637631,-707020645.87332404,-632397715.45020032,-565650908.27388239,-505948934.05535096,-452548241.55219233,-404783758.09677309,-362060606.52663076,-323846696.35655701,-289666096.91999733,-259093109.9463304,-231746967.75163722,-207287091.01219782,-185408847.05921099,-6801630774.7332287,-226721.02582444096]
[{"$f":"IF(ISBLANK(InfoPro!A27),\"\",InfoPro!A27)","v":"SC_2196_A1"},{"$f":"IF(ISBLANK(InfoPro!B27),\"\",InfoPro!B27)","v":"Aguachica 1, 2, 3"},{"$f":"IF(ISBLANK(InfoPro!E27),\"\",InfoPro!E27)","v":30},{"$f":"IF(ISBLANK(InfoPro!F27),\"\",InfoPro!F27)","v":"Solar FV"},{"$f":"IF(ISBLANK(InfoPro!I27),\"\",YEAR(InfoPro!I27)-$F$3)","v":3},{"$f":"IF(ISBLANK(InfoPro!P27),\"\",InfoPro!P27)","v":-6.7329999999999997},-925365586.73572385,-827697304.77256167,-740337481.90747917,-662198105.46286154,-592305997.73064542,-529790695.64458442,-473873609.6999861,-423858327.10195541,-379121938.37384212,-339107279.40415215,-303315992.31140625,-271302318.70429897,-242667548.03604564,-217055051.91059536,-194145842.49606028,-7122143080.2921991,-237404.76934307331]
[{"$f":"IF(ISBLANK(InfoPro!A28),\"\",InfoPro!A28)","v":"SC_1626_A1"},{"$f":"IF(ISBLANK(InfoPro!B28),\"\",InfoPro!B28)","v":"Manzanare"},{"$f":"IF(ISBLANK(InfoPro!E28),\"\",InfoPro!E28)","v":9.99},{"$f":"IF(ISBLANK(InfoPro!F28),\"\",InfoPro!F28)","v":"Solar FV"},{"$f":"IF(ISBLANK(InfoPro!I28),\"\",YEAR(InfoPro!I28)-$F$3)","v":2},{"$f":"IF(ISBLANK(InfoPro!P28),\"\",InfoPro!P28)","v":-1.04},-159801139.90930653,-142934829.9725461,-127848685.12750098,-114354816.75089535,-102285167.04015684,-91489415.957206488,-81833109.085157856,-73195983.081536561,-65470467.872572936,-58560346.934322871,-52379558.975244068,-46851126.095924929,-41906195.076855935,-37483179.854075074,-33526994.502750508,-1229921016.236053,-123115.21684044575]
[{"$f":"IF(ISBLANK(InfoPro!A29),\"\",InfoPro!A29)","v":"SC_1626_A2"},{"$f":"IF(ISBLANK(InfoPro!B29),\"\",InfoPro!B29)","v":"Manzanare"},{"$f":"IF(ISBLANK(InfoPro!E29),\"\",InfoPro!E29)","v":9.99},{"$f":"IF(ISBLANK(InfoPro!F29),\"\",InfoPro!F29)","v":"Solar FV"},{"$f":"IF(ISBLANK(InfoPro!I29),\"\",YEAR(InfoPro!I29)-$F$3)","v":2},{"$f":"IF(ISBLANK(InfoPro!P29),\"\",InfoPro!P29)","v":-1.34},-205897622.5754526,-184166030.92616516,-164728113.52966475,-147341783.12134594,-131790503.68635593,-117880593.63716991,-105438813.62895341,-94310208.970441326,-84356179.758892059,-75452754.703839079,-67489047.141179845,-60365874.008210965,-53994520.579795144,-48295635.581212118,-43198242.917005464,-1584705924.7656837,-158629.22169826663]
[{"$f":"IF(ISBLANK(InfoPro!A30),\"\",InfoPro!A30)","v":"SC_1842_A2"},{"$f":"IF(ISBLANK(InfoPro!B30),\"\",InfoPro!B30)","v":"KAIROS SOLAR PARK I - 19,9 MW"},{"$f":"IF(ISBLANK(InfoPro!E30),\"\",InfoPro!E30)","v":19.899999999999999},{"$f":"IF(ISBLANK(InfoPro!F30),\"\",InfoPro!F30)","v":"Solar FV"},{"$f":"IF(ISBLANK(InfoPro!I30),\"\",YEAR(InfoPro!I30)-$F$3)","v":0},{"$f":"IF(ISBLANK(InfoPro!P30),\"\",InfoPro!P30)","v":-3.286},-631099302,-564489536.67262971,-504910140.13652039,-451619087.77864081,-403952672.43170023,-361317238.31100202,-323181787.39803404,-289071366.18786585,-258561150.43637377,-231271154.23647031,-206861497.52814871,-185028173.10210088,-165499260.37754998,-148031538.79923972,-132407458.67552748,-4857301364.071804,-244085.49568200021]
[{"$f":"IF(ISBLANK(InfoPro!A31),\"\",InfoPro!A31)","v":"SC_1842_A1"},{"$f":"IF(ISBLANK(InfoPro!B31),\"\",InfoPro!B31)","v":"KAIROS SOLAR PARK I - 19,9 MW"},{"$f":"IF(ISBLANK(InfoPro!E31),\"\",InfoPro!E31)","v":19.899999999999999},{"$f":"IF(ISBLANK(InfoPro!F31),\"\",InfoPro!F31)","v":"Solar FV"},{"$f":"IF(ISBLANK(InfoPro!I31),\"\",YEAR(InfoPro!I31)-$F$3)","v":0},{"$f":"IF(ISBLANK(InfoPro!P31),\"\",InfoPro!P31)","v":-3.3719999999999999},-647616204,-579263152.05724514,-518124465.16748226,-463438698.7186783,-414524775.24032044,-370773502.00386447,-331639983.90327775,-296636837.12278873,-265328119.07226181,-237323898.99128965,-212275401.60222688,-189870663.32936221,-169830646.98511824,-151905766.53409502,-135872778.65303674,-4984424893.3810472,-250473.61273271593]
[{"$f":"IF(ISBLANK(InfoPro!A32),\"\",InfoPro!A32)","v":"SC_2032_A2"},{"$f":"IF(ISBLANK(InfoPro!B32),\"\",InfoPro!B32)","v":"KAIROS SOLAR PARK_19.9MW"},{"$f":"IF(ISBLANK(InfoPro!E32),\"\",InfoPro!E32)","v":19.899999999999999},{"$f":"IF(ISBLANK(InfoPro!F32),\"\",InfoPro!F32)","v":"Solar FV"},{"$f":"IF(ISBLANK(InfoPro!I32),\"\",YEAR(InfoPro!I32)-$F$3)","v":0},{"$f":"IF(ISBLANK(InfoPro!P32),\"\",InfoPro!P32)","v":-3.2861600000000002},{"$f":"IF($F38=\"\",\"\",(1/(1+$C$3)^(G$6+$E38))*$F38*$C$2)","v":-631130031.12},-564517022.46869421,-504934724.92727566,-451641077.75248283,-403972341.46018142,-361334831.35973299,-323197523.57757866,-289085441.48262852,-258573740.14546379,-231282415.15694439,-206871569.90782145,-185037182.38624465,-165507318.77123851,-148038746.66479295,-132413905.7824624,-4857537872.963542,-244097.38055093176]
[{"$f":"IF(ISBLANK(InfoPro!A33),\"\",InfoPro!A33)","v":"SC_2032_A1"},{"$f":"IF(ISBLANK(InfoPro!B33),\"\",InfoPro!B33)","v":"KAIROS SOLAR PARK_19.9MW"},{"$f":"IF(ISBLANK(InfoPro!E33),\"\",InfoPro!E33)","v":19.899999999999999},{"$f":"IF(ISBLANK(InfoPro!F33),\"\",InfoPro!F33)","v":"Solar FV"},{"$f":"IF(ISBLANK(InfoPro!I33),\"\",YEAR(InfoPro!I33)-$F$3)","v":0},{"$f":"IF(ISBLANK(InfoPro!P33),\"\",InfoPro!P33)","v":-3.3732700000000002},-647860116.38999999,-579481320.56350636,-518319606.94410235,-463613244.13604861,-414680898.15388972,-370913146.82816613,-331764889.82841337,-296748559.77496725,-265428049.88816392,-237413282.5475527,-212355351.11587897,-189942174.52225319,-169894610.48502073,-151962978.96692374,-135923952.56433252,-4986302182.7092199,-250567.94887986031]
[{"$f":"IF(ISBLANK(InfoPro!A34),\"\",InfoPro!A34)","v":"SC_1943_A2"},{"$f":"IF(ISBLANK(InfoPro!B34),\"\",InfoPro!B34)","v":"KAIROS SOLAR PARK V 19.9MW"},{"$f":"IF(ISBLANK(InfoPro!E34),\"\",InfoPro!E34)","v":19.899999999999999},{"$f":"IF(ISBLANK(InfoPro!F34),\"\",InfoPro!F34)","v":"Solar FV"},{"$f":"IF(ISBLANK(InfoPro!I34),\"\",YEAR(InfoPro!I34)-$F$3)","v":0},{"$f":"IF(ISBLANK(InfoPro!P34),\"\",InfoPro!P34)","v":-3.3729800000000001},-647804419.86000001,-579431502.55813956,-518275047.01085836,-463573387.30846012,-414645248.03976756,-370881259.42734134,-331736368.0029887,-296723048.3032099,-265405231.04043826,-237392872.12919345,-212337094.92772219,-189925845.19474262,-169880004.64646029,-151949914.71060851,-135912267.18301299,-4985873510.3429432,-250546.40755492178]
[{"$f":"IF(ISBLANK(InfoPro!A35),\"\",InfoPro!A35)","v":"SC_1943_A1"},{"$f":"IF(ISBLANK(InfoPro!B35),\"\",InfoPro!B35)","v":"KAIROS SOLAR PARK V 19.9MW"},{"$f":"IF(ISBLANK(InfoPro!E35),\"\",InfoPro!E35)","v":19.899999999999999},{"$f":"IF(ISBLANK(InfoPro!F35),\"\",InfoPro!F35)","v":"Solar FV"},{"$f":"IF(ISBLANK(InfoPro!I35),\"\",YEAR(InfoPro!I35)-$F$3)","v":0},{"$f":"IF(ISBLANK(InfoPro!P35),\"\",InfoPro!P35)","v":-3.286},-631099302,-564489536.67262971,-504910140.13652039,-451619087.77864081,-403952672.43170023,-361317238.31100202,-323181787.39803404,-289071366.18786585,-258561150.43637377,-231271154.23647031,-206861497.52814871,-185028173.10210088,-165499260.37754998,-148031538.79923972,-132407458.67552748,-4857301364.071804,-244085.49568200021]
[{"$f":"IF(ISBLANK(InfoPro!A36),\"\",InfoPro!A36)","v":"SC_2033_A2"},{"$f":"IF(ISBLANK(InfoPro!B36),\"\",InfoPro!B36)","v":"KAIROS SOLAR PARK IV19.9"},{"$f":"IF(ISBLANK(InfoPro!E36),\"\",InfoPro!E36)","v":19.899999999999999},{"$f":"IF(ISBLANK(InfoPro!F36),\"\",InfoPro!F36)","v":"Solar FV"},{"$f":"IF(ISBLANK(InfoPro!I36),\"\",YEAR(InfoPro!I36)-$F$3)","v":0},{"$f":"IF(ISBLANK(InfoPro!P36),\"\",InfoPro!P36)","v":-3.3729800000000001},-647804419.86000001,-579431502.55813956,-518275047.01085836,-463573387.30846012,-414645248.03976756,-370881259.42734134,-331736368.0029887,-296723048.3032099,-265405231.04043826,-237392872.12919345,-212337094.92772219,-189925845.19474262,-169880004.64646029,-151949914.71060851,-135912267.18301299,-4985873510.3429432,-250546.40755492178]
[{"$f":"IF(ISBLANK(InfoPro!A37),\"\",InfoPro!A37)","v":"SC_2033_A1"},{"$f":"IF(ISBLANK(InfoPro!B37),\"\",InfoPro!B37)","v":"KAIROS SOLAR PARK IV19.9"},{"$f":"IF(ISBLANK(InfoPro!E37),\"\",InfoPro!E37)","v":19.899999999999999},{"$f":"IF(ISBLANK(InfoPro!F37),\"\",InfoPro!F37)","v":"Solar FV"},{"$f":"IF(ISBLANK(InfoPro!I37),\"\",YEAR(InfoPro!I37)-$F$3)","v":0},{"$f":"IF(ISBLANK(InfoPro!P37),\"\",InfoPro!P37)","v":-3.2864399999999998},-631183807.07999992,-564565122.61180687,-504977748.31109738,-451679560.20670611,-404006762.26002336,-361365619.19501197,-323225061.89178175,-289110073.24846309,-258595772.13637134,-231302121.76777402,-206889196.57224864,-185052948.63349617,-165521420.96019334,-148051360.42951107,-132425188.21959846,-4857951763.5240841,-244118.17907156202]
[{"$f":"IF(ISBLANK(InfoPro!A38),\"\",InfoPro!A38)","v":"SC_2257_A2"},{"$f":"IF(ISBLANK(InfoPro!B38),\"\",InfoPro!B38)","v":"Proyecto de generación Eólico Norte"},{"$f":"IF(ISBLANK(InfoPro!E38),\"\",InfoPro!E38)","v":200},{"$f":"IF(ISBLANK(InfoPro!F38),\"\",InfoPro!F38)","v":"Eólico Onshore"},{"$f":"IF(ISBLANK(InfoPro!I38),\"\",YEAR(InfoPro!I38)-$F$3)","v":3},{"$f":"IF(ISBLANK(InfoPro!P38),\"\",InfoPro!P38)","v":-40.094999999999999},-5510550007.4511881,-4928935605.9491844,-4408708055.4107199,-3943388242.7645082,-3527180896.9271092,-3154902412.2782736,-2821916290.0521231,-2524075393.6065502,-2257670298.3958411,-2019383093.3773179,-1806246058.4770286,-1615604703.4678254,-1445084707.9318655,-1292562350.5651746,-1156138059.5395122,-42412346176.194221,-212061.7308809711]
[{"$f":"IF(ISBLANK(InfoPro!A39),\"\",InfoPro!A39)","v":"SC_2257_A1"},{"$f":"IF(ISBLANK(InfoPro!B39),\"\",InfoPro!B39)","v":"Proyecto de generación Eólico Norte"},{"$f":"IF(ISBLANK(InfoPro!E39),\"\",InfoPro!E39)","v":200},{"$f":"IF(ISBLANK(InfoPro!F39),\"\",InfoPro!F39)","v":"Eólico Onshore"},{"$f":"IF(ISBLANK(InfoPro!I39),\"\",YEAR(InfoPro!I39)-$F$3)","v":3},{"$f":"IF(ISBLANK(InfoPro!P39),\"\",InfoPro!P39)","v":-42.781999999999996},-5879844130.6591024,-5259252353.0045643,-4704161317.535388,-4207657707.9922976,-3763557878.3473148,-3366330839.3088684,-3011029373.2637467,-2693228419.7350144,-2408969963.984808,-2154713742.3835492,-1927293150.6114039,-1723875805.5558176,-1541928269.7279229,-1379184498.8621848,-1233617619.733618,-45254645070.705605,-226273.22535352802]
[{"$f":"IF(ISBLANK(InfoPro!A40),\"\",InfoPro!A40)","v":"SC_2074_A2"},{"$f":"IF(ISBLANK(InfoPro!B40),\"\",InfoPro!B40)","v":"CULEBRA I"},{"$f":"IF(ISBLANK(InfoPro!E40),\"\",InfoPro!E40)","v":5},{"$f":"IF(ISBLANK(InfoPro!F40),\"\",InfoPro!F40)","v":"Solar FV"},{"$f":"IF(ISBLANK(InfoPro!I40),\"\",YEAR(InfoPro!I40)-$F$3)","v":1},{"$f":"IF(ISBLANK(InfoPro!P40),\"\",InfoPro!P40)","v":5.2179999999999997E-2},8963805.2415026836,8017714.8850650126,7171480.2191994749,6414561.9134163465,5737533.017367037,5131961.5539955609,4590305.5044683022,4105818.8769841697,3672467.6896101702,3284854.8207604387,2938152.7913778527,2628043.6416617646,2350665.153543618,2102562.7491445597,1880646.466140036,68990574.524237007,13798.114904847402]
[{"$f":"IF(ISBLANK(InfoPro!A41),\"\",InfoPro!A41)","v":"SC_2074_A1"},{"$f":"IF(ISBLANK(InfoPro!B41),\"\",InfoPro!B41)","v":"CULEBRA I"},{"$f":"IF(ISBLANK(InfoPro!E41),\"\",InfoPro!E41)","v":5},{"$f":"IF(ISBLANK(InfoPro!F41),\"\",InfoPro!F41)","v":"Solar FV"},{"$f":"IF(ISBLANK(InfoPro!I41),\"\",YEAR(InfoPro!I41)-$F$3)","v":1},{"$f":"IF(ISBLANK(InfoPro!P41),\"\",InfoPro!P41)","v":8.5129999999999997E-2},14624161.368515208,13080645.23123006,11700040.457271969,10465152.466253998,9360601.4903881922,8372631.028969761,7488936.5196509501,6698512.0927110463,5991513.4997415449,5359135.5096078217,4793502.2447297163,4287569.0918870457,3835034.9659097008,3430263.8335507163,3068214.5201705871,112555914.32058831,22511.182864117662]
[{"$f":"IF(ISBLANK(InfoPro!A42),\"\",InfoPro!A42)","v":"SC_2085_A2"},{"$f":"IF(ISBLANK(InfoPro!B42),\"\",InfoPro!B42)","v":"Insula I"},{"$f":"IF(ISBLANK(InfoPro!E42),\"\",InfoPro!E42)","v":19.899999999999999},{"$f":"IF(ISBLANK(InfoPro!F42),\"\",InfoPro!F42)","v":"Solar FV"},{"$f":"IF(ISBLANK(InfoPro!I42),\"\",YEAR(InfoPro!I42)-$F$3)","v":2},{"$f":"IF(ISBLANK(InfoPro!P42),\"\",InfoPro!P42)","v":-0.12572},{"$f":"IF($F48=\"\",\"\",(1/(1+$C$3)^(G$6+$E48))*$F48*$C$2)","v":-19317499.335959628},-17278621.946296629,-15454939.129066754,-13823738.040310156,-12364703.077200498,-11059662.859749999,-9892363.9174865838,-8848268.2625103611,-7914372.3278267989,-7079045.0159452604,-6331882.8407381568,-5663580.358442002,-5065814.2740983916,-4531139.7800522288,-4052897.8354671095,-148678529.00115055,-7471.2828643794246]
[{"$f":"IF(ISBLANK(InfoPro!A43),\"\",InfoPro!A43)","v":"SC_2085_A1"},{"$f":"IF(ISBLANK(InfoPro!B43),\"\",InfoPro!B43)","v":"Insula I"},{"$f":"IF(ISBLANK(InfoPro!E43),\"\",InfoPro!E43)","v":19.899999999999999},{"$f":"IF(ISBLANK(InfoPro!F43),\"\",InfoPro!F43)","v":"Solar FV"},{"$f":"IF(ISBLANK(InfoPro!I43),\"\",YEAR(InfoPro!I43)-$F$3)","v":2},{"$f":"IF(ISBLANK(InfoPro!P43),\"\",InfoPro!P43)","v":-7.6280000000000001E-2},-11720798.992578749,-10483720.029140208,-9377209.328390168,-8387485.9824599009,-7502223.5979068875,-6710396.7780920295,-6002143.8086690782,-5368643.8360188538,-4802007.0089614075,-4295176.2155289883,-3841839.190991939,-3436349.9024972627,-3073658.2312140102,-2749247.0762200449,-2459076.0967978933,-90209976.075467438,-4533.164626907911]
[{"$f":"IF(ISBLANK(InfoPro!A44),\"\",InfoPro!A44)","v":"SC_1983_A2"},{"$f":"IF(ISBLANK(InfoPro!B44),\"\",InfoPro!B44)","v":"EL TOCHE II"},{"$f":"IF(ISBLANK(InfoPro!E44),\"\",InfoPro!E44)","v":99.9},{"$f":"IF(ISBLANK(InfoPro!F44),\"\",InfoPro!F44)","v":"Solar FV"},{"$f":"IF(ISBLANK(InfoPro!I44),\"\",YEAR(InfoPro!I44)-$F$3)","v":3},{"$f":"IF(ISBLANK(InfoPro!P44),\"\",InfoPro!P44)","v":-4.2110000000000003},-578748624.05229962,-517664243.33837181,-463027051.28655797,-414156575.39048129,-370444164.03441972,-331345406.11307669,-296373350.72726005,-265092442.51096603,-237113097.05810925,-212086848.88918534,-189702011.52878833,-169679795.64292341,-151770836.88991362,-135752090.2414254,-121424052.09429821,-4454380589.7980766,-44588.394292273042]
[{"$f":"IF(ISBLANK(InfoPro!A45),\"\",InfoPro!A45)","v":"SC_1983_A1"},{"$f":"IF(ISBLANK(InfoPro!B45),\"\",InfoPro!B45)","v":"EL TOCHE II"},{"$f":"IF(ISBLANK(InfoPro!E45),\"\",InfoPro!E45)","v":99.9},{"$f":"IF(ISBLANK(InfoPro!F45),\"\",InfoPro!F45)","v":"Solar FV"},{"$f":"IF(ISBLANK(InfoPro!I45),\"\",YEAR(InfoPro!I45)-$F$3)","v":3},{"$f":"IF(ISBLANK(InfoPro!P45),\"\",InfoPro!P45)","v":-4.2110000000000003},-578748624.05229962,-517664243.33837181,-463027051.28655797,-414156575.39048129,-370444164.03441972,-331345406.11307669,-296373350.72726005,-265092442.51096603,-237113097.05810925,-212086848.88918534,-189702011.52878833,-169679795.64292341,-151770836.88991362,-135752090.2414254,-121424052.09429821,-4454380589.7980766,-44588.394292273042]
[{"$f":"IF(ISBLANK(InfoPro!A46),\"\",InfoPro!A46)","v":"SC_2079_A2"},{"$f":"IF(ISBLANK(InfoPro!B46),\"\",InfoPro!B46)","v":"PGF Tibú II"},{"$f":"IF(ISBLANK(InfoPro!E46),\"\",InfoPro!E46)","v":99.9},{"$f":"IF(ISBLANK(InfoPro!F46),\"\",InfoPro!F46)","v":"Solar FV"},{"$f":"IF(ISBLANK(InfoPro!I46),\"\",YEAR(InfoPro!I46)-$F$3)","v":3},{"$f":"IF(ISBLANK(InfoPro!P46),\"\",InfoPro!P46)","v":-0.97099999999999997},-133451653.7532137,-119366416.59500331,-106767814.4856917,-95498939.611531049,-85419445.090814903,-76403797.040084884,-68339711.127088457,-61126754.138719544,-54675093.147334129,-48904376.697078824,-43742734.076099135,-39125880.211179912,-34996315.036833555,-31302607.367471866,-27998754.35373155,-1027120292.7318764,-10281.484411730495]
[{"$f":"IF(ISBLANK(InfoPro!A47),\"\",InfoPro!A47)","v":"SC_2079_A1"},{"$f":"IF(ISBLANK(InfoPro!B47),\"\",InfoPro!B47)","v":"PGF Tibú II"},{"$f":"IF(ISBLANK(InfoPro!E47),\"\",InfoPro!E47)","v":99.9},{"$f":"IF(ISBLANK(InfoPro!F47),\"\",InfoPro!F47)","v":"Solar FV"},{"$f":"IF(ISBLANK(InfoPro!I47),\"\",YEAR(InfoPro!I47)-$F$3)","v":3},{"$f":"IF(ISBLANK(InfoPro!P47),\"\",InfoPro!P47)","v":-0.69399999999999995},-95381511.539372101,-85314411.037005454,-76309848.87030901,-68255678.774873883,-61051591.032982022,-54607863.177980341,-48844242.556333043,-43688946.830351554,-39077769.973480836,-34953282.623864785,-31264116.837088361,-27964326.330132704,-25012814.248777017,-22372821.331643127,-20011468.096281867,-734110693.26047611,-7348.4553879927535]
[{"$f":"IF(ISBLANK(InfoPro!A48),\"\",InfoPro!A48)","v":"SC_2013_A2"},{"$f":"IF(ISBLANK(InfoPro!B48),\"\",InfoPro!B48)","v":"PGF TIBÚ I"},{"$f":"IF(ISBLANK(InfoPro!E48),\"\",InfoPro!E48)","v":99.9},{"$f":"IF(ISBLANK(InfoPro!F48),\"\",InfoPro!F48)","v":"Solar FV"},{"$f":"IF(ISBLANK(InfoPro!I48),\"\",YEAR(InfoPro!I48)-$F$3)","v":3},{"$f":"IF(ISBLANK(InfoPro!P48),\"\",InfoPro!P48)","v":-0.97099999999999997},-133451653.7532137,-119366416.59500331,-106767814.4856917,-95498939.611531049,-85419445.090814903,-76403797.040084884,-68339711.127088457,-61126754.138719544,-54675093.147334129,-48904376.697078824,-43742734.076099135,-39125880.211179912,-34996315.036833555,-31302607.367471866,-27998754.35373155,-1027120292.7318764,-10281.484411730495]
[{"$f":"IF(ISBLANK(InfoPro!A49),\"\",InfoPro!A49)","v":"SC_2013_A1"},{"$f":"IF(ISBLANK(InfoPro!B49),\"\",InfoPro!B49)","v":"PGF TIBÚ I"},{"$f":"IF(ISBLANK(InfoPro!E49),\"\",InfoPro!E49)","v":99.9},{"$f":"IF(ISBLANK(InfoPro!F49),\"\",InfoPro!F49)","v":"Solar FV"},{"$f":"IF(ISBLANK(InfoPro!I49),\"\",YEAR(InfoPro!I49)-$F$3)","v":3},{"$f":"IF(ISBLANK(InfoPro!P49),\"\",InfoPro!P49)","v":-0.69399999999999995},-95381511.539372101,-85314411.037005454,-76309848.87030901,-68255678.774873883,-61051591.032982022,-54607863.177980341,-48844242.556333043,-43688946.830351554,-39077769.973480836,-34953282.623864785,-31264116.837088361,-27964326.330132704,-25012814.248777017,-22372821.331643127,-20011468.096281867,-734110693.26047611,-7348.4553879927535]
[{"$f":"IF(ISBLANK(InfoPro!A50),\"\",InfoPro!A50)","v":"SC_1994_A2"},{"$f":"IF(ISBLANK(InfoPro!B50),\"\",InfoPro!B50)","v":"Parque Solar Ábrego de 9,9 MW"},{"$f":"IF(ISBLANK(InfoPro!E50),\"\",InfoPro!E50)","v":9.9},{"$f":"IF(ISBLANK(InfoPro!F50),\"\",InfoPro!F50)","v":"Solar FV"},{"$f":"IF(ISBLANK(InfoPro!I50),\"\",YEAR(InfoPro!I50)-$F$3)","v":4},{"$f":"IF(ISBLANK(InfoPro!P50),\"\",InfoPro!P50)","v":-0.78},-95886513.845625743,-85766112.563171506,-76713875.280117631,-68617061.967904866,-61374831.813868403,-54896987.311152413,-49102850.904429711,-43920260.200742148,-39284669.231433049,-35138344.571943693,-31429646.30764195,-28112384.890556309,-25145245.877062883,-22491275.381988268,-20117419.840776626,-737997479.98841536,-74545.199998829834]
[{"$f":"IF(ISBLANK(InfoPro!A51),\"\",InfoPro!A51)","v":"SC_1994_A1"},{"$f":"IF(ISBLANK(InfoPro!B51),\"\",InfoPro!B51)","v":"Parque Solar Ábrego de 9,9 MW"},{"$f":"IF(ISBLANK(InfoPro!E51),\"\",InfoPro!E51)","v":9.9},{"$f":"IF(ISBLANK(InfoPro!F51),\"\",InfoPro!F51)","v":"Solar FV"},{"$f":"IF(ISBLANK(InfoPro!I51),\"\",YEAR(InfoPro!I51)-$F$3)","v":4},{"$f":"IF(ISBLANK(InfoPro!P51),\"\",InfoPro!P51)","v":-0.79},-97115828.125697866,-86865678.108853191,-77697386.501657605,-69496767.890570313,-62161688.631994918,-55600794.840782575,-49732374.633973673,-44483340.459726028,-39788318.836964242,-35588836.1690199,-31832590.491073254,-28472800.081460878,-25467620.824204713,-22779625.066372734,-20375335.479760941,-747458986.14211273,-75500.907691122498]
[{"$f":"IF(ISBLANK(InfoPro!A52),\"\",InfoPro!A52)","v":"SC_2157_A2"},{"$f":"IF(ISBLANK(InfoPro!B52),\"\",InfoPro!B52)","v":"PGF El Toche I 99,9 MW"},{"$f":"IF(ISBLANK(InfoPro!E52),\"\",InfoPro!E52)","v":99.9},{"$f":"IF(ISBLANK(InfoPro!F52),\"\",InfoPro!F52)","v":"Solar FV"},{"$f":"IF(ISBLANK(InfoPro!I52),\"\",YEAR(InfoPro!I52)-$F$3)","v":3},{"$f":"IF(ISBLANK(InfoPro!P52),\"\",InfoPro!P52)","v":-4.21},{"$f":"IF($F58=\"\",\"\",(1/(1+$C$3)^(G$6+$E58))*$F58*$C$2)","v":-578611186.71578753},-517541311.91036457,-462917094.7319898,-414058224.26832724,-370356193.44215316,-331266720.43126404,-296302969.97429705,-265029490.1380116,-237056789.03221083,-212036483.9286322,-189656962.36908069,-169639501.22458026,-151734795.37082314,-135719852.74671119,-121395217.12585975,-4453322793.4100924,-44577.805739840762]
[{"$f":"IF(ISBLANK(InfoPro!A53),\"\",InfoPro!A53)","v":"SC_2157_A1"},{"$f":"IF(ISBLANK(InfoPro!B53),\"\",InfoPro!B53)","v":"PGF El Toche I 99,9 MW"},{"$f":"IF(ISBLANK(InfoPro!E53),\"\",InfoPro!E53)","v":99.9},{"$f":"IF(ISBLANK(InfoPro!F53),\"\",InfoPro!F53)","v":"Solar FV"},{"$f":"IF(ISBLANK(InfoPro!I53),\"\",YEAR(InfoPro!I53)-$F$3)","v":3},{"$f":"IF(ISBLANK(InfoPro!P53),\"\",InfoPro!P53)","v":-1.89},-259756566.0078001,-232340398.9336316,-207817888.13383865,-185883620.87105423,-166264419.38376948,-148715938.62591186,-133019623.10010007,-118979984.88381045,-106422168.94795212,-95189775.445395455,-85142911.847402021,-76156450.668517023,-68118471.080963358,-60928865.009806216,-54498090.348663881,-1999235173.2886167,-20012.36409698315]
[{"$f":"IF(ISBLANK(InfoPro!A54),\"\",InfoPro!A54)","v":"SC_2291_A2"},{"$f":"IF(ISBLANK(InfoPro!B54),\"\",InfoPro!B54)","v":"Termotasajero Solar Tres"},{"$f":"IF(ISBLANK(InfoPro!E54),\"\",InfoPro!E54)","v":3},{"$f":"IF(ISBLANK(InfoPro!F54),\"\",InfoPro!F54)","v":"Solar FV"},{"$f":"IF(ISBLANK(InfoPro!I54),\"\",YEAR(InfoPro!I54)-$F$3)","v":1},{"$f":"IF(ISBLANK(InfoPro!P54),\"\",InfoPro!P54)","v":5.6000000000000001E-2},9620028.6225402523,8604676.7643472739,7696490.8446755586,6884159.9684038991,6157567.055817442,5507662.8406238295,4926353.1669265032,4406398.1815085001,3941322.1659288914,3525332.8854462355,3153249.4503096924,2820437.7909746803,2522752.943626727,2256487.4272153196,2018325.0690655811,74041245.177410409,24680.415059136802]
[{"$f":"IF(ISBLANK(InfoPro!A55),\"\",InfoPro!A55)","v":"SC_2291_A1"},{"$f":"IF(ISBLANK(InfoPro!B55),\"\",InfoPro!B55)","v":"Termotasajero Solar Tres"},{"$f":"IF(ISBLANK(InfoPro!E55),\"\",InfoPro!E55)","v":3},{"$f":"IF(ISBLANK(InfoPro!F55),\"\",InfoPro!F55)","v":"Solar FV"},{"$f":"IF(ISBLANK(InfoPro!I55),\"\",YEAR(InfoPro!I55)-$F$3)","v":1},{"$f":"IF(ISBLANK(InfoPro!P55),\"\",InfoPro!P55)","v":1.0999999999999999E-2},1889648.4794275493,1690204.3644253572,1511810.701632699,1352245.7080793371,1209522.1002498546,1081862.3436939665,967676.51493199158,865542.49993916962,774188.28259317507,692476.10249836766,619388.28488226095,554014.56608431216,495540.75678382133,443238.60177443776,396456.70999502478,14543816.016991323,4847.9386723304406]
[{"$f":"IF(ISBLANK(InfoPro!A56),\"\",InfoPro!A56)","v":"SC_2279_A2"},{"$f":"IF(ISBLANK(InfoPro!B56),\"\",InfoPro!B56)","v":"PROYECTO SOLAR FOTOVOLTAICO COCOTAS DE 9,9 MW"},{"$f":"IF(ISBLANK(InfoPro!E56),\"\",InfoPro!E56)","v":9.9},{"$f":"IF(ISBLANK(InfoPro!F56),\"\",InfoPro!F56)","v":"Solar FV"},{"$f":"IF(ISBLANK(InfoPro!I56),\"\",YEAR(InfoPro!I56)-$F$3)","v":3},{"$f":"IF(ISBLANK(InfoPro!P56),\"\",InfoPro!P56)","v":-1.06},-145683576.70278737,-130307313.68764524,-116553947.84225872,-104252189.48323679,-93248827.802537382,-83406822.7214109,-74603598.14079687,-66729515.331660889,-59686507.452290609,-53386858.186306454,-47752109.290077329,-42712083.443718545,-38204010.235884212,-34171744.397034176,-30565066.544753291,-1121264171.262399,-113259.00719822211]
[{"$f":"IF(ISBLANK(InfoPro!A57),\"\",InfoPro!A57)","v":"SC_2279_A1"},{"$f":"IF(ISBLANK(InfoPro!B57),\"\",InfoPro!B57)","v":"PROYECTO SOLAR FOTOVOLTAICO COCOTAS DE 9,9 MW"},{"$f":"IF(ISBLANK(InfoPro!E57),\"\",InfoPro!E57)","v":9.9},{"$f":"IF(ISBLANK(InfoPro!F57),\"\",InfoPro!F57)","v":"Solar FV"},{"$f":"IF(ISBLANK(InfoPro!I57),\"\",YEAR(InfoPro!I57)-$F$3)","v":3},{"$f":"IF(ISBLANK(InfoPro!P57),\"\",InfoPro!P57)","v":-1.07},-147057950.06790802,-131536627.96771736,-117653513.38794039,-105235700.70477676,-94128533.725202829,-84193679.539537415,-75307405.670427024,-67359039.061204851,-60249587.711274482,-53890507.79183764,-48202600.887153529,-43115027.627149858,-38564425.426788785,-34494119.344176009,-30853416.229137756,-1131842135.1422329,-114327.48839820534]
[{"$f":"IF(ISBLANK(InfoPro!A58),\"\",InfoPro!A58)","v":"SC_2319_A2"},{"$f":"IF(ISBLANK(InfoPro!B58),\"\",InfoPro!B58)","v":"SOLAR FOTOVOLTAICO MORRISON DE 278,6 MW"},{"$f":"IF(ISBLANK(InfoPro!E58),\"\",InfoPro!E58)","v":278.60000000000002},{"$f":"IF(ISBLANK(InfoPro!F58),\"\",InfoPro!F58)","v":"Solar FV"},{"$f":"IF(ISBLANK(InfoPro!I58),\"\",YEAR(InfoPro!I58)-$F$3)","v":3},{"$f":"IF(ISBLANK(InfoPro!P58),\"\",InfoPro!P58)","v":-51.14},-7028545389.2269306,-6286713228.288846,-5623178200.6161423,-5029676386.9554043,-4498816088.511096,-4023985767.8990126,-3599271706.5286341,-3219384352.8878655,-2879592444.4435301,-2575664082.6865206,-2303814027.4476929,-2060656554.0677042,-1843163286.2859609,-1648625479.6833279,-1474620285.9421539,-54095707281.470818,-194169.80359465478]
[{"$f":"IF(ISBLANK(InfoPro!A59),\"\",InfoPro!A59)","v":"SC_2319_A1"},{"$f":"IF(ISBLANK(InfoPro!B59),\"\",InfoPro!B59)","v":"SOLAR FOTOVOLTAICO MORRISON DE 278,6 MW"},{"$f":"IF(ISBLANK(InfoPro!E59),\"\",InfoPro!E59)","v":278.60000000000002},{"$f":"IF(ISBLANK(InfoPro!F59),\"\",InfoPro!F59)","v":"Solar FV"},{"$f":"IF(ISBLANK(InfoPro!I59),\"\",YEAR(InfoPro!I59)-$F$3)","v":3},{"$f":"IF(ISBLANK(InfoPro!P59),\"\",InfoPro!P59)","v":-47.207999999999998},-6488141782.0614958,-5803346853.3644867,-5190829028.0541029,-4642959774.6458883,-4152915719.7190418,-3714593667.0116653,-3322534585.8780551,-2971855622.4311762,-2658189286.6110706,-2377629057.7916555,-2126680731.4773304,-1902218901.142514,-1701448033.2222848,-1521867650.4671595,-1361241190.0421822,-49936451883.92012,-179240.67438593009]
[{"$f":"IF(ISBLANK(InfoPro!A60),\"\",InfoPro!A60)","v":"SC_1891_A1"},{"$f":"IF(ISBLANK(InfoPro!B60),\"\",InfoPro!B60)","v":"KAIROS SOLAR PARK II - 19,9 MW"},{"$f":"IF(ISBLANK(InfoPro!E60),\"\",InfoPro!E60)","v":19.899999999999999},{"$f":"IF(ISBLANK(InfoPro!F60),\"\",InfoPro!F60)","v":"Solar FV"},{"$f":"IF(ISBLANK(InfoPro!I60),\"\",YEAR(InfoPro!I60)-$F$3)","v":0},{"$f":"IF(ISBLANK(InfoPro!P60),\"\",InfoPro!P60)","v":-3.3719999999999999},-647616204,-579263152.05724514,-518124465.16748226,-463438698.7186783,-414524775.24032044,-370773502.00386447,-331639983.90327775,-296636837.12278873,-265328119.07226181,-237323898.99128965,-212275401.60222688,-189870663.32936221,-169830646.98511824,-151905766.53409502,-135872778.65303674,{"$f":"IF(U66=\"\",\"\",SUM(G66:U66))","v":-4984424893.3810472},{"$f":"IF(C66=0,0,IF(V66=\"\",\"\",V66/(C66*1000)))","v":-250473.61273271593}]
[{"$f":"IF(ISBLANK(InfoPro!A61),\"\",InfoPro!A61)","v":"SC_1891_A2"},{"$f":"IF(ISBLANK(InfoPro!B61),\"\",InfoPro!B61)","v":"KAIROS SOLAR PARK II - 19,9 MW"},{"$f":"IF(ISBLANK(InfoPro!E61),\"\",InfoPro!E61)","v":19.899999999999999},{"$f":"IF(ISBLANK(InfoPro!F61),\"\",InfoPro!F61)","v":"Solar FV"},{"$f":"IF(ISBLANK(InfoPro!I61),\"\",YEAR(InfoPro!I61)-$F$3)","v":0},{"$f":"IF(ISBLANK(InfoPro!P61),\"\",InfoPro!P61)","v":-3.286},-631099302,-564489536.67262971,-504910140.13652039,-451619087.77864081,-403952672.43170023,-361317238.31100202,-323181787.39803404,-289071366.18786585,-258561150.43637377,-231271154.23647031,-206861497.52814871,-185028173.10210088,-165499260.37754998,-148031538.79923972,-132407458.67552748,-4857301364.071804,-244085.49568200021]
[{"$f":"IF(ISBLANK(InfoPro!A60),\"\",InfoPro!A60)","v":"SC_1891_A1"},{"$f":"IF(ISBLANK(InfoPro!B60),\"\",InfoPro!B60)","v":"KAIROS SOLAR PARK II - 19,9 MW"},{"$f":"IF(ISBLANK(InfoPro!E60),\"\",InfoPro!E60)","v":19.899999999999999},{"$f":"IF(ISBLANK(InfoPro!F60),\"\",InfoPro!F60)","v":"Solar FV"},{"$f":"IF(ISBLANK(InfoPro!I60),\"\",YEAR(InfoPro!I60)-$F$3)","v":0},{"$f":"IF(ISBLANK(InfoPro!P60),\"\",InfoPro!P60)","v":-3.3719999999999999},{"$f":"IF($F68=\"\",\"\",(1/(1+$C$3)^(G$6+$E68))*$F68*$C$2)","v":-647616204},-579263152.05724514,-518124465.16748226,-463438698.7186783,-414524775.24032044,-370773502.00386447,-331639983.90327775,-296636837.12278873,-265328119.07226181,-237323898.99128965,-212275401.60222688,-189870663.32936221,-169830646.98511824,-151905766.53409502,-135872778.65303674,-4984424893.3810472,-250473.61273271593]
[{"$f":"IF(ISBLANK(InfoPro!A61),\"\",InfoPro!A61)","v":"SC_1891_A2"},{"$f":"IF(ISBLANK(InfoPro!B61),\"\",InfoPro!B61)","v":"KAIROS SOLAR PARK II - 19,9 MW"},{"$f":"IF(ISBLANK(InfoPro!E61),\"\",InfoPro!E61)","v":19.899999999999999},{"$f":"IF(ISBLANK(InfoPro!F61),\"\",InfoPro!F61)","v":"Solar FV"},{"$f":"IF(ISBLANK(InfoPro!I61),\"\",YEAR(InfoPro!I61)-$F$3)","v":0},{"$f":"IF(ISBLANK(InfoPro!P61),\"\",InfoPro!P61)","v":-3.286},-631099302,-564489536.67262971,-504910140.13652039,-451619087.77864081,-403952672.43170023,-361317238.31100202,-323181787.39803404,-289071366.18786585,-258561150.43637377,-231271154.23647031,-206861497.52814871,-185028173.10210088,-165499260.37754998,-148031538.79923972,-132407458.67552748,-4857301364.071804,-244085.49568200021]
[{"$f":"IF(ISBLANK(InfoPro!A62),\"\",InfoPro!A62)","v":"SC_2239_A1"},{"$f":"IF(ISBLANK(InfoPro!B62),\"\",InfoPro!B62)","v":"PCH PANACEA III - 9,9 MW"},{"$f":"IF(ISBLANK(InfoPro!E62),\"\",InfoPro!E62)","v":9.9},{"$f":"IF(ISBLANK(InfoPro!F62),\"\",InfoPro!F62)","v":"PCH"},{"$f":"IF(ISBLANK(InfoPro!I62),\"\",YEAR(InfoPro!I62)-$F$3)","v":2},{"$f":"IF(ISBLANK(InfoPro!P62),\"\",InfoPro!P62)","v":-2.3E-2},-3534063.6710712011,-3161058.7397774616,-2827422.8441658872,-2529000.7550678775,-2262075.80954193,-2023323.6221305281,-1809770.6816909912,-1618757.3181493662,-1447904.5779511323,-1295084.5956629093,-1158394.0927217435,-1036130.6732752627,-926771.62189200614,-828954.93908050645,-741462.37842621317,-27200176.320605014,-2747.4925576368701]
[{"$f":"IF(ISBLANK(InfoPro!A63),\"\",InfoPro!A63)","v":""},{"$f":"IF(ISBLANK(InfoPro!B63),\"\",InfoPro!B63)","v":""},{"$f":"IF(ISBLANK(InfoPro!E63),\"\",InfoPro!E63)","v":""},{"$f":"IF(ISBLANK(InfoPro!F63),\"\",InfoPro!F63)","v":""},{"$f":"IF(ISBLANK(InfoPro!I63),\"\",YEAR(InfoPro!I63)-$F$3)","v":""},{"$f":"IF(ISBLANK(InfoPro!P63),\"\",InfoPro!P63)","v":""},"","","","","","","","","","","","","","","","",""]
[{"$f":"IF(ISBLANK(InfoPro!A64),\"\",InfoPro!A64)","v":""},{"$f":"IF(ISBLANK(InfoPro!B64),\"\",InfoPro!B64)","v":""},{"$f":"IF(ISBLANK(InfoPro!E64),\"\",InfoPro!E64)","v":""},{"$f":"IF(ISBLANK(InfoPro!F64),\"\",InfoPro!F64)","v":""},{"$f":"IF(ISBLANK(InfoPro!I64),\"\",YEAR(InfoPro!I64)-$F$3)","v":""},{"$f":"IF(ISBLANK(InfoPro!P64),\"\",InfoPro!P64)","v":""},"","","","","","","","","","","","","","","","",""]
[{"$f":"IF(ISBLANK(InfoPro!A65),\"\",InfoPro!A65)","v":""},{"$f":"IF(ISBLANK(InfoPro!B65),\"\",InfoPro!B65)","v":""},{"$f":"IF(ISBLANK(InfoPro!E65),\"\",InfoPro!E65)","v":""},{"$f":"IF(ISBLANK(InfoPro!F65),\"\",InfoPro!F65)","v":""},{"$f":"IF(ISBLANK(InfoPro!I65),\"\",YEAR(InfoPro!I65)-$F$3)","v":""},{"$f":"IF(ISBLANK(InfoPro!P65),\"\",InfoPro!P65)","v":""},"","","","","","","","","","","","","","","",{"$f":"IF(U73=\"\",\"\",SUM(G73:U73))","v":""},{"$f":"IF(C73=0,0,IF(V73=\"\",\"\",V73/(C73*1000)))","v":""}]
[{"$f":"IF(ISBLANK(InfoPro!A66),\"\",InfoPro!A66)","v":""},{"$f":"IF(ISBLANK(InfoPro!B66),\"\",InfoPro!B66)","v":""},{"$f":"IF(ISBLANK(InfoPro!E66),\"\",InfoPro!E66)","v":""},{"$f":"IF(ISBLANK(InfoPro!F66),\"\",InfoPro!F66)","v":""},{"$f":"IF(ISBLANK(InfoPro!I66),\"\",YEAR(InfoPro!I66)-$F$3)","v":""},{"$f":"IF(ISBLANK(InfoPro!P66),\"\",InfoPro!P66)","v":""},"","","","","","","","","","","","","","","","",""]
[{"$f":"IF(ISBLANK(InfoPro!A67),\"\",InfoPro!A67)","v":""},{"$f":"IF(ISBLANK(InfoPro!B67),\"\",InfoPro!B67)","v":""},{"$f":"IF(ISBLANK(InfoPro!E67),\"\",InfoPro!E67)","v":""},{"$f":"IF(ISBLANK(InfoPro!F67),\"\",InfoPro!F67)","v":""},{"$f":"IF(ISBLANK(InfoPro!I67),\"\",YEAR(InfoPro!I67)-$F$3)","v":""},{"$f":"IF(ISBLANK(InfoPro!P67),\"\",InfoPro!P67)","v":""},"","","","","","","","","","","","","","","","",""]
[{"$f":"IF(ISBLANK(InfoPro!A68),\"\",InfoPro!A68)","v":""},{"$f":"IF(ISBLANK(InfoPro!B68),\"\",InfoPro!B68)","v":""},{"$f":"IF(ISBLANK(InfoPro!E68),\"\",InfoPro!E68)","v":""},{"$f":"IF(ISBLANK(InfoPro!F68),\"\",InfoPro!F68)","v":""},{"$f":"IF(ISBLANK(InfoPro!I68),\"\",YEAR(InfoPro!I68)-$F$3)","v":""},{"$f":"IF(ISBLANK(InfoPro!P68),\"\",InfoPro!P68)","v":""},"","","","","","","","","","","","","","","","",""]
[{"$f":"IF(ISBLANK(InfoPro!A69),\"\",InfoPro!A69)","v":""},{"$f":"IF(ISBLANK(InfoPro!B69),\"\",InfoPro!B69)","v":""},{"$f":"IF(ISBLANK(InfoPro!E69),\"\",InfoPro!E69)","v":""},{"$f":"IF(ISBLANK(InfoPro!F69),\"\",InfoPro!F69)","v":""},{"$f":"IF(ISBLANK(InfoPro!I69),\"\",YEAR(InfoPro!I69)-$F$3)","v":""},{"$f":"IF(ISBLANK(InfoPro!P69),\"\",InfoPro!P69)","v":""},"","","","","","","","","","","","","","","","",""]
[{"$f":"IF(ISBLANK(InfoPro!A70),\"\",InfoPro!A70)","v":""},{"$f":"IF(ISBLANK(InfoPro!B70),\"\",InfoPro!B70)","v":""},{"$f":"IF(ISBLANK(InfoPro!E70),\"\",InfoPro!E70)","v":""},{"$f":"IF(ISBLANK(InfoPro!F70),\"\",InfoPro!F70)","v":""},{"$f":"IF(ISBLANK(InfoPro!I70),\"\",YEAR(InfoPro!I70)-$F$3)","v":""},{"$f":"IF(ISBLANK(InfoPro!P70),\"\",InfoPro!P70)","v":""},{"$f":"IF($F78=\"\",\"\",(1/(1+$C$3)^(G$6+$E78))*$F78*$C$2)","v":""},"","","","","","","","","","","","","","","",""]
[{"$f":"IF(ISBLANK(InfoPro!A71),\"\",InfoPro!A71)","v":""},{"$f":"IF(ISBLANK(InfoPro!B71),\"\",InfoPro!B71)","v":""},{"$f":"IF(ISBLANK(InfoPro!E71),\"\",InfoPro!E71)","v":""},{"$f":"IF(ISBLANK(InfoPro!F71),\"\",InfoPro!F71)","v":""},{"$f":"IF(ISBLANK(InfoPro!I71),\"\",YEAR(InfoPro!I71)-$F$3)","v":""},{"$f":"IF(ISBLANK(InfoPro!P71),\"\",InfoPro!P71)","v":""},"","","","","","","","","","","","","","","","",""]
[{"$f":"IF(ISBLANK(InfoPro!A72),\"\",InfoPro!A72)","v":""},{"$f":"IF(ISBLANK(InfoPro!B72),\"\",InfoPro!B72)","v":""},{"$f":"IF(ISBLANK(InfoPro!E72),\"\",InfoPro!E72)","v":""},{"$f":"IF(ISBLANK(InfoPro!F72),\"\",InfoPro!F72)","v":""},{"$f":"IF(ISBLANK(InfoPro!I72),\"\",YEAR(InfoPro!I72)-$F$3)","v":""},{"$f":"IF(ISBLANK(InfoPro!P72),\"\",InfoPro!P72)","v":""},"","","","","","","","","","","","","","","","",""]
[{"$f":"IF(ISBLANK(InfoPro!A73),\"\",InfoPro!A73)","v":""},{"$f":"IF(ISBLANK(InfoPro!B73),\"\",InfoPro!B73)","v":""},{"$f":"IF(ISBLANK(InfoPro!E73),\"\",InfoPro!E73)","v":""},{"$f":"IF(ISBLANK(InfoPro!F73),\"\",InfoPro!F73)","v":""},{"$f":"IF(ISBLANK(InfoPro!I73),\"\",YEAR(InfoPro!I73)-$F$3)","v":""},{"$f":"IF(ISBLANK(InfoPro!P73),\"\",InfoPro!P73)","v":""},"","","","","","","","","","","","","","","","",""]
[{"$f":"IF(ISBLANK(InfoPro!A74),\"\",InfoPro!A74)","v":""},{"$f":"IF(ISBLANK(InfoPro!B74),\"\",InfoPro!B74)","v":""},{"$f":"IF(ISBLANK(InfoPro!E74),\"\",InfoPro!E74)","v":""},{"$f":"IF(ISBLANK(InfoPro!F74),\"\",InfoPro!F74)","v":""},{"$f":"IF(ISBLANK(InfoPro!I74),\"\",YEAR(InfoPro!I74)-$F$3)","v":""},{"$f":"IF(ISBLANK(InfoPro!P74),\"\",InfoPro!P74)","v":""},"","","","","","","","","","","","","","","","",""]
[{"$f":"IF(ISBLANK(InfoPro!A75),\"\",InfoPro!A75)","v":""},{"$f":"IF(ISBLANK(InfoPro!B75),\"\",InfoPro!B75)","v":""},{"$f":"IF(ISBLANK(InfoPro!E75),\"\",InfoPro!E75)","v":""},{"$f":"IF(ISBLANK(InfoPro!F75),\"\",InfoPro!F75)","v":""},{"$f":"IF(ISBLANK(InfoPro!I75),\"\",YEAR(InfoPro!I75)-$F$3)","v":""},{"$f":"IF(ISBLANK(InfoPro!P75),\"\",InfoPro!P75)","v":""},"","","","","","","","","","","","","","","","",""]
[{"$f":"IF(ISBLANK(InfoPro!A76),\"\",InfoPro!A76)","v":""},{"$f":"IF(ISBLANK(InfoPro!B76),\"\",InfoPro!B76)","v":""},{"$f":"IF(ISBLANK(InfoPro!E76),\"\",InfoPro!E76)","v":""},{"$f":"IF(ISBLANK(InfoPro!F76),\"\",InfoPro!F76)","v":""},{"$f":"IF(ISBLANK(InfoPro!I76),\"\",YEAR(InfoPro!I76)-$F$3)","v":""},{"$f":"IF(ISBLANK(InfoPro!P76),\"\",InfoPro!P76)","v":""},"","","","","","","","","","","","","","","","",""]
[{"$f":"IF(ISBLANK(InfoPro!A77),\"\",InfoPro!A77)","v":""},{"$f":"IF(ISBLANK(InfoPro!B77),\"\",InfoPro!B77)","v":""},{"$f":"IF(ISBLANK(InfoPro!E77),\"\",InfoPro!E77)","v":""},{"$f":"IF(ISBLANK(InfoPro!F77),\"\",InfoPro!F77)","v":""},{"$f":"IF(ISBLANK(InfoPro!I77),\"\",YEAR(InfoPro!I77)-$F$3)","v":""},{"$f":"IF(ISBLANK(InfoPro!P77),\"\",InfoPro!P77)","v":""},"","","","","","","","","","","","","","","","",""]
[{"$f":"IF(ISBLANK(InfoPro!A78),\"\",InfoPro!A78)","v":""},{"$f":"IF(ISBLANK(InfoPro!B78),\"\",InfoPro!B78)","v":""},{"$f":"IF(ISBLANK(InfoPro!E78),\"\",InfoPro!E78)","v":""},{"$f":"IF(ISBLANK(InfoPro!F78),\"\",InfoPro!F78)","v":""},{"$f":"IF(ISBLANK(InfoPro!I78),\"\",YEAR(InfoPro!I78)-$F$3)","v":""},{"$f":"IF(ISBLANK(InfoPro!P78),\"\",InfoPro!P78)","v":""},"","","","","","","","","","","","","","","","",""]
[{"$f":"IF(ISBLANK(InfoPro!A79),\"\",InfoPro!A79)","v":""},{"$f":"IF(ISBLANK(InfoPro!B79),\"\",InfoPro!B79)","v":""},{"$f":"IF(ISBLANK(InfoPro!E79),\"\",InfoPro!E79)","v":""},{"$f":"IF(ISBLANK(InfoPro!F79),\"\",InfoPro!F79)","v":""},{"$f":"IF(ISBLANK(InfoPro!I79),\"\",YEAR(InfoPro!I79)-$F$3)","v":""},{"$f":"IF(ISBLANK(InfoPro!P79),\"\",InfoPro!P79)","v":""},"","","","","","","","","","","","","","","","",""]
[{"$f":"IF(ISBLANK(InfoPro!A80),\"\",InfoPro!A80)","v":""},{"$f":"IF(ISBLANK(InfoPro!B80),\"\",InfoPro!B80)","v":""},{"$f":"IF(ISBLANK(InfoPro!E80),\"\",InfoPro!E80)","v":""},{"$f":"IF(ISBLANK(InfoPro!F80),\"\",InfoPro!F80)","v":""},{"$f":"IF(ISBLANK(InfoPro!I80),\"\",YEAR(InfoPro!I80)-$F$3)","v":""},{"$f":"IF(ISBLANK(InfoPro!P80),\"\",InfoPro!P80)","v":""},{"$f":"IF($F88=\"\",\"\",(1/(1+$C$3)^(G$6+$E88))*$F88*$C$2)","v":""},"","","","","","","","","","","","","","","",""]
[{"$f":"IF(ISBLANK(InfoPro!A81),\"\",InfoPro!A81)","v":""},{"$f":"IF(ISBLANK(InfoPro!B81),\"\",InfoPro!B81)","v":""},{"$f":"IF(ISBLANK(InfoPro!E81),\"\",InfoPro!E81)","v":""},{"$f":"IF(ISBLANK(InfoPro!F81),\"\",InfoPro!F81)","v":""},{"$f":"IF(ISBLANK(InfoPro!I81),\"\",YEAR(InfoPro!I81)-$F$3)","v":""},{"$f":"IF(ISBLANK(InfoPro!P81),\"\",InfoPro!P81)","v":""},"","","","","","","","","","","","","","","","",""]
[{"$f":"IF(ISBLANK(InfoPro!A82),\"\",InfoPro!A82)","v":""},{"$f":"IF(ISBLANK(InfoPro!B82),\"\",InfoPro!B82)","v":""},{"$f":"IF(ISBLANK(InfoPro!E82),\"\",InfoPro!E82)","v":""},{"$f":"IF(ISBLANK(InfoPro!F82),\"\",InfoPro!F82)","v":""},{"$f":"IF(ISBLANK(InfoPro!I82),\"\",YEAR(InfoPro!I82)-$F$3)","v":""},{"$f":"IF(ISBLANK(InfoPro!P82),\"\",InfoPro!P82)","v":""},"","","","","","","","","","","","","","","","",""]
[{"$f":"IF(ISBLANK(InfoPro!A83),\"\",InfoPro!A83)","v":""},{"$f":"IF(ISBLANK(InfoPro!B83),\"\",InfoPro!B83)","v":""},{"$f":"IF(ISBLANK(InfoPro!E83),\"\",InfoPro!E83)","v":""},{"$f":"IF(ISBLANK(InfoPro!F83),\"\",InfoPro!F83)","v":""},{"$f":"IF(ISBLANK(InfoPro!I83),\"\",YEAR(InfoPro!I83)-$F$3)","v":""},{"$f":"IF(ISBLANK(InfoPro!P83),\"\",InfoPro!P83)","v":""},"","","","","","","","","","","","","","","","",""]
[{"$f":"IF(ISBLANK(InfoPro!A84),\"\",InfoPro!A84)","v":""},{"$f":"IF(ISBLANK(InfoPro!B84),\"\",InfoPro!B84)","v":""},{"$f":"IF(ISBLANK(InfoPro!E84),\"\",InfoPro!E84)","v":""},{"$f":"IF(ISBLANK(InfoPro!F84),\"\",InfoPro!F84)","v":""},{"$f":"IF(ISBLANK(InfoPro!I84),\"\",YEAR(InfoPro!I84)-$F$3)","v":""},{"$f":"IF(ISBLANK(InfoPro!P84),\"\",InfoPro!P84)","v":""},"","","","","","","","","","","","","","","","",""]
[{"$f":"IF(ISBLANK(InfoPro!A85),\"\",InfoPro!A85)","v":""},{"$f":"IF(ISBLANK(InfoPro!B85),\"\",InfoPro!B85)","v":""},{"$f":"IF(ISBLANK(InfoPro!E85),\"\",InfoPro!E85)","v":""},{"$f":"IF(ISBLANK(InfoPro!F85),\"\",InfoPro!F85)","v":""},{"$f":"IF(ISBLANK(InfoPro!I85),\"\",YEAR(InfoPro!I85)-$F$3)","v":""},{"$f":"IF(ISBLANK(InfoPro!P85),\"\",InfoPro!P85)","v":""},"","","","","","","","","","","","","","","","",""]
[{"$f":"IF(ISBLANK(InfoPro!A86),\"\",InfoPro!A86)","v":""},{"$f":"IF(ISBLANK(InfoPro!B86),\"\",InfoPro!B86)","v":""},{"$f":"IF(ISBLANK(InfoPro!E86),\"\",InfoPro!E86)","v":""},{"$f":"IF(ISBLANK(InfoPro!F86),\"\",InfoPro!F86)","v":""},{"$f":"IF(ISBLANK(InfoPro!I86),\"\",YEAR(InfoPro!I86)-$F$3)","v":""},{"$f":"IF(ISBLANK(InfoPro!P86),\"\",InfoPro!P86)","v":""},"","","","","","","","","","","","","","","","",""]
[{"$f":"IF(ISBLANK(InfoPro!A87),\"\",InfoPro!A87)","v":""},{"$f":"IF(ISBLANK(InfoPro!B87),\"\",InfoPro!B87)","v":""},{"$f":"IF(ISBLANK(InfoPro!E87),\"\",InfoPro!E87)","v":""},{"$f":"IF(ISBLANK(InfoPro!F87),\"\",InfoPro!F87)","v":""},{"$f":"IF(ISBLANK(InfoPro!I87),\"\",YEAR(InfoPro!I87)-$F$3)","v":""},{"$f":"IF(ISBLANK(InfoPro!P87),\"\",InfoPro!P87)","v":""},"","","","","","","","","","","","","","","","",""]
[{"$f":"IF(ISBLANK(InfoPro!A88),\"\",InfoPro!A88)","v":""},{"$f":"IF(ISBLANK(InfoPro!B88),\"\",InfoPro!B88)","v":""},{"$f":"IF(ISBLANK(InfoPro!E88),\"\",InfoPro!E88)","v":""},{"$f":"IF(ISBLANK(InfoPro!F88),\"\",InfoPro!F88)","v":""},{"$f":"IF(ISBLANK(InfoPro!I88),\"\",YEAR(InfoPro!I88)-$F$3)","v":""},{"$f":"IF(ISBLANK(InfoPro!P88),\"\",InfoPro!P88)","v":""},"","","","","","","","","","","","","","","","",""]
[{"$f":"IF(ISBLANK(InfoPro!A89),\"\",InfoPro!A89)","v":""},{"$f":"IF(ISBLANK(InfoPro!B89),\"\",InfoPro!B89)","v":""},{"$f":"IF(ISBLANK(InfoPro!E89),\"\",InfoPro!E89)","v":""},{"$f":"IF(ISBLANK(InfoPro!F89),\"\",InfoPro!F89)","v":""},{"$f":"IF(ISBLANK(InfoPro!I89),\"\",YEAR(InfoPro!I89)-$F$3)","v":""},{"$f":"IF(ISBLANK(InfoPro!P89),\"\",InfoPro!P89)","v":""},"","","","","","","","","","","","","","","","",""]
[{"$f":"IF(ISBLANK(InfoPro!A90),\"\",InfoPro!A90)","v":""},{"$f":"IF(ISBLANK(InfoPro!B90),\"\",InfoPro!B90)","v":""},{"$f":"IF(ISBLANK(InfoPro!E90),\"\",InfoPro!E90)","v":""},{"$f":"IF(ISBLANK(InfoPro!F90),\"\",InfoPro!F90)","v":""},{"$f":"IF(ISBLANK(InfoPro!I90),\"\",YEAR(InfoPro!I90)-$F$3)","v":""},{"$f":"IF(ISBLANK(InfoPro!P90),\"\",InfoPro!P90)","v":""},{"$f":"IF($F98=\"\",\"\",(1/(1+$C$3)^(G$6+$E98))*$F98*$C$2)","v":""},"","","","","","","","","","","","","","","",""]
[{"$f":"IF(ISBLANK(InfoPro!A91),\"\",InfoPro!A91)","v":""},{"$f":"IF(ISBLANK(InfoPro!B91),\"\",InfoPro!B91)","v":""},{"$f":"IF(ISBLANK(InfoPro!E91),\"\",InfoPro!E91)","v":""},{"$f":"IF(ISBLANK(InfoPro!F91),\"\",InfoPro!F91)","v":""},{"$f":"IF(ISBLANK(InfoPro!I91),\"\",YEAR(InfoPro!I91)-$F$3)","v":""},{"$f":"IF(ISBLANK(InfoPro!P91),\"\",InfoPro!P91)","v":""},"","","","","","","","","","","","","","","","",""]
[{"$f":"IF(ISBLANK(InfoPro!A92),\"\",InfoPro!A92)","v":""},{"$f":"IF(ISBLANK(InfoPro!B92),\"\",InfoPro!B92)","v":""},{"$f":"IF(ISBLANK(InfoPro!E92),\"\",InfoPro!E92)","v":""},{"$f":"IF(ISBLANK(InfoPro!F92),\"\",InfoPro!F92)","v":""},{"$f":"IF(ISBLANK(InfoPro!I92),\"\",YEAR(InfoPro!I92)-$F$3)","v":""},{"$f":"IF(ISBLANK(InfoPro!P92),\"\",InfoPro!P92)","v":""},"","","","","","","","","","","","","","","","",""]
[{"$f":"IF(ISBLANK(InfoPro!A93),\"\",InfoPro!A93)","v":""},{"$f":"IF(ISBLANK(InfoPro!B93),\"\",InfoPro!B93)","v":""},{"$f":"IF(ISBLANK(InfoPro!E93),\"\",InfoPro!E93)","v":""},{"$f":"IF(ISBLANK(InfoPro!F93),\"\",InfoPro!F93)","v":""},{"$f":"IF(ISBLANK(InfoPro!I93),\"\",YEAR(InfoPro!I93)-$F$3)","v":""},{"$f":"IF(ISBLANK(InfoPro!P93),\"\",InfoPro!P93)","v":""},"","","","","","","","","","","","","","","","",""]
[{"$f":"IF(ISBLANK(InfoPro!A94),\"\",InfoPro!A94)","v":""},{"$f":"IF(ISBLANK(InfoPro!B94),\"\",InfoPro!B94)","v":""},{"$f":"IF(ISBLANK(InfoPro!E94),\"\",InfoPro!E94)","v":""},{"$f":"IF(ISBLANK(InfoPro!F94),\"\",InfoPro!F94)","v":""},{"$f":"IF(ISBLANK(InfoPro!I94),\"\",YEAR(InfoPro!I94)-$F$3)","v":""},{"$f":"IF(ISBLANK(InfoPro!P94),\"\",InfoPro!P94)","v":""},"","","","","","","","","","","","","","","","",""]
[{"$f":"IF(ISBLANK(InfoPro!A95),\"\",InfoPro!A95)","v":""},{"$f":"IF(ISBLANK(InfoPro!B95),\"\",InfoPro!B95)","v":""},{"$f":"IF(ISBLANK(InfoPro!E95),\"\",InfoPro!E95)","v":""},{"$f":"IF(ISBLANK(InfoPro!F95),\"\",InfoPro!F95)","v":""},{"$f":"IF(ISBLANK(InfoPro!I95),\"\",YEAR(InfoPro!I95)-$F$3)","v":""},{"$f":"IF(ISBLANK(InfoPro!P95),\"\",InfoPro!P95)","v":""},"","","","","","","","","","","","","","","","",""]
[{"$f":"IF(ISBLANK(InfoPro!A96),\"\",InfoPro!A96)","v":""},{"$f":"IF(ISBLANK(InfoPro!B96),\"\",InfoPro!B96)","v":""},{"$f":"IF(ISBLANK(InfoPro!E96),\"\",InfoPro!E96)","v":""},{"$f":"IF(ISBLANK(InfoPro!F96),\"\",InfoPro!F96)","v":""},{"$f":"IF(ISBLANK(InfoPro!I96),\"\",YEAR(InfoPro!I96)-$F$3)","v":""},{"$f":"IF(ISBLANK(InfoPro!P96),\"\",InfoPro!P96)","v":""},"","","","","","","","","","","","","","","","",""]
[{"$f":"IF(ISBLANK(InfoPro!A97),\"\",InfoPro!A97)","v":""},{"$f":"IF(ISBLANK(InfoPro!B97),\"\",InfoPro!B97)","v":""},{"$f":"IF(ISBLANK(InfoPro!E97),\"\",InfoPro!E97)","v":""},{"$f":"IF(ISBLANK(InfoPro!F97),\"\",InfoPro!F97)","v":""},{"$f":"IF(ISBLANK(InfoPro!I97),\"\",YEAR(InfoPro!I97)-$F$3)","v":""},{"$f":"IF(ISBLANK(InfoPro!P97),\"\",InfoPro!P97)","v":""},"","","","","","","","","","","","","","","","",""]
[{"$f":"IF(ISBLANK(InfoPro!A98),\"\",InfoPro!A98)","v":""},{"$f":"IF(ISBLANK(InfoPro!B98),\"\",InfoPro!B98)","v":""},{"$f":"IF(ISBLANK(InfoPro!E98),\"\",InfoPro!E98)","v":""},{"$f":"IF(ISBLANK(InfoPro!F98),\"\",InfoPro!F98)","v":""},{"$f":"IF(ISBLANK(InfoPro!I98),\"\",YEAR(InfoPro!I98)-$F$3)","v":""},{"$f":"IF(ISBLANK(InfoPro!P98),\"\",InfoPro!P98)","v":""},"","","","","","","","","","","","","","","","",""]
[{"$f":"IF(ISBLANK(InfoPro!A99),\"\",InfoPro!A99)","v":""},{"$f":"IF(ISBLANK(InfoPro!B99),\"\",InfoPro!B99)","v":""},{"$f":"IF(ISBLANK(InfoPro!E99),\"\",InfoPro!E99)","v":""},{"$f":"IF(ISBLANK(InfoPro!F99),\"\",InfoPro!F99)","v":""},{"$f":"IF(ISBLANK(InfoPro!I99),\"\",YEAR(InfoPro!I99)-$F$3)","v":""},{"$f":"IF(ISBLANK(InfoPro!P99),\"\",InfoPro!P99)","v":""},"","","","","","","","","","","","","","","","",""]
[{"$f":"IF(ISBLANK(InfoPro!A100),\"\",InfoPro!A100)","v":""},{"$f":"IF(ISBLANK(InfoPro!B100),\"\",InfoPro!B100)","v":""},{"$f":"IF(ISBLANK(InfoPro!E100),\"\",InfoPro!E100)","v":""},{"$f":"IF(ISBLANK(InfoPro!F100),\"\",InfoPro!F100)","v":""},{"$f":"IF(ISBLANK(InfoPro!I100),\"\",YEAR(InfoPro!I100)-$F$3)","v":""},{"$f":"IF(ISBLANK(InfoPro!P100),\"\",InfoPro!P100)","v":""},"","","","","","","","","","","","","","","","",""]
[{"$f":"IF(ISBLANK(InfoPro!A101),\"\",InfoPro!A101)","v":""},{"$f":"IF(ISBLANK(InfoPro!B101),\"\",InfoPro!B101)","v":""},{"$f":"IF(ISBLANK(InfoPro!E101),\"\",InfoPro!E101)","v":""},{"$f":"IF(ISBLANK(InfoPro!F101),\"\",InfoPro!F101)","v":""},{"$f":"IF(ISBLANK(InfoPro!I101),\"\",YEAR(InfoPro!I101)-$F$3)","v":""},{"$f":"IF(ISBLANK(InfoPro!P101),\"\",InfoPro!P101)","v":""},"","","","","","","","","","","","","","","","",""]
[{"$f":"IF(ISBLANK(InfoPro!A102),\"\",InfoPro!A102)","v":""},{"$f":"IF(ISBLANK(InfoPro!B102),\"\",InfoPro!B102)","v":""},{"$f":"IF(ISBLANK(InfoPro!E102),\"\",InfoPro!E102)","v":""},{"$f":"IF(ISBLANK(InfoPro!F102),\"\",InfoPro!F102)","v":""},{"$f":"IF(ISBLANK(InfoPro!I102),\"\",YEAR(InfoPro!I102)-$F$3)","v":""},{"$f":"IF(ISBLANK(InfoPro!P102),\"\",InfoPro!P102)","v":""},"","","","","","","","","","","","","","","","",""]
[{"$f":"IF(ISBLANK(InfoPro!A103),\"\",InfoPro!A103)","v":""},{"$f":"IF(ISBLANK(InfoPro!B103),\"\",InfoPro!B103)","v":""},{"$f":"IF(ISBLANK(InfoPro!E103),\"\",InfoPro!E103)","v":""},{"$f":"IF(ISBLANK(InfoPro!F103),\"\",InfoPro!F103)","v":""},{"$f":"IF(ISBLANK(InfoPro!I103),\"\",YEAR(InfoPro!I103)-$F$3)","v":""},{"$f":"IF(ISBLANK(InfoPro!P103),\"\",InfoPro!P103)","v":""},"","","","","","","","","","","","","","","","",""]
[{"$f":"IF(ISBLANK(InfoPro!A104),\"\",InfoPro!A104)","v":""},{"$f":"IF(ISBLANK(InfoPro!B104),\"\",InfoPro!B104)","v":""},{"$f":"IF(ISBLANK(InfoPro!E104),\"\",InfoPro!E104)","v":""},{"$f":"IF(ISBLANK(InfoPro!F104),\"\",InfoPro!F104)","v":""},{"$f":"IF(ISBLANK(InfoPro!I104),\"\",YEAR(InfoPro!I104)-$F$3)","v":""},{"$f":"IF(ISBLANK(InfoPro!P104),\"\",InfoPro!P104)","v":""},"","","","","","","","","","","","","","","",{"$f":"IF(U112=\"\",\"\",SUM(G112:U112))","v":""},{"$f":"IF(C112=0,0,IF(V112=\"\",\"\",V112/(C112*1000)))","v":""}]
[{"$f":"IF(ISBLANK(InfoPro!A105),\"\",InfoPro!A105)","v":""},{"$f":"IF(ISBLANK(InfoPro!B105),\"\",InfoPro!B105)","v":""},{"$f":"IF(ISBLANK(InfoPro!E105),\"\",InfoPro!E105)","v":""},{"$f":"IF(ISBLANK(InfoPro!F105),\"\",InfoPro!F105)","v":""},{"$f":"IF(ISBLANK(InfoPro!I105),\"\",YEAR(InfoPro!I105)-$F$3)","v":""},{"$f":"IF(ISBLANK(InfoPro!P105),\"\",InfoPro!P105)","v":""},"","","","","","","","","","","","","","","","",""]
[{"$f":"IF(ISBLANK(InfoPro!A106),\"\",InfoPro!A106)","v":""},{"$f":"IF(ISBLANK(InfoPro!B106),\"\",InfoPro!B106)","v":""},{"$f":"IF(ISBLANK(InfoPro!E106),\"\",InfoPro!E106)","v":""},{"$f":"IF(ISBLANK(InfoPro!F106),\"\",InfoPro!F106)","v":""},{"$f":"IF(ISBLANK(InfoPro!I106),\"\",YEAR(InfoPro!I106)-$F$3)","v":""},{"$f":"IF(ISBLANK(InfoPro!P106),\"\",InfoPro!P106)","v":""},{"$f":"IF($F114=\"\",\"\",(1/(1+$C$3)^(G$6+$E114))*$F114*$C$2)","v":""},"","","","","","","","","","","","","","","",""]
[{"$f":"IF(ISBLANK(InfoPro!A107),\"\",InfoPro!A107)","v":""},{"$f":"IF(ISBLANK(InfoPro!B107),\"\",InfoPro!B107)","v":""},{"$f":"IF(ISBLANK(InfoPro!E107),\"\",InfoPro!E107)","v":""},{"$f":"IF(ISBLANK(InfoPro!F107),\"\",InfoPro!F107)","v":""},{"$f":"IF(ISBLANK(InfoPro!I107),\"\",YEAR(InfoPro!I107)-$F$3)","v":""},{"$f":"IF(ISBLANK(InfoPro!P107),\"\",InfoPro!P107)","v":""},"","","","","","","","","","","","","","","","",""]
[{"$f":"IF(ISBLANK(InfoPro!A108),\"\",InfoPro!A108)","v":""},{"$f":"IF(ISBLANK(InfoPro!B108),\"\",InfoPro!B108)","v":""},{"$f":"IF(ISBLANK(InfoPro!E108),\"\",InfoPro!E108)","v":""},{"$f":"IF(ISBLANK(InfoPro!F108),\"\",InfoPro!F108)","v":""},{"$f":"IF(ISBLANK(InfoPro!I108),\"\",YEAR(InfoPro!I108)-$F$3)","v":""},{"$f":"IF(ISBLANK(InfoPro!P108),\"\",InfoPro!P108)","v":""},"","","","","","","","","","","","","","","","",""]
[{"$f":"IF(ISBLANK(InfoPro!A109),\"\",InfoPro!A109)","v":""},{"$f":"IF(ISBLANK(InfoPro!B109),\"\",InfoPro!B109)","v":""},{"$f":"IF(ISBLANK(InfoPro!E109),\"\",InfoPro!E109)","v":""},{"$f":"IF(ISBLANK(InfoPro!F109),\"\",InfoPro!F109)","v":""},{"$f":"IF(ISBLANK(InfoPro!I109),\"\",YEAR(InfoPro!I109)-$F$3)","v":""},{"$f":"IF(ISBLANK(InfoPro!P109),\"\",InfoPro!P109)","v":""},"","","","","","","","","","","","","","","","",""]
[{"$f":"IF(ISBLANK(InfoPro!A110),\"\",InfoPro!A110)","v":""},{"$f":"IF(ISBLANK(InfoPro!B110),\"\",InfoPro!B110)","v":""},{"$f":"IF(ISBLANK(InfoPro!E110),\"\",InfoPro!E110)","v":""},{"$f":"IF(ISBLANK(InfoPro!F110),\"\",InfoPro!F110)","v":""},{"$f":"IF(ISBLANK(InfoPro!I110),\"\",YEAR(InfoPro!I110)-$F$3)","v":""},{"$f":"IF(ISBLANK(InfoPro!P110),\"\",InfoPro!P110)","v":""},"","","","","","","","","","","","","","","","",""]
[{"$f":"IF(ISBLANK(InfoPro!A111),\"\",InfoPro!A111)","v":""},{"$f":"IF(ISBLANK(InfoPro!B111),\"\",InfoPro!B111)","v":""},{"$f":"IF(ISBLANK(InfoPro!E111),\"\",InfoPro!E111)","v":""},{"$f":"IF(ISBLANK(InfoPro!F111),\"\",InfoPro!F111)","v":""},{"$f":"IF(ISBLANK(InfoPro!I111),\"\",YEAR(InfoPro!I111)-$F$3)","v":""},{"$f":"IF(ISBLANK(InfoPro!P111),\"\",InfoPro!P111)","v":""},"","","","","","","","","","","","","","","","",""]
[{"$f":"IF(ISBLANK(InfoPro!A112),\"\",InfoPro!A112)","v":""},{"$f":"IF(ISBLANK(InfoPro!B112),\"\",InfoPro!B112)","v":""},{"$f":"IF(ISBLANK(InfoPro!E112),\"\",InfoPro!E112)","v":""},{"$f":"IF(ISBLANK(InfoPro!F112),\"\",InfoPro!F112)","v":""},{"$f":"IF(ISBLANK(InfoPro!I112),\"\",YEAR(InfoPro!I112)-$F$3)","v":""},{"$f":"IF(ISBLANK(InfoPro!P112),\"\",InfoPro!P112)","v":""},"","","","","","","","","","","","","","","","",""]
[{"$f":"IF(ISBLANK(InfoPro!A113),\"\",InfoPro!A113)","v":""},{"$f":"IF(ISBLANK(InfoPro!B113),\"\",InfoPro!B113)","v":""},{"$f":"IF(ISBLANK(InfoPro!E113),\"\",InfoPro!E113)","v":""},{"$f":"IF(ISBLANK(InfoPro!F113),\"\",InfoPro!F113)","v":""},{"$f":"IF(ISBLANK(InfoPro!I113),\"\",YEAR(InfoPro!I113)-$F$3)","v":""},{"$f":"IF(ISBLANK(InfoPro!P113),\"\",InfoPro!P113)","v":""},"","","","","","","","","","","","","","","","",""]
[{"$f":"IF(ISBLANK(InfoPro!A114),\"\",InfoPro!A114)","v":""},{"$f":"IF(ISBLANK(InfoPro!B114),\"\",InfoPro!B114)","v":""},{"$f":"IF(ISBLANK(InfoPro!E114),\"\",InfoPro!E114)","v":""},{"$f":"IF(ISBLANK(InfoPro!F114),\"\",InfoPro!F114)","v":""},{"$f":"IF(ISBLANK(InfoPro!I114),\"\",YEAR(InfoPro!I114)-$F$3)","v":""},{"$f":"IF(ISBLANK(InfoPro!P114),\"\",InfoPro!P114)","v":""},"","","","","","","","","","","","","","","","",""]
[{"$f":"IF(ISBLANK(InfoPro!A115),\"\",InfoPro!A115)","v":""},{"$f":"IF(ISBLANK(InfoPro!B115),\"\",InfoPro!B115)","v":""},{"$f":"IF(ISBLANK(InfoPro!E115),\"\",InfoPro!E115)","v":""},{"$f":"IF(ISBLANK(InfoPro!F115),\"\",InfoPro!F115)","v":""},{"$f":"IF(ISBLANK(InfoPro!I115),\"\",YEAR(InfoPro!I115)-$F$3)","v":""},{"$f":"IF(ISBLANK(InfoPro!P115),\"\",InfoPro!P115)","v":""},"","","","","","","","","","","","","","","","",""]
[{"$f":"IF(ISBLANK(InfoPro!A116),\"\",InfoPro!A116)","v":""},{"$f":"IF(ISBLANK(InfoPro!B116),\"\",InfoPro!B116)","v":""},{"$f":"IF(ISBLANK(InfoPro!E116),\"\",InfoPro!E116)","v":""},{"$f":"IF(ISBLANK(InfoPro!F116),\"\",InfoPro!F116)","v":""},{"$f":"IF(ISBLANK(InfoPro!I116),\"\",YEAR(InfoPro!I116)-$F$3)","v":""},{"$f":"IF(ISBLANK(InfoPro!P116),\"\",InfoPro!P116)","v":""},"","","","","","","","","","","","","","","","",""]
[{"$f":"IF(ISBLANK(InfoPro!A117),\"\",InfoPro!A117)","v":""},{"$f":"IF(ISBLANK(InfoPro!B117),\"\",InfoPro!B117)","v":""},{"$f":"IF(ISBLANK(InfoPro!E117),\"\",InfoPro!E117)","v":""},{"$f":"IF(ISBLANK(InfoPro!F117),\"\",InfoPro!F117)","v":""},{"$f":"IF(ISBLANK(InfoPro!I117),\"\",YEAR(InfoPro!I117)-$F$3)","v":""},{"$f":"IF(ISBLANK(InfoPro!P117),\"\",InfoPro!P117)","v":""},"","","","","","","","","","","","","","","","",""]
[{"$f":"IF(ISBLANK(InfoPro!A118),\"\",InfoPro!A118)","v":""},{"$f":"IF(ISBLANK(InfoPro!B118),\"\",InfoPro!B118)","v":""},{"$f":"IF(ISBLANK(InfoPro!E118),\"\",InfoPro!E118)","v":""},{"$f":"IF(ISBLANK(InfoPro!F118),\"\",InfoPro!F118)","v":""},{"$f":"IF(ISBLANK(InfoPro!I118),\"\",YEAR(InfoPro!I118)-$F$3)","v":""},{"$f":"IF(ISBLANK(InfoPro!P118),\"\",InfoPro!P118)","v":""},"","","","","","","","","","","","","","","","",""]
[{"$f":"IF(ISBLANK(InfoPro!A119),\"\",InfoPro!A119)","v":""},{"$f":"IF(ISBLANK(InfoPro!B119),\"\",InfoPro!B119)","v":""},{"$f":"IF(ISBLANK(InfoPro!E119),\"\",InfoPro!E119)","v":""},{"$f":"IF(ISBLANK(InfoPro!F119),\"\",InfoPro!F119)","v":""},{"$f":"IF(ISBLANK(InfoPro!I119),\"\",YEAR(InfoPro!I119)-$F$3)","v":""},{"$f":"IF(ISBLANK(InfoPro!P119),\"\",InfoPro!P119)","v":""},"","","","","","","","","","","","","","","","",""]
[{"$f":"IF(ISBLANK(InfoPro!A120),\"\",InfoPro!A120)","v":""},{"$f":"IF(ISBLANK(InfoPro!B120),\"\",InfoPro!B120)","v":""},{"$f":"IF(ISBLANK(InfoPro!E120),\"\",InfoPro!E120)","v":""},{"$f":"IF(ISBLANK(InfoPro!F120),\"\",InfoPro!F120)","v":""},{"$f":"IF(ISBLANK(InfoPro!I120),\"\",YEAR(InfoPro!I120)-$F$3)","v":""},{"$f":"IF(ISBLANK(InfoPro!P120),\"\",InfoPro!P120)","v":""},"","","","","","","","","","","","","","","","",""]
[{"$f":"IF(ISBLANK(InfoPro!A121),\"\",InfoPro!A121)","v":""},{"$f":"IF(ISBLANK(InfoPro!B121),\"\",InfoPro!B121)","v":""},{"$f":"IF(ISBLANK(InfoPro!E121),\"\",InfoPro!E121)","v":""},{"$f":"IF(ISBLANK(InfoPro!F121),\"\",InfoPro!F121)","v":""},{"$f":"IF(ISBLANK(InfoPro!I121),\"\",YEAR(InfoPro!I121)-$F$3)","v":""},{"$f":"IF(ISBLANK(InfoPro!P121),\"\",InfoPro!P121)","v":""},"","","","","","","","","","","","","","","","",""]
[{"$f":"IF(ISBLANK(InfoPro!A122),\"\",InfoPro!A122)","v":""},{"$f":"IF(ISBLANK(InfoPro!B122),\"\",InfoPro!B122)","v":""},{"$f":"IF(ISBLANK(InfoPro!E122),\"\",InfoPro!E122)","v":""},{"$f":"IF(ISBLANK(InfoPro!F122),\"\",InfoPro!F122)","v":""},{"$f":"IF(ISBLANK(InfoPro!I122),\"\",YEAR(InfoPro!I122)-$F$3)","v":""},{"$f":"IF(ISBLANK(InfoPro!P122),\"\",InfoPro!P122)","v":""},"","","","","","","","","","","","","","","","",""]
[{"$f":"IF(ISBLANK(InfoPro!A123),\"\",InfoPro!A123)","v":""},{"$f":"IF(ISBLANK(InfoPro!B123),\"\",InfoPro!B123)","v":""},{"$f":"IF(ISBLANK(InfoPro!E123),\"\",InfoPro!E123)","v":""},{"$f":"IF(ISBLANK(InfoPro!F123),\"\",InfoPro!F123)","v":""},{"$f":"IF(ISBLANK(InfoPro!I123),\"\",YEAR(InfoPro!I123)-$F$3)","v":""},{"$f":"IF(ISBLANK(InfoPro!P123),\"\",InfoPro!P123)","v":""},{"$f":"IF($F131=\"\",\"\",(1/(1+$C$3)^(G$6+$E131))*$F131*$C$2)","v":""},"","","","","","","","","","","","","","","",""]
[{"$f":"IF(ISBLANK(InfoPro!A124),\"\",InfoPro!A124)","v":""},{"$f":"IF(ISBLANK(InfoPro!B124),\"\",InfoPro!B124)","v":""},{"$f":"IF(ISBLANK(InfoPro!E124),\"\",InfoPro!E124)","v":""},{"$f":"IF(ISBLANK(InfoPro!F124),\"\",InfoPro!F124)","v":""},{"$f":"IF(ISBLANK(InfoPro!I124),\"\",YEAR(InfoPro!I124)-$F$3)","v":""},{"$f":"IF(ISBLANK(InfoPro!P124),\"\",InfoPro!P124)","v":""},"","","","","","","","","","","","","","","","",""]
[{"$f":"IF(ISBLANK(InfoPro!A125),\"\",InfoPro!A125)","v":""},{"$f":"IF(ISBLANK(InfoPro!B125),\"\",InfoPro!B125)","v":""},{"$f":"IF(ISBLANK(InfoPro!E125),\"\",InfoPro!E125)","v":""},{"$f":"IF(ISBLANK(InfoPro!F125),\"\",InfoPro!F125)","v":""},{"$f":"IF(ISBLANK(InfoPro!I125),\"\",YEAR(InfoPro!I125)-$F$3)","v":""},{"$f":"IF(ISBLANK(InfoPro!P125),\"\",InfoPro!P125)","v":""},"","","","","","","","","","","","","","","","",""]
[{"$f":"IF(ISBLANK(InfoPro!A126),\"\",InfoPro!A126)","v":""},{"$f":"IF(ISBLANK(InfoPro!B126),\"\",InfoPro!B126)","v":""},{"$f":"IF(ISBLANK(InfoPro!E126),\"\",InfoPro!E126)","v":""},{"$f":"IF(ISBLANK(InfoPro!F126),\"\",InfoPro!F126)","v":""},{"$f":"IF(ISBLANK(InfoPro!I126),\"\",YEAR(InfoPro!I126)-$F$3)","v":""},{"$f":"IF(ISBLANK(InfoPro!P126),\"\",InfoPro!P126)","v":""},"","","","","","","","","","","","","","","","",""]
[{"$f":"IF(ISBLANK(InfoPro!A127),\"\",InfoPro!A127)","v":""},{"$f":"IF(ISBLANK(InfoPro!B127),\"\",InfoPro!B127)","v":""},{"$f":"IF(ISBLANK(InfoPro!E127),\"\",InfoPro!E127)","v":""},{"$f":"IF(ISBLANK(InfoPro!F127),\"\",InfoPro!F127)","v":""},{"$f":"IF(ISBLANK(InfoPro!I127),\"\",YEAR(InfoPro!I127)-$F$3)","v":""},{"$f":"IF(ISBLANK(InfoPro!P127),\"\",InfoPro!P127)","v":""},"","","","","","","","","","","","","","","","",""]
[{"$f":"IF(ISBLANK(InfoPro!A128),\"\",InfoPro!A128)","v":""},{"$f":"IF(ISBLANK(InfoPro!B128),\"\",InfoPro!B128)","v":""},{"$f":"IF(ISBLANK(InfoPro!E128),\"\",InfoPro!E128)","v":""},{"$f":"IF(ISBLANK(InfoPro!F128),\"\",InfoPro!F128)","v":""},{"$f":"IF(ISBLANK(InfoPro!I128),\"\",YEAR(InfoPro!I128)-$F$3)","v":""},{"$f":"IF(ISBLANK(InfoPro!P128),\"\",InfoPro!P128)","v":""},"","","","","","","","","","","","","","","","",""]
[{"$f":"IF(ISBLANK(InfoPro!A129),\"\",InfoPro!A129)","v":""},{"$f":"IF(ISBLANK(InfoPro!B129),\"\",InfoPro!B129)","v":""},{"$f":"IF(ISBLANK(InfoPro!E129),\"\",InfoPro!E129)","v":""},{"$f":"IF(ISBLANK(InfoPro!F129),\"\",InfoPro!F129)","v":""},{"$f":"IF(ISBLANK(InfoPro!I129),\"\",YEAR(InfoPro!I129)-$F$3)","v":""},{"$f":"IF(ISBLANK(InfoPro!P129),\"\",InfoPro!P129)","v":""},"","","","","","","","","","","","","","","","",""]
[{"$f":"IF(ISBLANK(InfoPro!A130),\"\",InfoPro!A130)","v":""},{"$f":"IF(ISBLANK(InfoPro!B130),\"\",InfoPro!B130)","v":""},{"$f":"IF(ISBLANK(InfoPro!E130),\"\",InfoPro!E130)","v":""},{"$f":"IF(ISBLANK(InfoPro!F130),\"\",InfoPro!F130)","v":""},{"$f":"IF(ISBLANK(InfoPro!I130),\"\",YEAR(InfoPro!I130)-$F$3)","v":""},{"$f":"IF(ISBLANK(InfoPro!P130),\"\",InfoPro!P130)","v":""},"","","","","","","","","","","","","","","","",""]
[{"$f":"IF(ISBLANK(InfoPro!A131),\"\",InfoPro!A131)","v":""},{"$f":"IF(ISBLANK(InfoPro!B131),\"\",InfoPro!B131)","v":""},{"$f":"IF(ISBLANK(InfoPro!E131),\"\",InfoPro!E131)","v":""},{"$f":"IF(ISBLANK(InfoPro!F131),\"\",InfoPro!F131)","v":""},{"$f":"IF(ISBLANK(InfoPro!I131),\"\",YEAR(InfoPro!I131)-$F$3)","v":""},{"$f":"IF(ISBLANK(InfoPro!P131),\"\",InfoPro!P131)","v":""},"","","","","","","","","","","","","","","","",""]
[{"$f":"IF(ISBLANK(InfoPro!A132),\"\",InfoPro!A132)","v":""},{"$f":"IF(ISBLANK(InfoPro!B132),\"\",InfoPro!B132)","v":""},{"$f":"IF(ISBLANK(InfoPro!E132),\"\",InfoPro!E132)","v":""},{"$f":"IF(ISBLANK(InfoPro!F132),\"\",InfoPro!F132)","v":""},{"$f":"IF(ISBLANK(InfoPro!I132),\"\",YEAR(InfoPro!I132)-$F$3)","v":""},{"$f":"IF(ISBLANK(InfoPro!P132),\"\",InfoPro!P132)","v":""},"","","","","","","","","","","","","","","","",""]
[{"$f":"IF(ISBLANK(InfoPro!A133),\"\",InfoPro!A133)","v":""},{"$f":"IF(ISBLANK(InfoPro!B133),\"\",InfoPro!B133)","v":""},{"$f":"IF(ISBLANK(InfoPro!E133),\"\",InfoPro!E133)","v":""},{"$f":"IF(ISBLANK(InfoPro!F133),\"\",InfoPro!F133)","v":""},{"$f":"IF(ISBLANK(InfoPro!I133),\"\",YEAR(InfoPro!I133)-$F$3)","v":""},{"$f":"IF(ISBLANK(InfoPro!P133),\"\",InfoPro!P133)","v":""},"","","","","","","","","","","","","","","","",""]
[{"$f":"IF(ISBLANK(InfoPro!A134),\"\",InfoPro!A134)","v":""},{"$f":"IF(ISBLANK(InfoPro!B134),\"\",InfoPro!B134)","v":""},{"$f":"IF(ISBLANK(InfoPro!E134),\"\",InfoPro!E134)","v":""},{"$f":"IF(ISBLANK(InfoPro!F134),\"\",InfoPro!F134)","v":""},{"$f":"IF(ISBLANK(InfoPro!I134),\"\",YEAR(InfoPro!I134)-$F$3)","v":""},{"$f":"IF(ISBLANK(InfoPro!P134),\"\",InfoPro!P134)","v":""},"","","","","","","","","","","","","","","","",""]
[{"$f":"IF(ISBLANK(InfoPro!A135),\"\",InfoPro!A135)","v":""},{"$f":"IF(ISBLANK(InfoPro!B135),\"\",InfoPro!B135)","v":""},{"$f":"IF(ISBLANK(InfoPro!E135),\"\",InfoPro!E135)","v":""},{"$f":"IF(ISBLANK(InfoPro!F135),\"\",InfoPro!F135)","v":""},{"$f":"IF(ISBLANK(InfoPro!I135),\"\",YEAR(InfoPro!I135)-$F$3)","v":""},{"$f":"IF(ISBLANK(InfoPro!P135),\"\",InfoPro!P135)","v":""},"","","","","","","","","","","","","","","","",""]
[{"$f":"IF(ISBLANK(InfoPro!A136),\"\",InfoPro!A136)","v":""},{"$f":"IF(ISBLANK(InfoPro!B136),\"\",InfoPro!B136)","v":""},{"$f":"IF(ISBLANK(InfoPro!E136),\"\",InfoPro!E136)","v":""},{"$f":"IF(ISBLANK(InfoPro!F136),\"\",InfoPro!F136)","v":""},{"$f":"IF(ISBLANK(InfoPro!I136),\"\",YEAR(InfoPro!I136)-$F$3)","v":""},{"$f":"IF(ISBLANK(InfoPro!P136),\"\",InfoPro!P136)","v":""},"","","","","","","","","","","","","","","","",""]
[{"$f":"IF(ISBLANK(InfoPro!A137),\"\",InfoPro!A137)","v":""},{"$f":"IF(ISBLANK(InfoPro!B137),\"\",InfoPro!B137)","v":""},{"$f":"IF(ISBLANK(InfoPro!E137),\"\",InfoPro!E137)","v":""},{"$f":"IF(ISBLANK(InfoPro!F137),\"\",InfoPro!F137)","v":""},{"$f":"IF(ISBLANK(InfoPro!I137),\"\",YEAR(InfoPro!I137)-$F$3)","v":""},{"$f":"IF(ISBLANK(InfoPro!P137),\"\",InfoPro!P137)","v":""},"","","","","","","","","","","","","","","","",""]
[{"$f":"IF(ISBLANK(InfoPro!A138),\"\",InfoPro!A138)","v":""},{"$f":"IF(ISBLANK(InfoPro!B138),\"\",InfoPro!B138)","v":""},{"$f":"IF(ISBLANK(InfoPro!E138),\"\",InfoPro!E138)","v":""},{"$f":"IF(ISBLANK(InfoPro!F138),\"\",InfoPro!F138)","v":""},{"$f":"IF(ISBLANK(InfoPro!I138),\"\",YEAR(InfoPro!I138)-$F$3)","v":""},{"$f":"IF(ISBLANK(InfoPro!P138),\"\",InfoPro!P138)","v":""},"","","","","","","","","","","","","","","","",""]
[{"$f":"IF(ISBLANK(InfoPro!A139),\"\",InfoPro!A139)","v":""},{"$f":"IF(ISBLANK(InfoPro!B139),\"\",InfoPro!B139)","v":""},{"$f":"IF(ISBLANK(InfoPro!E139),\"\",InfoPro!E139)","v":""},{"$f":"IF(ISBLANK(InfoPro!F139),\"\",InfoPro!F139)","v":""},{"$f":"IF(ISBLANK(InfoPro!I139),\"\",YEAR(InfoPro!I139)-$F$3)","v":""},{"$f":"IF(ISBLANK(InfoPro!P139),\"\",InfoPro!P139)","v":""},"","","","","","","","","","","","","","","","",""]
[{"$f":"IF(ISBLANK(InfoPro!A140),\"\",InfoPro!A140)","v":""},{"$f":"IF(ISBLANK(InfoPro!B140),\"\",InfoPro!B140)","v":""},{"$f":"IF(ISBLANK(InfoPro!E140),\"\",InfoPro!E140)","v":""},{"$f":"IF(ISBLANK(InfoPro!F140),\"\",InfoPro!F140)","v":""},{"$f":"IF(ISBLANK(InfoPro!I140),\"\",YEAR(InfoPro!I140)-$F$3)","v":""},{"$f":"IF(ISBLANK(InfoPro!P140),\"\",InfoPro!P140)","v":""},{"$f":"IF($F148=\"\",\"\",(1/(1+$C$3)^(G$6+$E148))*$F148*$C$2)","v":""},"","","","","","","","","","","","","","","",""]
[{"$f":"IF(ISBLANK(InfoPro!A141),\"\",InfoPro!A141)","v":""},{"$f":"IF(ISBLANK(InfoPro!B141),\"\",InfoPro!B141)","v":""},{"$f":"IF(ISBLANK(InfoPro!E141),\"\",InfoPro!E141)","v":""},{"$f":"IF(ISBLANK(InfoPro!F141),\"\",InfoPro!F141)","v":""},{"$f":"IF(ISBLANK(InfoPro!I141),\"\",YEAR(InfoPro!I141)-$F$3)","v":""},{"$f":"IF(ISBLANK(InfoPro!P141),\"\",InfoPro!P141)","v":""},"","","","","","","","","","","","","","","","",""]
[{"$f":"IF(ISBLANK(InfoPro!A142),\"\",InfoPro!A142)","v":""},{"$f":"IF(ISBLANK(InfoPro!B142),\"\",InfoPro!B142)","v":""},{"$f":"IF(ISBLANK(InfoPro!E142),\"\",InfoPro!E142)","v":""},{"$f":"IF(ISBLANK(InfoPro!F142),\"\",InfoPro!F142)","v":""},{"$f":"IF(ISBLANK(InfoPro!I142),\"\",YEAR(InfoPro!I142)-$F$3)","v":""},{"$f":"IF(ISBLANK(InfoPro!P142),\"\",InfoPro!P142)","v":""},"","","","","","","","","","","","","","","","",""]
[{"$f":"IF(ISBLANK(InfoPro!A143),\"\",InfoPro!A143)","v":""},{"$f":"IF(ISBLANK(InfoPro!B143),\"\",InfoPro!B143)","v":""},{"$f":"IF(ISBLANK(InfoPro!E143),\"\",InfoPro!E143)","v":""},{"$f":"IF(ISBLANK(InfoPro!F143),\"\",InfoPro!F143)","v":""},{"$f":"IF(ISBLANK(InfoPro!I143),\"\",YEAR(InfoPro!I143)-$F$3)","v":""},{"$f":"IF(ISBLANK(InfoPro!P143),\"\",InfoPro!P143)","v":""},"","","","","","","","","","","","","","","","",""]
[{"$f":"IF(ISBLANK(InfoPro!A144),\"\",InfoPro!A144)","v":""},{"$f":"IF(ISBLANK(InfoPro!B144),\"\",InfoPro!B144)","v":""},{"$f":"IF(ISBLANK(InfoPro!E144),\"\",InfoPro!E144)","v":""},{"$f":"IF(ISBLANK(InfoPro!F144),\"\",InfoPro!F144)","v":""},{"$f":"IF(ISBLANK(InfoPro!I144),\"\",YEAR(InfoPro!I144)-$F$3)","v":""},{"$f":"IF(ISBLANK(InfoPro!P144),\"\",InfoPro!P144)","v":""},"","","","","","","","","","","","","","","","",""]
[{"$f":"IF(ISBLANK(InfoPro!A145),\"\",InfoPro!A145)","v":""},{"$f":"IF(ISBLANK(InfoPro!B145),\"\",InfoPro!B145)","v":""},{"$f":"IF(ISBLANK(InfoPro!E145),\"\",InfoPro!E145)","v":""},{"$f":"IF(ISBLANK(InfoPro!F145),\"\",InfoPro!F145)","v":""},{"$f":"IF(ISBLANK(InfoPro!I145),\"\",YEAR(InfoPro!I145)-$F$3)","v":""},{"$f":"IF(ISBLANK(InfoPro!P145),\"\",InfoPro!P145)","v":""},"","","","","","","","","","","","","","","","",""]
[{"$f":"IF(ISBLANK(InfoPro!A146),\"\",InfoPro!A146)","v":""},{"$f":"IF(ISBLANK(InfoPro!B146),\"\",InfoPro!B146)","v":""},{"$f":"IF(ISBLANK(InfoPro!E146),\"\",InfoPro!E146)","v":""},{"$f":"IF(ISBLANK(InfoPro!F146),\"\",InfoPro!F146)","v":""},{"$f":"IF(ISBLANK(InfoPro!I146),\"\",YEAR(InfoPro!I146)-$F$3)","v":""},{"$f":"IF(ISBLANK(InfoPro!P146),\"\",InfoPro!P146)","v":""},"","","","","","","","","","","","","","","","",""]
[{"$f":"IF(ISBLANK(InfoPro!A147),\"\",InfoPro!A147)","v":""},{"$f":"IF(ISBLANK(InfoPro!B147),\"\",InfoPro!B147)","v":""},{"$f":"IF(ISBLANK(InfoPro!E147),\"\",InfoPro!E147)","v":""},{"$f":"IF(ISBLANK(InfoPro!F147),\"\",InfoPro!F147)","v":""},{"$f":"IF(ISBLANK(InfoPro!I147),\"\",YEAR(InfoPro!I147)-$F$3)","v":""},{"$f":"IF(ISBLANK(InfoPro!P147),\"\",InfoPro!P147)","v":""},"","","","","","","","","","","","","","","","",""]
[{"$f":"IF(ISBLANK(InfoPro!A148),\"\",InfoPro!A148)","v":""},{"$f":"IF(ISBLANK(InfoPro!B148),\"\",InfoPro!B148)","v":""},{"$f":"IF(ISBLANK(InfoPro!E148),\"\",InfoPro!E148)","v":""},{"$f":"IF(ISBLANK(InfoPro!F148),\"\",InfoPro!F148)","v":""},{"$f":"IF(ISBLANK(InfoPro!I148),\"\",YEAR(InfoPro!I148)-$F$3)","v":""},{"$f":"IF(ISBLANK(InfoPro!P148),\"\",InfoPro!P148)","v":""},"","","","","","","","","","","","","","","","",""]
[{"$f":"IF(ISBLANK(InfoPro!A149),\"\",InfoPro!A149)","v":""},{"$f":"IF(ISBLANK(InfoPro!B149),\"\",InfoPro!B149)","v":""},{"$f":"IF(ISBLANK(InfoPro!E149),\"\",InfoPro!E149)","v":""},{"$f":"IF(ISBLANK(InfoPro!F149),\"\",InfoPro!F149)","v":""},{"$f":"IF(ISBLANK(InfoPro!I149),\"\",YEAR(InfoPro!I149)-$F$3)","v":""},{"$f":"IF(ISBLANK(InfoPro!P149),\"\",InfoPro!P149)","v":""},"","","","","","","","","","","","","","","","",""]
[{"$f":"IF(ISBLANK(InfoPro!A150),\"\",InfoPro!A150)","v":""},{"$f":"IF(ISBLANK(InfoPro!B150),\"\",InfoPro!B150)","v":""},{"$f":"IF(ISBLANK(InfoPro!E150),\"\",InfoPro!E150)","v":""},{"$f":"IF(ISBLANK(InfoPro!F150),\"\",InfoPro!F150)","v":""},{"$f":"IF(ISBLANK(InfoPro!I150),\"\",YEAR(InfoPro!I150)-$F$3)","v":""},{"$f":"IF(ISBLANK(InfoPro!P150),\"\",InfoPro!P150)","v":""},"","","","","","","","","","","","","","","","",""]
[{"$f":"IF(ISBLANK(InfoPro!A151),\"\",InfoPro!A151)","v":""},{"$f":"IF(ISBLANK(InfoPro!B151),\"\",InfoPro!B151)","v":""},{"$f":"IF(ISBLANK(InfoPro!E151),\"\",InfoPro!E151)","v":""},{"$f":"IF(ISBLANK(InfoPro!F151),\"\",InfoPro!F151)","v":""},{"$f":"IF(ISBLANK(InfoPro!I151),\"\",YEAR(InfoPro!I151)-$F$3)","v":""},{"$f":"IF(ISBLANK(InfoPro!P151),\"\",InfoPro!P151)","v":""},"","","","","","","","","","","","","","","","",""]
[{"$f":"IF(ISBLANK(InfoPro!A152),\"\",InfoPro!A152)","v":""},{"$f":"IF(ISBLANK(InfoPro!B152),\"\",InfoPro!B152)","v":""},{"$f":"IF(ISBLANK(InfoPro!E152),\"\",InfoPro!E152)","v":""},{"$f":"IF(ISBLANK(InfoPro!F152),\"\",InfoPro!F152)","v":""},{"$f":"IF(ISBLANK(InfoPro!I152),\"\",YEAR(InfoPro!I152)-$F$3)","v":""},{"$f":"IF(ISBLANK(InfoPro!P152),\"\",InfoPro!P152)","v":""},"","","","","","","","","","","","","","","","",""]
[{"$f":"IF(ISBLANK(InfoPro!A153),\"\",InfoPro!A153)","v":""},{"$f":"IF(ISBLANK(InfoPro!B153),\"\",InfoPro!B153)","v":""},{"$f":"IF(ISBLANK(InfoPro!E153),\"\",InfoPro!E153)","v":""},{"$f":"IF(ISBLANK(InfoPro!F153),\"\",InfoPro!F153)","v":""},{"$f":"IF(ISBLANK(InfoPro!I153),\"\",YEAR(InfoPro!I153)-$F$3)","v":""},{"$f":"IF(ISBLANK(InfoPro!P153),\"\",InfoPro!P153)","v":""},"","","","","","","","","","","","","","","","",""]
[{"$f":"IF(ISBLANK(InfoPro!A154),\"\",InfoPro!A154)","v":""},{"$f":"IF(ISBLANK(InfoPro!B154),\"\",InfoPro!B154)","v":""},{"$f":"IF(ISBLANK(InfoPro!E154),\"\",InfoPro!E154)","v":""},{"$f":"IF(ISBLANK(InfoPro!F154),\"\",InfoPro!F154)","v":""},{"$f":"IF(ISBLANK(InfoPro!I154),\"\",YEAR(InfoPro!I154)-$F$3)","v":""},{"$f":"IF(ISBLANK(InfoPro!P154),\"\",InfoPro!P154)","v":""},"","","","","","","","","","","","","","","","",""]
[{"$f":"IF(ISBLANK(InfoPro!A155),\"\",InfoPro!A155)","v":""},{"$f":"IF(ISBLANK(InfoPro!B155),\"\",InfoPro!B155)","v":""},{"$f":"IF(ISBLANK(InfoPro!E155),\"\",InfoPro!E155)","v":""},{"$f":"IF(ISBLANK(InfoPro!F155),\"\",InfoPro!F155)","v":""},{"$f":"IF(ISBLANK(InfoPro!I155),\"\",YEAR(InfoPro!I155)-$F$3)","v":""},{"$f":"IF(ISBLANK(InfoPro!P155),\"\",InfoPro!P155)","v":""},"","","","","","","","","","","","","","","","",""]
[{"$f":"IF(ISBLANK(InfoPro!A156),\"\",InfoPro!A156)","v":""},{"$f":"IF(ISBLANK(InfoPro!B156),\"\",InfoPro!B156)","v":""},{"$f":"IF(ISBLANK(InfoPro!E156),\"\",InfoPro!E156)","v":""},{"$f":"IF(ISBLANK(InfoPro!F156),\"\",InfoPro!F156)","v":""},{"$f":"IF(ISBLANK(InfoPro!I156),\"\",YEAR(InfoPro!I156)-$F$3)","v":""},{"$f":"IF(ISBLANK(InfoPro!P156),\"\",InfoPro!P156)","v":""},"","","","","","","","","","","","","","","","",""]
[{"$f":"IF(ISBLANK(InfoPro!A157),\"\",InfoPro!A157)","v":""},{"$f":"IF(ISBLANK(InfoPro!B157),\"\",InfoPro!B157)","v":""},{"$f":"IF(ISBLANK(InfoPro!E157),\"\",InfoPro!E157)","v":""},{"$f":"IF(ISBLANK(InfoPro!F157),\"\",InfoPro!F157)","v":""},{"$f":"IF(ISBLANK(InfoPro!I157),\"\",YEAR(InfoPro!I157)-$F$3)","v":""},{"$f":"IF(ISBLANK(InfoPro!P157),\"\",InfoPro!P157)","v":""},{"$f":"IF($F165=\"\",\"\",(1/(1+$C$3)^(G$6+$E165))*$F165*$C$2)","v":""},"","","","","","","","","","","","","","","",""]
[{"$f":"IF(ISBLANK(InfoPro!A158),\"\",InfoPro!A158)","v":""},{"$f":"IF(ISBLANK(InfoPro!B158),\"\",InfoPro!B158)","v":""},{"$f":"IF(ISBLANK(InfoPro!E158),\"\",InfoPro!E158)","v":""},{"$f":"IF(ISBLANK(InfoPro!F158),\"\",InfoPro!F158)","v":""},{"$f":"IF(ISBLANK(InfoPro!I158),\"\",YEAR(InfoPro!I158)-$F$3)","v":""},{"$f":"IF(ISBLANK(InfoPro!P158),\"\",InfoPro!P158)","v":""},"","","","","","","","","","","","","","","","",""]
[{"$f":"IF(ISBLANK(InfoPro!A159),\"\",InfoPro!A159)","v":""},{"$f":"IF(ISBLANK(InfoPro!B159),\"\",InfoPro!B159)","v":""},{"$f":"IF(ISBLANK(InfoPro!E159),\"\",InfoPro!E159)","v":""},{"$f":"IF(ISBLANK(InfoPro!F159),\"\",InfoPro!F159)","v":""},{"$f":"IF(ISBLANK(InfoPro!I159),\"\",YEAR(InfoPro!I159)-$F$3)","v":""},{"$f":"IF(ISBLANK(InfoPro!P159),\"\",InfoPro!P159)","v":""},"","","","","","","","","","","","","","","","",""]
[{"$f":"IF(ISBLANK(InfoPro!A160),\"\",InfoPro!A160)","v":""},{"$f":"IF(ISBLANK(InfoPro!B160),\"\",InfoPro!B160)","v":""},{"$f":"IF(ISBLANK(InfoPro!E160),\"\",InfoPro!E160)","v":""},{"$f":"IF(ISBLANK(InfoPro!F160),\"\",InfoPro!F160)","v":""},{"$f":"IF(ISBLANK(InfoPro!I160),\"\",YEAR(InfoPro!I160)-$F$3)","v":""},{"$f":"IF(ISBLANK(InfoPro!P160),\"\",InfoPro!P160)","v":""},"","","","","","","","","","","","","","","","",""]
[{"$f":"IF(ISBLANK(InfoPro!A161),\"\",InfoPro!A161)","v":""},{"$f":"IF(ISBLANK(InfoPro!B161),\"\",InfoPro!B161)","v":""},{"$f":"IF(ISBLANK(InfoPro!E161),\"\",InfoPro!E161)","v":""},{"$f":"IF(ISBLANK(InfoPro!F161),\"\",InfoPro!F161)","v":""},{"$f":"IF(ISBLANK(InfoPro!I161),\"\",YEAR(InfoPro!I161)-$F$3)","v":""},{"$f":"IF(ISBLANK(InfoPro!P161),\"\",InfoPro!P161)","v":""},"","","","","","","","","","","","","","","","",""]
[{"$f":"IF(ISBLANK(InfoPro!A162),\"\",InfoPro!A162)","v":""},{"$f":"IF(ISBLANK(InfoPro!B162),\"\",InfoPro!B162)","v":""},{"$f":"IF(ISBLANK(InfoPro!E162),\"\",InfoPro!E162)","v":""},{"$f":"IF(ISBLANK(InfoPro!F162),\"\",InfoPro!F162)","v":""},{"$f":"IF(ISBLANK(InfoPro!I162),\"\",YEAR(InfoPro!I162)-$F$3)","v":""},{"$f":"IF(ISBLANK(InfoPro!P162),\"\",InfoPro!P162)","v":""},"","","","","","","","","","","","","","","","",""]
[{"$f":"IF(ISBLANK(InfoPro!A163),\"\",InfoPro!A163)","v":""},{"$f":"IF(ISBLANK(InfoPro!B163),\"\",InfoPro!B163)","v":""},{"$f":"IF(ISBLANK(InfoPro!E163),\"\",InfoPro!E163)","v":""},{"$f":"IF(ISBLANK(InfoPro!F163),\"\",InfoPro!F163)","v":""},{"$f":"IF(ISBLANK(InfoPro!I163),\"\",YEAR(InfoPro!I163)-$F$3)","v":""},{"$f":"IF(ISBLANK(InfoPro!P163),\"\",InfoPro!P163)","v":""},"","","","","","","","","","","","","","","","",""]
[{"$f":"IF(ISBLANK(InfoPro!A164),\"\",InfoPro!A164)","v":""},{"$f":"IF(ISBLANK(InfoPro!B164),\"\",InfoPro!B164)","v":""},{"$f":"IF(ISBLANK(InfoPro!E164),\"\",InfoPro!E164)","v":""},{"$f":"IF(ISBLANK(InfoPro!F164),\"\",InfoPro!F164)","v":""},{"$f":"IF(ISBLANK(InfoPro!I164),\"\",YEAR(InfoPro!I164)-$F$3)","v":""},{"$f":"IF(ISBLANK(InfoPro!P164),\"\",InfoPro!P164)","v":""},"","","","","","","","","","","","","","","","",""]
[{"$f":"IF(ISBLANK(InfoPro!A165),\"\",InfoPro!A165)","v":""},{"$f":"IF(ISBLANK(InfoPro!B165),\"\",InfoPro!B165)","v":""},{"$f":"IF(ISBLANK(InfoPro!E165),\"\",InfoPro!E165)","v":""},{"$f":"IF(ISBLANK(InfoPro!F165),\"\",InfoPro!F165)","v":""},{"$f":"IF(ISBLANK(InfoPro!I165),\"\",YEAR(InfoPro!I165)-$F$3)","v":""},{"$f":"IF(ISBLANK(InfoPro!P165),\"\",InfoPro!P165)","v":""},"","","","","","","","","","","","","","","","",""]
[{"$f":"IF(ISBLANK(InfoPro!A166),\"\",InfoPro!A166)","v":""},{"$f":"IF(ISBLANK(InfoPro!B166),\"\",InfoPro!B166)","v":""},{"$f":"IF(ISBLANK(InfoPro!E166),\"\",InfoPro!E166)","v":""},{"$f":"IF(ISBLANK(InfoPro!F166),\"\",InfoPro!F166)","v":""},{"$f":"IF(ISBLANK(InfoPro!I166),\"\",YEAR(InfoPro!I166)-$F$3)","v":""},{"$f":"IF(ISBLANK(InfoPro!P166),\"\",InfoPro!P166)","v":""},"","","","","","","","","","","","","","","","",""]
[{"$f":"IF(ISBLANK(InfoPro!A167),\"\",InfoPro!A167)","v":""},{"$f":"IF(ISBLANK(InfoPro!B167),\"\",InfoPro!B167)","v":""},{"$f":"IF(ISBLANK(InfoPro!E167),\"\",InfoPro!E167)","v":""},{"$f":"IF(ISBLANK(InfoPro!F167),\"\",InfoPro!F167)","v":""},{"$f":"IF(ISBLANK(InfoPro!I167),\"\",YEAR(InfoPro!I167)-$F$3)","v":""},{"$f":"IF(ISBLANK(InfoPro!P167),\"\",InfoPro!P167)","v":""},"","","","","","","","","","","","","","","","",""]
[{"$f":"IF(ISBLANK(InfoPro!A168),\"\",InfoPro!A168)","v":""},{"$f":"IF(ISBLANK(InfoPro!B168),\"\",InfoPro!B168)","v":""},{"$f":"IF(ISBLANK(InfoPro!E168),\"\",InfoPro!E168)","v":""},{"$f":"IF(ISBLANK(InfoPro!F168),\"\",InfoPro!F168)","v":""},{"$f":"IF(ISBLANK(InfoPro!I168),\"\",YEAR(InfoPro!I168)-$F$3)","v":""},{"$f":"IF(ISBLANK(InfoPro!P168),\"\",InfoPro!P168)","v":""},"","","","","","","","","","","","","","","",{"$f":"IF(U176=\"\",\"\",SUM(G176:U176))","v":""},{"$f":"IF(C176=0,0,IF(V176=\"\",\"\",V176/(C176*1000)))","v":""}]
[{"$f":"IF(ISBLANK(InfoPro!A169),\"\",InfoPro!A169)","v":""},{"$f":"IF(ISBLANK(InfoPro!B169),\"\",InfoPro!B169)","v":""},{"$f":"IF(ISBLANK(InfoPro!E169),\"\",InfoPro!E169)","v":""},{"$f":"IF(ISBLANK(InfoPro!F169),\"\",InfoPro!F169)","v":""},{"$f":"IF(ISBLANK(InfoPro!I169),\"\",YEAR(InfoPro!I169)-$F$3)","v":""},{"$f":"IF(ISBLANK(InfoPro!P169),\"\",InfoPro!P169)","v":""},"","","","","","","","","","","","","","","","",""]
[{"$f":"IF(ISBLANK(InfoPro!A170),\"\",InfoPro!A170)","v":""},{"$f":"IF(ISBLANK(InfoPro!B170),\"\",InfoPro!B170)","v":""},{"$f":"IF(ISBLANK(InfoPro!E170),\"\",InfoPro!E170)","v":""},{"$f":"IF(ISBLANK(InfoPro!F170),\"\",InfoPro!F170)","v":""},{"$f":"IF(ISBLANK(InfoPro!I170),\"\",YEAR(InfoPro!I170)-$F$3)","v":""},{"$f":"IF(ISBLANK(InfoPro!P170),\"\",InfoPro!P170)","v":""},"","","","","","","","","","","","","","","","",""]
[{"$f":"IF(ISBLANK(InfoPro!A171),\"\",InfoPro!A171)","v":""},{"$f":"IF(ISBLANK(InfoPro!B171),\"\",InfoPro!B171)","v":""},{"$f":"IF(ISBLANK(InfoPro!E171),\"\",InfoPro!E171)","v":""},{"$f":"IF(ISBLANK(InfoPro!F171),\"\",InfoPro!F171)","v":""},{"$f":"IF(ISBLANK(InfoPro!I171),\"\",YEAR(InfoPro!I171)-$F$3)","v":""},{"$f":"IF(ISBLANK(InfoPro!P171),\"\",InfoPro!P171)","v":""},"","","","","","","","","","","","","","","","",""]
[{"$f":"IF(ISBLANK(InfoPro!A172),\"\",InfoPro!A172)","v":""},{"$f":"IF(ISBLANK(InfoPro!B172),\"\",InfoPro!B172)","v":""},{"$f":"IF(ISBLANK(InfoPro!E172),\"\",InfoPro!E172)","v":""},{"$f":"IF(ISBLANK(InfoPro!F172),\"\",InfoPro!F172)","v":""},{"$f":"IF(ISBLANK(InfoPro!I172),\"\",YEAR(InfoPro!I172)-$F$3)","v":""},{"$f":"IF(ISBLANK(InfoPro!P172),\"\",InfoPro!P172)","v":""},"","","","","","","","","","","","","","","","",""]
[{"$f":"IF(ISBLANK(InfoPro!A173),\"\",InfoPro!A173)","v":""},{"$f":"IF(ISBLANK(InfoPro!B173),\"\",InfoPro!B173)","v":""},{"$f":"IF(ISBLANK(InfoPro!E173),\"\",InfoPro!E173)","v":""},{"$f":"IF(ISBLANK(InfoPro!F173),\"\",InfoPro!F173)","v":""},{"$f":"IF(ISBLANK(InfoPro!I173),\"\",YEAR(InfoPro!I173)-$F$3)","v":""},{"$f":"IF(ISBLANK(InfoPro!P173),\"\",InfoPro!P173)","v":""},"","","","","","","","","","","","","","","","",""]
[{"$f":"IF(ISBLANK(InfoPro!A174),\"\",InfoPro!A174)","v":""},{"$f":"IF(ISBLANK(InfoPro!B174),\"\",InfoPro!B174)","v":""},{"$f":"IF(ISBLANK(InfoPro!E174),\"\",InfoPro!E174)","v":""},{"$f":"IF(ISBLANK(InfoPro!F174),\"\",InfoPro!F174)","v":""},{"$f":"IF(ISBLANK(InfoPro!I174),\"\",YEAR(InfoPro!I174)-$F$3)","v":""},{"$f":"IF(ISBLANK(InfoPro!P174),\"\",InfoPro!P174)","v":""},{"$f":"IF($F182=\"\",\"\",(1/(1+$C$3)^(G$6+$E182))*$F182*$C$2)","v":""},"","","","","","","","","","","","","","","",""]
[{"$f":"IF(ISBLANK(InfoPro!A175),\"\",InfoPro!A175)","v":""},{"$f":"IF(ISBLANK(InfoPro!B175),\"\",InfoPro!B175)","v":""},{"$f":"IF(ISBLANK(InfoPro!E175),\"\",InfoPro!E175)","v":""},{"$f":"IF(ISBLANK(InfoPro!F175),\"\",InfoPro!F175)","v":""},{"$f":"IF(ISBLANK(InfoPro!I175),\"\",YEAR(InfoPro!I175)-$F$3)","v":""},{"$f":"IF(ISBLANK(InfoPro!P175),\"\",InfoPro!P175)","v":""},"","","","","","","","","","","","","","","","",""]
[{"$f":"IF(ISBLANK(InfoPro!A176),\"\",InfoPro!A176)","v":""},{"$f":"IF(ISBLANK(InfoPro!B176),\"\",InfoPro!B176)","v":""},{"$f":"IF(ISBLANK(InfoPro!E176),\"\",InfoPro!E176)","v":""},{"$f":"IF(ISBLANK(InfoPro!F176),\"\",InfoPro!F176)","v":""},{"$f":"IF(ISBLANK(InfoPro!I176),\"\",YEAR(InfoPro!I176)-$F$3)","v":""},{"$f":"IF(ISBLANK(InfoPro!P176),\"\",InfoPro!P176)","v":""},"","","","","","","","","","","","","","","","",""]
[{"$f":"IF(ISBLANK(InfoPro!A177),\"\",InfoPro!A177)","v":""},{"$f":"IF(ISBLANK(InfoPro!B177),\"\",InfoPro!B177)","v":""},{"$f":"IF(ISBLANK(InfoPro!E177),\"\",InfoPro!E177)","v":""},{"$f":"IF(ISBLANK(InfoPro!F177),\"\",InfoPro!F177)","v":""},{"$f":"IF(ISBLANK(InfoPro!I177),\"\",YEAR(InfoPro!I177)-$F$3)","v":""},{"$f":"IF(ISBLANK(InfoPro!P177),\"\",InfoPro!P177)","v":""},"","","","","","","","","","","","","","","","",""]
[{"$f":"IF(ISBLANK(InfoPro!A178),\"\",InfoPro!A178)","v":""},{"$f":"IF(ISBLANK(InfoPro!B178),\"\",InfoPro!B178)","v":""},{"$f":"IF(ISBLANK(InfoPro!E178),\"\",InfoPro!E178)","v":""},{"$f":"IF(ISBLANK(InfoPro!F178),\"\",InfoPro!F178)","v":""},{"$f":"IF(ISBLANK(InfoPro!I178),\"\",YEAR(InfoPro!I178)-$F$3)","v":""},{"$f":"IF(ISBLANK(InfoPro!P178),\"\",InfoPro!P178)","v":""},"","","","","","","","","","","","","","","","",""]
[{"$f":"IF(ISBLANK(InfoPro!A179),\"\",InfoPro!A179)","v":""},{"$f":"IF(ISBLANK(InfoPro!B179),\"\",InfoPro!B179)","v":""},{"$f":"IF(ISBLANK(InfoPro!E179),\"\",InfoPro!E179)","v":""},{"$f":"IF(ISBLANK(InfoPro!F179),\"\",InfoPro!F179)","v":""},{"$f":"IF(ISBLANK(InfoPro!I179),\"\",YEAR(InfoPro!I179)-$F$3)","v":""},{"$f":"IF(ISBLANK(InfoPro!P179),\"\",InfoPro!P179)","v":""},"","","","","","","","","","","","","","","","",""]
[{"$f":"IF(ISBLANK(InfoPro!A180),\"\",InfoPro!A180)","v":""},{"$f":"IF(ISBLANK(InfoPro!B180),\"\",InfoPro!B180)","v":""},{"$f":"IF(ISBLANK(InfoPro!E180),\"\",InfoPro!E180)","v":""},{"$f":"IF(ISBLANK(InfoPro!F180),\"\",InfoPro!F180)","v":""},{"$f":"IF(ISBLANK(InfoPro!I180),\"\",YEAR(InfoPro!I180)-$F$3)","v":""},{"$f":"IF(ISBLANK(InfoPro!P180),\"\",InfoPro!P180)","v":""},"","","","","","","","","","","","","","","","",""]
[{"$f":"IF(ISBLANK(InfoPro!A181),\"\",InfoPro!A181)","v":""},{"$f":"IF(ISBLANK(InfoPro!B181),\"\",InfoPro!B181)","v":""},{"$f":"IF(ISBLANK(InfoPro!E181),\"\",InfoPro!E181)","v":""},{"$f":"IF(ISBLANK(InfoPro!F181),\"\",InfoPro!F181)","v":""},{"$f":"IF(ISBLANK(InfoPro!I181),\"\",YEAR(InfoPro!I181)-$F$3)","v":""},{"$f":"IF(ISBLANK(InfoPro!P181),\"\",InfoPro!P181)","v":""},"","","","","","","","","","","","","","","","",""]
[{"$f":"IF(ISBLANK(InfoPro!A182),\"\",InfoPro!A182)","v":""},{"$f":"IF(ISBLANK(InfoPro!B182),\"\",InfoPro!B182)","v":""},{"$f":"IF(ISBLANK(InfoPro!E182),\"\",InfoPro!E182)","v":""},{"$f":"IF(ISBLANK(InfoPro!F182),\"\",InfoPro!F182)","v":""},{"$f":"IF(ISBLANK(InfoPro!I182),\"\",YEAR(InfoPro!I182)-$F$3)","v":""},{"$f":"IF(ISBLANK(InfoPro!P182),\"\",InfoPro!P182)","v":""},"","","","","","","","","","","","","","","","",""]
[{"$f":"IF(ISBLANK(InfoPro!A183),\"\",InfoPro!A183)","v":""},{"$f":"IF(ISBLANK(InfoPro!B183),\"\",InfoPro!B183)","v":""},{"$f":"IF(ISBLANK(InfoPro!E183),\"\",InfoPro!E183)","v":""},{"$f":"IF(ISBLANK(InfoPro!F183),\"\",InfoPro!F183)","v":""},{"$f":"IF(ISBLANK(InfoPro!I183),\"\",YEAR(InfoPro!I183)-$F$3)","v":""},{"$f":"IF(ISBLANK(InfoPro!P183),\"\",InfoPro!P183)","v":""},"","","","","","","","","","","","","","","","",""]
[{"$f":"IF(ISBLANK(InfoPro!A184),\"\",InfoPro!A184)","v":""},{"$f":"IF(ISBLANK(InfoPro!B184),\"\",InfoPro!B184)","v":""},{"$f":"IF(ISBLANK(InfoPro!E184),\"\",InfoPro!E184)","v":""},{"$f":"IF(ISBLANK(InfoPro!F184),\"\",InfoPro!F184)","v":""},{"$f":"IF(ISBLANK(InfoPro!I184),\"\",YEAR(InfoPro!I184)-$F$3)","v":""},{"$f":"IF(ISBLANK(InfoPro!P184),\"\",InfoPro!P184)","v":""},"","","","","","","","","","","","","","","","",""]
[{"$f":"IF(ISBLANK(InfoPro!A185),\"\",InfoPro!A185)","v":""},{"$f":"IF(ISBLANK(InfoPro!B185),\"\",InfoPro!B185)","v":""},{"$f":"IF(ISBLANK(InfoPro!E185),\"\",InfoPro!E185)","v":""},{"$f":"IF(ISBLANK(InfoPro!F185),\"\",InfoPro!F185)","v":""},{"$f":"IF(ISBLANK(InfoPro!I185),\"\",YEAR(InfoPro!I185)-$F$3)","v":""},{"$f":"IF(ISBLANK(InfoPro!P185),\"\",InfoPro!P185)","v":""},"","","","","","","","","","","","","","","","",""]
[{"$f":"IF(ISBLANK(InfoPro!A186),\"\",InfoPro!A186)","v":""},{"$f":"IF(ISBLANK(InfoPro!B186),\"\",InfoPro!B186)","v":""},{"$f":"IF(ISBLANK(InfoPro!E186),\"\",InfoPro!E186)","v":""},{"$f":"IF(ISBLANK(InfoPro!F186),\"\",InfoPro!F186)","v":""},{"$f":"IF(ISBLANK(InfoPro!I186),\"\",YEAR(InfoPro!I186)-$F$3)","v":""},{"$f":"IF(ISBLANK(InfoPro!P186),\"\",InfoPro!P186)","v":""},"","","","","","","","","","","","","","","","",""]
[{"$f":"IF(ISBLANK(InfoPro!A187),\"\",InfoPro!A187)","v":""},{"$f":"IF(ISBLANK(InfoPro!B187),\"\",InfoPro!B187)","v":""},{"$f":"IF(ISBLANK(InfoPro!E187),\"\",InfoPro!E187)","v":""},{"$f":"IF(ISBLANK(InfoPro!F187),\"\",InfoPro!F187)","v":""},{"$f":"IF(ISBLANK(InfoPro!I187),\"\",YEAR(InfoPro!I187)-$F$3)","v":""},{"$f":"IF(ISBLANK(InfoPro!P187),\"\",InfoPro!P187)","v":""},"","","","","","","","","","","","","","","","",""]

{"sheet":"EC-Mar","index":7,"n_rows":199,"n_cols":25,"rows_kept":199,"cut":false,"hidden":false,"merged":[]}
[]
[null,"Precio promedio de bolsa",{"$f":"'EC-RP'!C2","v":192057},"COP/MWh"]
[null,"Tasa de descuento",0.11799999999999999,null,null,"Año de Referencia",2023]
[null,null,null,null,null,"Mínimo",{"$f":"MIN(Y8:Y400)","v":0}]
[]
[null,null,null,null,null,null,null,null,0,1,2,3,4,5,6,7,8,9,10,11,12,13,14]
["Codigo","Nombre","capacidad","Tecnologia","Año de entrada","FP","Precio de oferta promedio","Produccion media/a MWh/a","Flujo Descontado 0","Flujo Descontado 1","Flujo Descontado 2","Flujo Descontado 3","Flujo Descontado 4","Flujo Descontado 5","Flujo Descontado 6","Flujo Descontado 7","Flujo Descontado 8","Flujo Descontado 9","Flujo Descontado 10","Flujo Descontado 11","Flujo Descontado 12","Flujo Descontado 13","Flujo Descontado 14","VPN","Beneficio/kW"]
[{"$f":"IF(ISBLANK(InfoPro!A2),\"\",InfoPro!A2)","v":"SC_7_A2"},{"$f":"IF(ISBLANK(InfoPro!B2),\"\",InfoPro!B2)","v":"PSFV TONCHALÁ 19.9MW"},{"$f":"IF(ISBLANK(InfoPro!E2),\"\",InfoPro!E2)","v":19.899999999999999},{"$f":"IF(ISBLANK(InfoPro!F2),\"\",InfoPro!F2)","v":"Solar FV"},{"$f":"IF(ISBLANK(InfoPro!I2),\"\",YEAR(InfoPro!I2)-$G$3)","v":3},{"$f":"IF(B8=\"\",\"\",VLOOKUP(D8,Tablas!$B$2:$E$13,2,FALSE))","v":0.26},{"$f":"IF(B8=\"\",\"\",VLOOKUP(D8,Tablas!$B$2:$H$13,7,FALSE))","v":83577.200000000012},{"$f":"IF(C8=\"\",\"\",+C8*F8*24*365)","v":45324.24},{"$f":"IF($H8=\"\",\"\",(1/(1+$C$3)^(I$6+$E8))*$H8*($C$2 - $G8))","v":3518471161.2233467},{"$f":"IF($H8=\"\",\"\",(1/(1+$C$3)^(J$6+$E8))*$H8*($C$2 - $G8))","v":3147111951.0047827},2814948077.8218098,2517842645.6366811,2252095389.6571388,2014396591.8221281,1801785860.3060181,1611615259.6654902,1441516332.4378271,1289370601.4649615,1153283185.5679443,1031559199.9713277,922682647.55932713,825297538.06737661,738191000.0602653,{"$f":"IF(W8=\"\",\"\",SUM(I8:W8))","v":27080167442.266422},{"$f":"IF(C8=0,0,IF(X8=\"\",\"\",X8/(C8*1000)))","v":1360812.4342847448}]
[{"$f":"IF(ISBLANK(InfoPro!A3),\"\",InfoPro!A3)","v":"SC_7_A1"},{"$f":"IF(ISBLANK(InfoPro!B3),\"\",InfoPro!B3)","v":"PSFV TONCHALÁ 19.9MW"},{"$f":"IF(ISBLANK(InfoPro!E3),\"\",InfoPro!E3)","v":19.899999999999999},{"$f":"IF(ISBLANK(InfoPro!F3),\"\",InfoPro!F3)","v":"Solar FV"},{"$f":"IF(ISBLANK(InfoPro!I3),\"\",YEAR(InfoPro!I3)-$G$3)","v":3},{"$f":"IF(B9=\"\",\"\",VLOOKUP(D9,Tablas!$B$2:$E$13,2,FALSE))","v":0.26},{"$f":"IF(B9=\"\",\"\",VLOOKUP(D9,Tablas!$B$2:$H$13,7,FALSE))","v":83577.200000000012},{"$f":"IF(C9=\"\",\"\",+C9*F9*24*365)","v":45324.24},3518471161.2233467,3147111951.0047827,2814948077.8218098,2517842645.6366811,2252095389.6571388,2014396591.8221281,1801785860.3060181,1611615259.6654902,1441516332.4378271,1289370601.4649615,1153283185.5679443,1031559199.9713277,922682647.55932713,825297538.06737661,738191000.0602653,{"$f":"IF(W9=\"\",\"\",SUM(I9:W9))","v":27080167442.266422},{"$f":"IF(C9=0,0,IF(X9=\"\",\"\",X9/(C9*1000)))","v":1360812.4342847448}]
[{"$f":"IF(ISBLANK(InfoPro!A4),\"\",InfoPro!A4)","v":"SC_38_A2"},{"$f":"IF(ISBLANK(InfoPro!B4),\"\",InfoPro!B4)","v":"SOLENERGY NORTE"},{"$f":"IF(ISBLANK(InfoPro!E4),\"\",InfoPro!E4)","v":40},{"$f":"IF(ISBLANK(InfoPro!F4),\"\",InfoPro!F4)","v":"Solar FV"},{"$f":"IF(ISBLANK(InfoPro!I4),\"\",YEAR(InfoPro!I4)-$G$3)","v":2},{"$f":"IF(B10=\"\",\"\",VLOOKUP(D10,Tablas!$B$2:$E$13,2,FALSE))","v":0.26},{"$f":"IF(B10=\"\",\"\",VLOOKUP(D10,Tablas!$B$2:$H$13,7,FALSE))","v":83577.200000000012},91104.000000000015,7906835694.9702559,7072303841.6549711,6325853167.8488111,5658187091.0991154,5060990242.4857922,4526824903.8334465,4049038375.5218658,3621680121.2181273,3239427657.6190763,2897520266.2066879,2591699701.437109,2318157156.9204912,2073485829.0880964,1854638487.556437,1658889523.7535212,60855532061.213814,1521388.3015303453]
[{"$f":"IF(ISBLANK(InfoPro!A5),\"\",InfoPro!A5)","v":"SC_38_A1 \n"},{"$f":"IF(ISBLANK(InfoPro!B5),\"\",InfoPro!B5)","v":"SOLENERGY NORTE"},{"$f":"IF(ISBLANK(InfoPro!E5),\"\",InfoPro!E5)","v":40},{"$f":"IF(ISBLANK(InfoPro!F5),\"\",InfoPro!F5)","v":"Solar FV"},{"$f":"IF(ISBLANK(InfoPro!I5),\"\",YEAR(InfoPro!I5)-$G$3)","v":2},{"$f":"IF(B11=\"\",\"\",VLOOKUP(D11,Tablas!$B$2:$E$13,2,FALSE))","v":0.26},{"$f":"IF(B11=\"\",\"\",VLOOKUP(D11,Tablas!$B$2:$H$13,7,FALSE))","v":83577.200000000012},91104.000000000015,7906835694.9702559,7072303841.6549711,6325853167.8488111,5658187091.0991154,5060990242.4857922,4526824903.8334465,4049038375.5218658,3621680121.2181273,3239427657.6190763,2897520266.2066879,2591699701.437109,2318157156.9204912,2073485829.0880964,1854638487.556437,1658889523.7535212,60855532061.213814,1521388.3015303453]
[{"$f":"IF(ISBLANK(InfoPro!A6),\"\",InfoPro!A6)","v":"SC_485_A2"},{"$f":"IF(ISBLANK(InfoPro!B6),\"\",InfoPro!B6)","v":"Pradera - 40 MW"},{"$f":"IF(ISBLANK(InfoPro!E6),\"\",InfoPro!E6)","v":40},{"$f":"IF(ISBLANK(InfoPro!F6),\"\",InfoPro!F6)","v":"Solar FV"},{"$f":"IF(ISBLANK(InfoPro!I6),\"\",YEAR(InfoPro!I6)-$G$3)","v":2},{"$f":"IF(B12=\"\",\"\",VLOOKUP(D12,Tablas!$B$2:$E$13,2,FALSE))","v":0.26},{"$f":"IF(B12=\"\",\"\",VLOOKUP(D12,Tablas!$B$2:$H$13,7,FALSE))","v":83577.200000000012},91104.000000000015,7906835694.9702559,7072303841.6549711,6325853167.8488111,5658187091.0991154,5060990242.4857922,4526824903.8334465,4049038375.5218658,3621680121.2181273,3239427657.6190763,2897520266.2066879,2591699701.437109,2318157156.9204912,2073485829.0880964,1854638487.556437,1658889523.7535212,60855532061.213814,1521388.3015303453]
[{"$f":"IF(ISBLANK(InfoPro!A7),\"\",InfoPro!A7)","v":"SC_488_A2"},{"$f":"IF(ISBLANK(InfoPro!B7),\"\",InfoPro!B7)","v":"Frontera - 50 MW"},{"$f":"IF(ISBLANK(InfoPro!E7),\"\",InfoPro!E7)","v":50},{"$f":"IF(ISBLANK(InfoPro!F7),\"\",InfoPro!F7)","v":"Solar FV"},{"$f":"IF(ISBLANK(InfoPro!I7),\"\",YEAR(InfoPro!I7)-$G$3)","v":2},{"$f":"IF(B13=\"\",\"\",VLOOKUP(D13,Tablas!$B$2:$E$13,2,FALSE))","v":0.26},{"$f":"IF(B13=\"\",\"\",VLOOKUP(D13,Tablas!$B$2:$H$13,7,FALSE))","v":83577.200000000012},113880,9883544618.7128162,8840379802.0687122,7907316459.8110123,7072733863.8738937,6326237803.1072397,5658531129.7918062,5061297969.4023323,4527100151.5226583,4049284572.0238447,3621900332.7583599,3239624626.7963858,2897696446.1506138,2591857286.3601198,2318298109.4455462,2073611904.6919007,76069415076.517242,1521388.3015303449]
[{"$f":"IF(ISBLANK(InfoPro!A8),\"\",InfoPro!A8)","v":"SC_488_A1 \n"},{"$f":"IF(ISBLANK(InfoPro!B8),\"\",InfoPro!B8)","v":"Frontera - 50 MW"},{"$f":"IF(ISBLANK(InfoPro!E8),\"\",InfoPro!E8)","v":50},{"$f":"IF(ISBLANK(InfoPro!F8),\"\",InfoPro!F8)","v":"Solar FV"},{"$f":"IF(ISBLANK(InfoPro!I8),\"\",YEAR(InfoPro!I8)-$G$3)","v":2},{"$f":"IF(B14=\"\",\"\",VLOOKUP(D14,Tablas!$B$2:$E$13,2,FALSE))","v":0.26},{"$f":"IF(B14=\"\",\"\",VLOOKUP(D14,Tablas!$B$2:$H$13,7,FALSE))","v":83577.200000000012},113880,9883544618.7128162,8840379802.0687122,7907316459.8110123,7072733863.8738937,6326237803.1072397,5658531129.7918062,5061297969.4023323,4527100151.5226583,4049284572.0238447,3621900332.7583599,3239624626.7963858,2897696446.1506138,2591857286.3601198,2318298109.4455462,2073611904.6919007,76069415076.517242,1521388.3015303449]
[{"$f":"IF(ISBLANK(InfoPro!A9),\"\",InfoPro!A9)","v":"SC_485_A1"},{"$f":"IF(ISBLANK(InfoPro!B9),\"\",InfoPro!B9)","v":"Pradera - 40 MW"},{"$f":"IF(ISBLANK(InfoPro!E9),\"\",InfoPro!E9)","v":40},{"$f":"IF(ISBLANK(InfoPro!F9),\"\",InfoPro!F9)","v":"Solar FV"},{"$f":"IF(ISBLANK(InfoPro!I9),\"\",YEAR(InfoPro!I9)-$G$3)","v":2},{"$f":"IF(B15=\"\",\"\",VLOOKUP(D15,Tablas!$B$2:$E$13,2,FALSE))","v":0.26},{"$f":"IF(B15=\"\",\"\",VLOOKUP(D15,Tablas!$B$2:$H$13,7,FALSE))","v":83577.200000000012},91104.000000000015,7906835694.9702559,7072303841.6549711,6325853167.8488111,5658187091.0991154,5060990242.4857922,4526824903.8334465,4049038375.5218658,3621680121.2181273,3239427657.6190763,2897520266.2066879,2591699701.437109,2318157156.9204912,2073485829.0880964,1854638487.556437,1658889523.7535212,60855532061.213814,1521388.3015303453]
[{"$f":"IF(ISBLANK(InfoPro!A10),\"\",InfoPro!A10)","v":"SC_767_A2"},{"$f":"IF(ISBLANK(InfoPro!B10),\"\",InfoPro!B10)","v":"Parque Solar Fotovoltaico Alcaraván"},{"$f":"IF(ISBLANK(InfoPro!E10),\"\",InfoPro!E10)","v":79.599999999999994},{"$f":"IF(ISBLANK(InfoPro!F10),\"\",InfoPro!F10)","v":"Solar FV"},{"$f":"IF(ISBLANK(InfoPro!I10),\"\",YEAR(InfoPro!I10)-$G$3)","v":2},{"$f":"IF(B16=\"\",\"\",VLOOKUP(D16,Tablas!$B$2:$E$13,2,FALSE))","v":0.26},{"$f":"IF(B16=\"\",\"\",VLOOKUP(D16,Tablas!$B$2:$H$13,7,FALSE))","v":83577.200000000012},181296.96,15734603032.990805,14073884644.893387,12588447804.019131,11259792311.287239,10071370582.546724,9008381558.6285553,8057586367.2885122,7207143441.2240725,6446461038.6619606,5766065329.7513084,5157482405.8598461,4613132742.2717772,4126236799.8853106,3690730590.2373085,3301190152.2695065,121102508801.81544,1521388.3015303449]
[{"$f":"IF(ISBLANK(InfoPro!A11),\"\",InfoPro!A11)","v":"SC_767_A1"},{"$f":"IF(ISBLANK(InfoPro!B11),\"\",InfoPro!B11)","v":"Parque Solar Fotovoltaico Alcaraván"},{"$f":"IF(ISBLANK(InfoPro!E11),\"\",InfoPro!E11)","v":79.599999999999994},{"$f":"IF(ISBLANK(InfoPro!F11),\"\",InfoPro!F11)","v":"Solar FV"},{"$f":"IF(ISBLANK(InfoPro!I11),\"\",YEAR(InfoPro!I11)-$G$3)","v":2},{"$f":"IF(B17=\"\",\"\",VLOOKUP(D17,Tablas!$B$2:$E$13,2,FALSE))","v":0.26},{"$f":"IF(B17=\"\",\"\",VLOOKUP(D17,Tablas!$B$2:$H$13,7,FALSE))","v":83577.200000000012},181296.96,15734603032.990805,14073884644.893387,12588447804.019131,11259792311.287239,10071370582.546724,9008381558.6285553,8057586367.2885122,7207143441.2240725,6446461038.6619606,5766065329.7513084,5157482405.8598461,4613132742.2717772,4126236799.8853106,3690730590.2373085,3301190152.2695065,121102508801.81544,1521388.3015303449]
[{"$f":"IF(ISBLANK(InfoPro!A12),\"\",InfoPro!A12)","v":"SC_417_A2"},{"$f":"IF(ISBLANK(InfoPro!B12),\"\",InfoPro!B12)","v":"PCH PANACEA II"},{"$f":"IF(ISBLANK(InfoPro!E12),\"\",InfoPro!E12)","v":7},{"$f":"IF(ISBLANK(InfoPro!F12),\"\",InfoPro!F12)","v":"PCH"},{"$f":"IF(ISBLANK(InfoPro!I12),\"\",YEAR(InfoPro!I12)-$G$3)","v":3},{"$f":"IF(B18=\"\",\"\",VLOOKUP(D18,Tablas!$B$2:$E$13,2,FALSE))","v":0.54},{"$f":"IF(B18=\"\",\"\",VLOOKUP(D18,Tablas!$B$2:$H$13,7,FALSE))","v":158280.5},33112.800000000003,{"$f":"IF($H18=\"\",\"\",(1/(1+$C$3)^(I$6+$E18))*$H18*($C$2 - $G18))","v":800359566.47702682},715885122.07247472,640326585.03799176,572742920.42754185,512292415.40925032,458222196.25156564,409858851.74558645,366600046.28406656,327907018.14317232,293297869.53772122,262341564.88168269,234652562.50597739,209886012.97493508,187733464.19940522,167919019.85635534,6160025215.8047543,880003.60225782206]
[{"$f":"IF(ISBLANK(InfoPro!A13),\"\",InfoPro!A13)","v":"SC_966_A1"},{"$f":"IF(ISBLANK(InfoPro!B13),\"\",InfoPro!B13)","v":"PROYECTO SOLAR FOTOVOLTAICA MORITAS DE 9,9MW"},{"$f":"IF(ISBLANK(InfoPro!E13),\"\",InfoPro!E13)","v":9.9},{"$f":"IF(ISBLANK(InfoPro!F13),\"\",InfoPro!F13)","v":"Solar FV"},{"$f":"IF(ISBLANK(InfoPro!I13),\"\",YEAR(InfoPro!I13)-$G$3)","v":3},{"$f":"IF(B19=\"\",\"\",VLOOKUP(D19,Tablas!$B$2:$E$13,2,FALSE))","v":0.26},{"$f":"IF(B19=\"\",\"\",VLOOKUP(D19,Tablas!$B$2:$H$13,7,FALSE))","v":83577.200000000012},22548.240000000005,1750395200.8096051,1565648659.0425808,1400401305.0470314,1252595085.0152338,1120389163.6987782,1002136997.9416621,896365830.00148666,801758345.26072145,717136265.88615525,641445676.10568452,573743896.33782172,513187742.69930387,459023025.67021811,410575157.12899649,367240748.77369994,13472043099.41898,1360812.4342847455]
[{"$f":"IF(ISBLANK(InfoPro!A14),\"\",InfoPro!A14)","v":"SC_966_A2"},{"$f":"IF(ISBLANK(InfoPro!B14),\"\",InfoPro!B14)","v":"PROYECTO SOLAR FOTOVOLTAICA MORITAS DE 9,9MW"},{"$f":"IF(ISBLANK(InfoPro!E14),\"\",InfoPro!E14)","v":9.9},{"$f":"IF(ISBLANK(InfoPro!F14),\"\",InfoPro!F14)","v":"Solar FV"},{"$f":"IF(ISBLANK(InfoPro!I14),\"\",YEAR(InfoPro!I14)-$G$3)","v":3},{"$f":"IF(B20=\"\",\"\",VLOOKUP(D20,Tablas!$B$2:$E$13,2,FALSE))","v":0.26},{"$f":"IF(B20=\"\",\"\",VLOOKUP(D20,Tablas!$B$2:$H$13,7,FALSE))","v":83577.200000000012},22548.240000000005,1750395200.8096051,1565648659.0425808,1400401305.0470314,1252595085.0152338,1120389163.6987782,1002136997.9416621,896365830.00148666,801758345.26072145,717136265.88615525,641445676.10568452,573743896.33782172,513187742.69930387,459023025.67021811,410575157.12899649,367240748.77369994,13472043099.41898,1360812.4342847455]
[{"$f":"IF(ISBLANK(InfoPro!A15),\"\",InfoPro!A15)","v":"SC_1130_A2"},{"$f":"IF(ISBLANK(InfoPro!B15),\"\",InfoPro!B15)","v":"PROYECTO SOLAR FOTOVOLTAICO MORITAS 9,9 MW"},{"$f":"IF(ISBLANK(InfoPro!E15),\"\",InfoPro!E15)","v":9.9},{"$f":"IF(ISBLANK(InfoPro!F15),\"\",InfoPro!F15)","v":"Solar FV"},{"$f":"IF(ISBLANK(InfoPro!I15),\"\",YEAR(InfoPro!I15)-$G$3)","v":3},{"$f":"IF(B21=\"\",\"\",VLOOKUP(D21,Tablas!$B$2:$E$13,2,FALSE))","v":0.26},{"$f":"IF(B21=\"\",\"\",VLOOKUP(D21,Tablas!$B$2:$H$13,7,FALSE))","v":83577.200000000012},22548.240000000005,1750395200.8096051,1565648659.0425808,1400401305.0470314,1252595085.0152338,1120389163.6987782,1002136997.9416621,896365830.00148666,801758345.26072145,717136265.88615525,641445676.10568452,573743896.33782172,513187742.69930387,459023025.67021811,410575157.12899649,367240748.77369994,13472043099.41898,1360812.4342847455]
[{"$f":"IF(ISBLANK(InfoPro!A16),\"\",InfoPro!A16)","v":"SC_1130_A1"},{"$f":"IF(ISBLANK(InfoPro!B16),\"\",InfoPro!B16)","v":"PROYECTO SOLAR FOTOVOLTAICO MORITAS 9,9 MW"},{"$f":"IF(ISBLANK(InfoPro!E16),\"\",InfoPro!E16)","v":9.9},{"$f":"IF(ISBLANK(InfoPro!F16),\"\",InfoPro!F16)","v":"Solar FV"},{"$f":"IF(ISBLANK(InfoPro!I16),\"\",YEAR(InfoPro!I16)-$G$3)","v":3},{"$f":"IF(B22=\"\",\"\",VLOOKUP(D22,Tablas!$B$2:$E$13,2,FALSE))","v":0.26},{"$f":"IF(B22=\"\",\"\",VLOOKUP(D22,Tablas!$B$2:$H$13,7,FALSE))","v":83577.200000000012},22548.240000000005,1750395200.8096051,1565648659.0425808,1400401305.0470314,1252595085.0152338,1120389163.6987782,1002136997.9416621,896365830.00148666,801758345.26072145,717136265.88615525,641445676.10568452,573743896.33782172,513187742.69930387,459023025.67021811,410575157.12899649,367240748.77369994,13472043099.41898,1360812.4342847455]
[{"$f":"IF(ISBLANK(InfoPro!A17),\"\",InfoPro!A17)","v":"SC_1024_A1"},{"$f":"IF(ISBLANK(InfoPro!B17),\"\",InfoPro!B17)","v":"Autogenerador CELSIA Solar Cenit Ayacucho"},{"$f":"IF(ISBLANK(InfoPro!E17),\"\",InfoPro!E17)","v":0},{"$f":"IF(ISBLANK(InfoPro!F17),\"\",InfoPro!F17)","v":"Solar FV"},{"$f":"IF(ISBLANK(InfoPro!I17),\"\",YEAR(InfoPro!I17)-$G$3)","v":0},{"$f":"IF(B23=\"\",\"\",VLOOKUP(D23,Tablas!$B$2:$E$13,2,FALSE))","v":0.26},{"$f":"IF(B23=\"\",\"\",VLOOKUP(D23,Tablas!$B$2:$H$13,7,FALSE))","v":83577.200000000012},0,0,0,0,0,0,0,0,0,0,0,0,0,0,0,0,0,0]
[{"$f":"IF(ISBLANK(InfoPro!A18),\"\",InfoPro!A18)","v":"SC_1278_A2"},{"$f":"IF(ISBLANK(InfoPro!B18),\"\",InfoPro!B18)","v":"PARQUE SOLAR LAS MARGARITAS de 60MW"},{"$f":"IF(ISBLANK(InfoPro!E18),\"\",InfoPro!E18)","v":60},{"$f":"IF(ISBLANK(InfoPro!F18),\"\",InfoPro!F18)","v":"Solar FV"},{"$f":"IF(ISBLANK(InfoPro!I18),\"\",YEAR(InfoPro!I18)-$G$3)","v":1},{"$f":"IF(B24=\"\",\"\",VLOOKUP(D24,Tablas!$B$2:$E$13,2,FALSE))","v":0.26},{"$f":"IF(B24=\"\",\"\",VLOOKUP(D24,Tablas!$B$2:$H$13,7,FALSE))","v":83577.200000000012},136656,13259763460.465117,11860253542.455381,10608455762.482454,9488779751.7732162,8487280636.6486731,7591485363.7286873,6790237355.7501688,6073557563.2827988,5432520181.8271904,4859141486.4286137,4346280399.3100319,3887549552.1556635,3477235735.3807364,3110228743.632144,2781957731.3346548,102054727266.65553,1700912.1211109255]
[{"$f":"IF(ISBLANK(InfoPro!A19),\"\",InfoPro!A19)","v":"SC_1278_A1"},{"$f":"IF(ISBLANK(InfoPro!B19),\"\",InfoPro!B19)","v":"PARQUE SOLAR LAS MARGARITAS de 60MW"},{"$f":"IF(ISBLANK(InfoPro!E19),\"\",InfoPro!E19)","v":60},{"$f":"IF(ISBLANK(InfoPro!F19),\"\",InfoPro!F19)","v":"Solar FV"},{"$f":"IF(ISBLANK(InfoPro!I19),\"\",YEAR(InfoPro!I19)-$G$3)","v":1},{"$f":"IF(B25=\"\",\"\",VLOOKUP(D25,Tablas!$B$2:$E$13,2,FALSE))","v":0.26},{"$f":"IF(B25=\"\",\"\",VLOOKUP(D25,Tablas!$B$2:$H$13,7,FALSE))","v":83577.200000000012},136656,13259763460.465117,11860253542.455381,10608455762.482454,9488779751.7732162,8487280636.6486731,7591485363.7286873,6790237355.7501688,6073557563.2827988,5432520181.8271904,4859141486.4286137,4346280399.3100319,3887549552.1556635,3477235735.3807364,3110228743.632144,2781957731.3346548,102054727266.65553,1700912.1211109255]
[{"$f":"IF(ISBLANK(InfoPro!A20),\"\",InfoPro!A20)","v":"SC_1245_A2"},{"$f":"IF(ISBLANK(InfoPro!B20),\"\",InfoPro!B20)","v":"PROYECTO FOTONORTE"},{"$f":"IF(ISBLANK(InfoPro!E20),\"\",InfoPro!E20)","v":99.5},{"$f":"IF(ISBLANK(InfoPro!F20),\"\",InfoPro!F20)","v":"Solar FV"},{"$f":"IF(ISBLANK(InfoPro!I20),\"\",YEAR(InfoPro!I20)-$G$3)","v":2},{"$f":"IF(B26=\"\",\"\",VLOOKUP(D26,Tablas!$B$2:$E$13,2,FALSE))","v":0.26},{"$f":"IF(B26=\"\",\"\",VLOOKUP(D26,Tablas!$B$2:$H$13,7,FALSE))","v":83577.200000000012},226621.2,19668253791.238506,17592355806.116737,15735559755.023916,14074740389.109049,12589213228.183407,11260476948.285698,10071982959.11064,9008929301.5300922,8058076298.3274517,7207581662.1891365,6446853007.3248081,5766415927.8397217,5157795999.8566389,4613413237.7966366,4126487690.3368831,151378136002.26932,1521388.3015303449]
[{"$f":"IF(ISBLANK(InfoPro!A21),\"\",InfoPro!A21)","v":"SC_1245_A1"},{"$f":"IF(ISBLANK(InfoPro!B21),\"\",InfoPro!B21)","v":"PROYECTO FOTONORTE"},{"$f":"IF(ISBLANK(InfoPro!E21),\"\",InfoPro!E21)","v":99.5},{"$f":"IF(ISBLANK(InfoPro!F21),\"\",InfoPro!F21)","v":"Solar FV"},{"$f":"IF(ISBLANK(InfoPro!I21),\"\",YEAR(InfoPro!I21)-$G$3)","v":2},{"$f":"IF(B27=\"\",\"\",VLOOKUP(D27,Tablas!$B$2:$E$13,2,FALSE))","v":0.26},{"$f":"IF(B27=\"\",\"\",VLOOKUP(D27,Tablas!$B$2:$H$13,7,FALSE))","v":83577.200000000012},226621.2,19668253791.238506,17592355806.116737,15735559755.023916,14074740389.109049,12589213228.183407,11260476948.285698,10071982959.11064,9008929301.5300922,8058076298.3274517,7207581662.1891365,6446853007.3248081,5766415927.8397217,5157795999.8566389,4613413237.7966366,4126487690.3368831,151378136002.26932,1521388.3015303449]
[{"$f":"IF(ISBLANK(InfoPro!A22),\"\",InfoPro!A22)","v":"SC_1547_A2"},{"$f":"IF(ISBLANK(InfoPro!B22),\"\",InfoPro!B22)","v":"Zulia I"},{"$f":"IF(ISBLANK(InfoPro!E22),\"\",InfoPro!E22)","v":9.9},{"$f":"IF(ISBLANK(InfoPro!F22),\"\",InfoPro!F22)","v":"Solar FV"},{"$f":"IF(ISBLANK(InfoPro!I22),\"\",YEAR(InfoPro!I22)-$G$3)","v":1},{"$f":"IF(B28=\"\",\"\",VLOOKUP(D28,Tablas!$B$2:$E$13,2,FALSE))","v":0.26},{"$f":"IF(B28=\"\",\"\",VLOOKUP(D28,Tablas!$B$2:$H$13,7,FALSE))","v":83577.200000000012},22548.240000000005,{"$f":"IF($H28=\"\",\"\",(1/(1+$C$3)^(I$6+$E28))*$H28*($C$2 - $G28))","v":2187860970.9767447},1956941834.5051382,1750395200.8096051,1565648659.0425808,1400401305.0470314,1252595085.0152338,1120389163.6987782,1002136997.9416621,896365830.00148666,801758345.26072145,717136265.88615525,641445676.10568452,573743896.33782172,513187742.69930387,459023025.67021811,16839029998.998165,1700912.1211109257]
[{"$f":"IF(ISBLANK(InfoPro!A23),\"\",InfoPro!A23)","v":"SC_1547_A1"},{"$f":"IF(ISBLANK(InfoPro!B23),\"\",InfoPro!B23)","v":"Zulia I"},{"$f":"IF(ISBLANK(InfoPro!E23),\"\",InfoPro!E23)","v":9.9},{"$f":"IF(ISBLANK(InfoPro!F23),\"\",InfoPro!F23)","v":"Solar FV"},{"$f":"IF(ISBLANK(InfoPro!I23),\"\",YEAR(InfoPro!I23)-$G$3)","v":1},{"$f":"IF(B29=\"\",\"\",VLOOKUP(D29,Tablas!$B$2:$E$13,2,FALSE))","v":0.26},{"$f":"IF(B29=\"\",\"\",VLOOKUP(D29,Tablas!$B$2:$H$13,7,FALSE))","v":83577.200000000012},22548.240000000005,2187860970.9767447,1956941834.5051382,1750395200.8096051,1565648659.0425808,1400401305.0470314,1252595085.0152338,1120389163.6987782,1002136997.9416621,896365830.00148666,801758345.26072145,717136265.88615525,641445676.10568452,573743896.33782172,513187742.69930387,459023025.67021811,16839029998.998165,1700912.1211109257]
[{"$f":"IF(ISBLANK(InfoPro!A24),\"\",InfoPro!A24)","v":"SC_2161_A2"},{"$f":"IF(ISBLANK(InfoPro!B24),\"\",InfoPro!B24)","v":"Aguachica 1, 2, 3"},{"$f":"IF(ISBLANK(InfoPro!E24),\"\",InfoPro!E24)","v":150},{"$f":"IF(ISBLANK(InfoPro!F24),\"\",InfoPro!F24)","v":"Solar FV"},{"$f":"IF(ISBLANK(InfoPro!I24),\"\",YEAR(InfoPro!I24)-$G$3)","v":3},{"$f":"IF(B30=\"\",\"\",VLOOKUP(D30,Tablas!$B$2:$E$13,2,FALSE))","v":0.26},{"$f":"IF(B30=\"\",\"\",VLOOKUP(D30,Tablas!$B$2:$H$13,7,FALSE))","v":83577.200000000012},341640,26521139406.206135,23721949379.433037,21218201591.621681,18978713409.321716,16975593389.37542,15183893908.206997,13581300454.567976,12147853716.071535,10865700998.275078,9718873880.3891582,8693089338.4518414,7775571859.0803595,6954894328.3366375,6220835714.0757027,5564253769.2984829,204121865142.71182,1360812.4342847455]
[{"$f":"IF(ISBLANK(InfoPro!A25),\"\",InfoPro!A25)","v":"SC_2161_A1"},{"$f":"IF(ISBLANK(InfoPro!B25),\"\",InfoPro!B25)","v":"Aguachica 1, 2, 3"},{"$f":"IF(ISBLANK(InfoPro!E25),\"\",InfoPro!E25)","v":150},{"$f":"IF(ISBLANK(InfoPro!F25),\"\",InfoPro!F25)","v":"Solar FV"},{"$f":"IF(ISBLANK(InfoPro!I25),\"\",YEAR(InfoPro!I25)-$G$3)","v":3},{"$f":"IF(B31=\"\",\"\",VLOOKUP(D31,Tablas!$B$2:$E$13,2,FALSE))","v":0.26},{"$f":"IF(B31=\"\",\"\",VLOOKUP(D31,Tablas!$B$2:$H$13,7,FALSE))","v":83577.200000000012},341640,26521139406.206135,23721949379.433037,21218201591.621681,18978713409.321716,16975593389.37542,15183893908.206997,13581300454.567976,12147853716.071535,10865700998.275078,9718873880.3891582,8693089338.4518414,7775571859.0803595,6954894328.3366375,6220835714.0757027,5564253769.2984829,204121865142.71182,1360812.4342847455]
[{"$f":"IF(ISBLANK(InfoPro!A26),\"\",InfoPro!A26)","v":"SC_2196_A2"},{"$f":"IF(ISBLANK(InfoPro!B26),\"\",InfoPro!B26)","v":"Aguachica 1, 2, 3"},{"$f":"IF(ISBLANK(InfoPro!E26),\"\",InfoPro!E26)","v":30},{"$f":"IF(ISBLANK(InfoPro!F26),\"\",InfoPro!F26)","v":"Solar FV"},{"$f":"IF(ISBLANK(InfoPro!I26),\"\",YEAR(InfoPro!I26)-$G$3)","v":3},{"$f":"IF(B32=\"\",\"\",VLOOKUP(D32,Tablas!$B$2:$E$13,2,FALSE))","v":0.26},{"$f":"IF(B32=\"\",\"\",VLOOKUP(D32,Tablas!$B$2:$H$13,7,FALSE))","v":83577.200000000012},68328,5304227881.2412271,4744389875.8866081,4243640318.3243365,3795742681.8643436,3395118677.8750844,3036778781.6413994,2716260090.9135952,2429570743.2143068,2173140199.6550159,1943774776.0778317,1738617867.6903682,1555114371.816072,1390978865.6673274,1244167142.8151407,1112850753.8596966,40824373028.542343,1360812.4342847448]
[{"$f":"IF(ISBLANK(InfoPro!A27),\"\",InfoPro!A27)","v":"SC_2196_A1"},{"$f":"IF(ISBLANK(InfoPro!B27),\"\",InfoPro!B27)","v":"Aguachica 1, 2, 3"},{"$f":"IF(ISBLANK(InfoPro!E27),\"\",InfoPro!E27)","v":30},{"$f":"IF(ISBLANK(InfoPro!F27),\"\",InfoPro!F27)","v":"Solar FV"},{"$f":"IF(ISBLANK(InfoPro!I27),\"\",YEAR(InfoPro!I27)-$G$3)","v":3},{"$f":"IF(B33=\"\",\"\",VLOOKUP(D33,Tablas!$B$2:$E$13,2,FALSE))","v":0.26},{"$f":"IF(B33=\"\",\"\",VLOOKUP(D33,Tablas!$B$2:$H$13,7,FALSE))","v":83577.200000000012},68328,5304227881.2412271,4744389875.8866081,4243640318.3243365,3795742681.8643436,3395118677.8750844,3036778781.6413994,2716260090.9135952,2429570743.2143068,2173140199.6550159,1943774776.0778317,1738617867.6903682,1555114371.816072,1390978865.6673274,1244167142.8151407,1112850753.8596966,40824373028.542343,1360812.4342847448]
[{"$f":"IF(ISBLANK(InfoPro!A28),\"\",InfoPro!A28)","v":"SC_1626_A1"},{"$f":"IF(ISBLANK(InfoPro!B28),\"\",InfoPro!B28)","v":"Manzanare"},{"$f":"IF(ISBLANK(InfoPro!E28),\"\",InfoPro!E28)","v":9.99},{"$f":"IF(ISBLANK(InfoPro!F28),\"\",InfoPro!F28)","v":"Solar FV"},{"$f":"IF(ISBLANK(InfoPro!I28),\"\",YEAR(InfoPro!I28)-$G$3)","v":2},{"$f":"IF(B34=\"\",\"\",VLOOKUP(D34,Tablas!$B$2:$E$13,2,FALSE))","v":0.26},{"$f":"IF(B34=\"\",\"\",VLOOKUP(D34,Tablas!$B$2:$H$13,7,FALSE))","v":83577.200000000012},22753.223999999998,1974732214.8188207,1766307884.4533284,1579881828.6702402,1413132226.0020037,1263982313.0608263,1130574519.732403,1011247334.2865858,904514610.27422702,809047057.49036419,723655686.48512018,647277000.43391788,578959749.94089258,517853085.81475192,463195962.26722002,414307658.55744183,15198669132.288145,1521388.3015303449]
[{"$f":"IF(ISBLANK(InfoPro!A29),\"\",InfoPro!A29)","v":"SC_1626_A2"},{"$f":"IF(ISBLANK(InfoPro!B29),\"\",InfoPro!B29)","v":"Manzanare"},{"$f":"IF(ISBLANK(InfoPro!E29),\"\",InfoPro!E29)","v":9.99},{"$f":"IF(ISBLANK(InfoPro!F29),\"\",InfoPro!F29)","v":"Solar FV"},{"$f":"IF(ISBLANK(InfoPro!I29),\"\",YEAR(InfoPro!I29)-$G$3)","v":2},{"$f":"IF(B35=\"\",\"\",VLOOKUP(D35,Tablas!$B$2:$E$13,2,FALSE))","v":0.26},{"$f":"IF(B35=\"\",\"\",VLOOKUP(D35,Tablas!$B$2:$H$13,7,FALSE))","v":83577.200000000012},22753.223999999998,1974732214.8188207,1766307884.4533284,1579881828.6702402,1413132226.0020037,1263982313.0608263,1130574519.732403,1011247334.2865858,904514610.27422702,809047057.49036419,723655686.48512018,647277000.43391788,578959749.94089258,517853085.81475192,463195962.26722002,414307658.55744183,15198669132.288145,1521388.3015303449]
[{"$f":"IF(ISBLANK(InfoPro!A30),\"\",InfoPro!A30)","v":"SC_1842_A2"},{"$f":"IF(ISBLANK(InfoPro!B30),\"\",InfoPro!B30)","v":"KAIROS SOLAR PARK I - 19,9 MW"},{"$f":"IF(ISBLANK(InfoPro!E30),\"\",InfoPro!E30)","v":19.899999999999999},{"$f":"IF(ISBLANK(InfoPro!F30),\"\",InfoPro!F30)","v":"Solar FV"},{"$f":"IF(ISBLANK(InfoPro!I30),\"\",YEAR(InfoPro!I30)-$G$3)","v":0},{"$f":"IF(B36=\"\",\"\",VLOOKUP(D36,Tablas!$B$2:$E$13,2,FALSE))","v":0.26},{"$f":"IF(B36=\"\",\"\",VLOOKUP(D36,Tablas!$B$2:$H$13,7,FALSE))","v":83577.200000000012},45324.24,4916764490.3519993,4397821547.7209301,3933650758.2477012,3518471161.2233467,3147111951.0047827,2814948077.8218098,2517842645.6366811,2252095389.6571388,2014396591.8221281,1801785860.3060181,1611615259.6654902,1441516332.4378271,1289370601.4649615,1153283185.5679443,1031559199.9713277,37842233052.900085,1901619.7514020144]
[{"$f":"IF(ISBLANK(InfoPro!A31),\"\",InfoPro!A31)","v":"SC_1842_A1"},{"$f":"IF(ISBLANK(InfoPro!B31),\"\",InfoPro!B31)","v":"KAIROS SOLAR PARK I - 19,9 MW"},{"$f":"IF(ISBLANK(InfoPro!E31),\"\",InfoPro!E31)","v":19.899999999999999},{"$f":"IF(ISBLANK(InfoPro!F31),\"\",InfoPro!F31)","v":"Solar FV"},{"$f":"IF(ISBLANK(InfoPro!I31),\"\",YEAR(InfoPro!I31)-$G$3)","v":0},{"$f":"IF(B37=\"\",\"\",VLOOKUP(D37,Tablas!$B$2:$E$13,2,FALSE))","v":0.26},{"$f":"IF(B37=\"\",\"\",VLOOKUP(D37,Tablas!$B$2:$H$13,7,FALSE))","v":83577.200000000012},45324.24,4916764490.3519993,4397821547.7209301,3933650758.2477012,3518471161.2233467,3147111951.0047827,2814948077.8218098,2517842645.6366811,2252095389.6571388,2014396591.8221281,1801785860.3060181,1611615259.6654902,1441516332.4378271,1289370601.4649615,1153283185.5679443,1031559199.9713277,37842233052.900085,1901619.7514020144]
[{"$f":"IF(ISBLANK(InfoPro!A32),\"\",InfoPro!A32)","v":"SC_2032_A2"},{"$f":"IF(ISBLANK(InfoPro!B32),\"\",InfoPro!B32)","v":"KAIROS SOLAR PARK_19.9MW"},{"$f":"IF(ISBLANK(InfoPro!E32),\"\",InfoPro!E32)","v":19.899999999999999},{"$f":"IF(ISBLANK(InfoPro!F32),\"\",InfoPro!F32)","v":"Solar FV"},{"$f":"IF(ISBLANK(InfoPro!I32),\"\",YEAR(InfoPro!I32)-$G$3)","v":0},{"$f":"IF(B38=\"\",\"\",VLOOKUP(D38,Tablas!$B$2:$E$13,2,FALSE))","v":0.26},{"$f":"IF(B38=\"\",\"\",VLOOKUP(D38,Tablas!$B$2:$H$13,7,FALSE))","v":83577.200000000012},45324.24,{"$f":"IF($H38=\"\",\"\",(1/(1+$C$3)^(I$6+$E38))*$H38*($C$2 - $G38))","v":4916764490.3519993},4397821547.7209301,3933650758.2477012,3518471161.2233467,3147111951.0047827,2814948077.8218098,2517842645.6366811,2252095389.6571388,2014396591.8221281,1801785860.3060181,1611615259.6654902,1441516332.4378271,1289370601.4649615,1153283185.5679443,1031559199.9713277,37842233052.900085,1901619.7514020144]
[{"$f":"IF(ISBLANK(InfoPro!A33),\"\",InfoPro!A33)","v":"SC_2032_A1"},{"$f":"IF(ISBLANK(InfoPro!B33),\"\",InfoPro!B33)","v":"KAIROS SOLAR PARK_19.9MW"},{"$f":"IF(ISBLANK(InfoPro!E33),\"\",InfoPro!E33)","v":19.899999999999999},{"$f":"IF(ISBLANK(InfoPro!F33),\"\",InfoPro!F33)","v":"Solar FV"},{"$f":"IF(ISBLANK(InfoPro!I33),\"\",YEAR(InfoPro!I33)-$G$3)","v":0},{"$f":"IF(B39=\"\",\"\",VLOOKUP(D39,Tablas!$B$2:$E$13,2,FALSE))","v":0.26},{"$f":"IF(B39=\"\",\"\",VLOOKUP(D39,Tablas!$B$2:$H$13,7,FALSE))","v":83577.200000000012},45324.24,4916764490.3519993,4397821547.7209301,3933650758.2477012,3518471161.2233467,3147111951.0047827,2814948077.8218098,2517842645.6366811,2252095389.6571388,2014396591.8221281,1801785860.3060181,1611615259.6654902,1441516332.4378271,1289370601.4649615,1153283185.5679443,1031559199.9713277,37842233052.900085,1901619.7514020144]
[{"$f":"IF(ISBLANK(InfoPro!A34),\"\",InfoPro!A34)","v":"SC_1943_A2"},{"$f":"IF(ISBLANK(InfoPro!B34),\"\",InfoPro!B34)","v":"KAIROS SOLAR PARK V 19.9MW"},{"$f":"IF(ISBLANK(InfoPro!E34),\"\",InfoPro!E34)","v":19.899999999999999},{"$f":"IF(ISBLANK(InfoPro!F34),\"\",InfoPro!F34)","v":"Solar FV"},{"$f":"IF(ISBLANK(InfoPro!I34),\"\",YEAR(InfoPro!I34)-$G$3)","v":0},{"$f":"IF(B40=\"\",\"\",VLOOKUP(D40,Tablas!$B$2:$E$13,2,FALSE))","v":0.26},{"$f":"IF(B40=\"\",\"\",VLOOKUP(D40,Tablas!$B$2:$H$13,7,FALSE))","v":83577.200000000012},{"$f":"IF(C40=\"\",\"\",+C40*F40*24*365)","v":45324.24},4916764490.3519993,4397821547.7209301,3933650758.2477012,3518471161.2233467,3147111951.0047827,2814948077.8218098,2517842645.6366811,2252095389.6571388,2014396591.8221281,1801785860.3060181,1611615259.6654902,1441516332.4378271,1289370601.4649615,1153283185.5679443,1031559199.9713277,37842233052.900085,1901619.7514020144]
[{"$f":"IF(ISBLANK(InfoPro!A35),\"\",InfoPro!A35)","v":"SC_1943_A1"},{"$f":"IF(ISBLANK(InfoPro!B35),\"\",InfoPro!B35)","v":"KAIROS SOLAR PARK V 19.9MW"},{"$f":"IF(ISBLANK(InfoPro!E35),\"\",InfoPro!E35)","v":19.899999999999999},{"$f":"IF(ISBLANK(InfoPro!F35),\"\",InfoPro!F35)","v":"Solar FV"},{"$f":"IF(ISBLANK(InfoPro!I35),\"\",YEAR(InfoPro!I35)-$G$3)","v":0},{"$f":"IF(B41=\"\",\"\",VLOOKUP(D41,Tablas!$B$2:$E$13,2,FALSE))","v":0.26},{"$f":"IF(B41=\"\",\"\",VLOOKUP(D41,Tablas!$B$2:$H$13,7,FALSE))","v":83577.200000000012},45324.24,4916764490.3519993,4397821547.7209301,3933650758.2477012,3518471161.2233467,3147111951.0047827,2814948077.8218098,2517842645.6366811,2252095389.6571388,2014396591.8221281,1801785860.3060181,1611615259.6654902,1441516332.4378271,1289370601.4649615,1153283185.5679443,1031559199.9713277,37842233052.900085,1901619.7514020144]
[{"$f":"IF(ISBLANK(InfoPro!A36),\"\",InfoPro!A36)","v":"SC_2033_A2"},{"$f":"IF(ISBLANK(InfoPro!B36),\"\",InfoPro!B36)","v":"KAIROS SOLAR PARK IV19.9"},{"$f":"IF(ISBLANK(InfoPro!E36),\"\",InfoPro!E36)","v":19.899999999999999},{"$f":"IF(ISBLANK(InfoPro!F36),\"\",InfoPro!F36)","v":"Solar FV"},{"$f":"IF(ISBLANK(InfoPro!I36),\"\",YEAR(InfoPro!I36)-$G$3)","v":0},{"$f":"IF(B42=\"\",\"\",VLOOKUP(D42,Tablas!$B$2:$E$13,2,FALSE))","v":0.26},{"$f":"IF(B42=\"\",\"\",VLOOKUP(D42,Tablas!$B$2:$H$13,7,FALSE))","v":83577.200000000012},45324.24,4916764490.3519993,4397821547.7209301,3933650758.2477012,3518471161.2233467,3147111951.0047827,2814948077.8218098,2517842645.6366811,2252095389.6571388,2014396591.8221281,1801785860.3060181,1611615259.6654902,1441516332.4378271,1289370601.4649615,1153283185.5679443,1031559199.9713277,37842233052.900085,1901619.7514020144]
[{"$f":"IF(ISBLANK(InfoPro!A37),\"\",InfoPro!A37)","v":"SC_2033_A1"},{"$f":"IF(ISBLANK(InfoPro!B37),\"\",InfoPro!B37)","v":"KAIROS SOLAR PARK IV19.9"},{"$f":"IF(ISBLANK(InfoPro!E37),\"\",InfoPro!E37)","v":19.899999999999999},{"$f":"IF(ISBLANK(InfoPro!F37),\"\",InfoPro!F37)","v":"Solar FV"},{"$f":"IF(ISBLANK(InfoPro!I37),\"\",YEAR(InfoPro!I37)-$G$3)","v":0},{"$f":"IF(B43=\"\",\"\",VLOOKUP(D43,Tablas!$B$2:$E$13,2,FALSE))","v":0.26},{"$f":"IF(B43=\"\",\"\",VLOOKUP(D43,Tablas!$B$2:$H$13,7,FALSE))","v":83577.200000000012},45324.24,4916764490.3519993,4397821547.7209301,3933650758.2477012,3518471161.2233467,3147111951.0047827,2814948077.8218098,2517842645.6366811,2252095389.6571388,2014396591.8221281,1801785860.3060181,1611615259.6654902,1441516332.4378271,1289370601.4649615,1153283185.5679443,1031559199.9713277,37842233052.900085,1901619.7514020144]
[{"$f":"IF(ISBLANK(InfoPro!A38),\"\",InfoPro!A38)","v":"SC_2257_A2"},{"$f":"IF(ISBLANK(InfoPro!B38),\"\",InfoPro!B38)","v":"Proyecto de generación Eólico Norte"},{"$f":"IF(ISBLANK(InfoPro!E38),\"\",InfoPro!E38)","v":200},{"$f":"IF(ISBLANK(InfoPro!F38),\"\",InfoPro!F38)","v":"Eólico Onshore"},{"$f":"IF(ISBLANK(InfoPro!I38),\"\",YEAR(InfoPro!I38)-$G$3)","v":3},{"$f":"IF(B44=\"\",\"\",VLOOKUP(D44,Tablas!$B$2:$E$13,2,FALSE))","v":0.56999999999999995},{"$f":"IF(B44=\"\",\"\",VLOOKUP(D44,Tablas!$B$2:$H$13,7,FALSE))","v":83577.200000000012},998639.99999999988,77523330571.987152,69341082801.419647,62022435421.663368,55476239196.478859,49620965292.020454,44383689885.528137,39699185944.121773,35509110862.362938,31761279841.111763,28409015958.060612,25410568835.474609,22728594665.004128,20329691113.5994,18183981318.067436,16264741787.180178,596663913494.08032,2983319.5674704015]
[{"$f":"IF(ISBLANK(InfoPro!A39),\"\",InfoPro!A39)","v":"SC_2257_A1"},{"$f":"IF(ISBLANK(InfoPro!B39),\"\",InfoPro!B39)","v":"Proyecto de generación Eólico Norte"},{"$f":"IF(ISBLANK(InfoPro!E39),\"\",InfoPro!E39)","v":200},{"$f":"IF(ISBLANK(InfoPro!F39),\"\",InfoPro!F39)","v":"Eólico Onshore"},{"$f":"IF(ISBLANK(InfoPro!I39),\"\",YEAR(InfoPro!I39)-$G$3)","v":3},{"$f":"IF(B45=\"\",\"\",VLOOKUP(D45,Tablas!$B$2:$E$13,2,FALSE))","v":0.56999999999999995},{"$f":"IF(B45=\"\",\"\",VLOOKUP(D45,Tablas!$B$2:$H$13,7,FALSE))","v":83577.200000000012},998639.99999999988,77523330571.987152,69341082801.419647,62022435421.663368,55476239196.478859,49620965292.020454,44383689885.528137,39699185944.121773,35509110862.362938,31761279841.111763,28409015958.060612,25410568835.474609,22728594665.004128,20329691113.5994,18183981318.067436,16264741787.180178,596663913494.08032,2983319.5674704015]
[{"$f":"IF(ISBLANK(InfoPro!A40),\"\",InfoPro!A40)","v":"SC_2074_A2"},{"$f":"IF(ISBLANK(InfoPro!B40),\"\",InfoPro!B40)","v":"CULEBRA I"},{"$f":"IF(ISBLANK(InfoPro!E40),\"\",InfoPro!E40)","v":5},{"$f":"IF(ISBLANK(InfoPro!F40),\"\",InfoPro!F40)","v":"Solar FV"},{"$f":"IF(ISBLANK(InfoPro!I40),\"\",YEAR(InfoPro!I40)-$G$3)","v":1},{"$f":"IF(B46=\"\",\"\",VLOOKUP(D46,Tablas!$B$2:$E$13,2,FALSE))","v":0.26},{"$f":"IF(B46=\"\",\"\",VLOOKUP(D46,Tablas!$B$2:$H$13,7,FALSE))","v":83577.200000000012},11388.000000000002,1104980288.3720932,988354461.87128198,884037980.20687139,790731645.98110139,707273386.38738942,632623780.31072402,565853112.97918081,506129796.94023323,452710015.15226591,404928457.20238453,362190033.27583599,323962462.67963862,289769644.6150614,259185728.63601205,231829810.94455463,8504560605.5546293,1700912.1211109259]
[{"$f":"IF(ISBLANK(InfoPro!A41),\"\",InfoPro!A41)","v":"SC_2074_A1"},{"$f":"IF(ISBLANK(InfoPro!B41),\"\",InfoPro!B41)","v":"CULEBRA I"},{"$f":"IF(ISBLANK(InfoPro!E41),\"\",InfoPro!E41)","v":5},{"$f":"IF(ISBLANK(InfoPro!F41),\"\",InfoPro!F41)","v":"Solar FV"},{"$f":"IF(ISBLANK(InfoPro!I41),\"\",YEAR(InfoPro!I41)-$G$3)","v":1},{"$f":"IF(B47=\"\",\"\",VLOOKUP(D47,Tablas!$B$2:$E$13,2,FALSE))","v":0.26},{"$f":"IF(B47=\"\",\"\",VLOOKUP(D47,Tablas!$B$2:$H$13,7,FALSE))","v":83577.200000000012},11388.000000000002,1104980288.3720932,988354461.87128198,884037980.20687139,790731645.98110139,707273386.38738942,632623780.31072402,565853112.97918081,506129796.94023323,452710015.15226591,404928457.20238453,362190033.27583599,323962462.67963862,289769644.6150614,259185728.63601205,231829810.94455463,8504560605.5546293,1700912.1211109259]
[{"$f":"IF(ISBLANK(InfoPro!A42),\"\",InfoPro!A42)","v":"SC_2085_A2"},{"$f":"IF(ISBLANK(InfoPro!B42),\"\",InfoPro!B42)","v":"Insula I"},{"$f":"IF(ISBLANK(InfoPro!E42),\"\",InfoPro!E42)","v":19.899999999999999},{"$f":"IF(ISBLANK(InfoPro!F42),\"\",InfoPro!F42)","v":"Solar FV"},{"$f":"IF(ISBLANK(InfoPro!I42),\"\",YEAR(InfoPro!I42)-$G$3)","v":2},{"$f":"IF(B48=\"\",\"\",VLOOKUP(D48,Tablas!$B$2:$E$13,2,FALSE))","v":0.26},{"$f":"IF(B48=\"\",\"\",VLOOKUP(D48,Tablas!$B$2:$H$13,7,FALSE))","v":83577.200000000012},45324.24,{"$f":"IF($H48=\"\",\"\",(1/(1+$C$3)^(I$6+$E48))*$H48*($C$2 - $G48))","v":3933650758.2477012},3518471161.2233467,3147111951.0047827,2814948077.8218098,2517842645.6366811,2252095389.6571388,2014396591.8221281,1801785860.3060181,1611615259.6654902,1441516332.4378271,1289370601.4649615,1153283185.5679443,1031559199.9713277,922682647.55932713,825297538.06737661,30275627200.453861,1521388.3015303449]
[{"$f":"IF(ISBLANK(InfoPro!A43),\"\",InfoPro!A43)","v":"SC_2085_A1"},{"$f":"IF(ISBLANK(InfoPro!B43),\"\",InfoPro!B43)","v":"Insula I"},{"$f":"IF(ISBLANK(InfoPro!E43),\"\",InfoPro!E43)","v":19.899999999999999},{"$f":"IF(ISBLANK(InfoPro!F43),\"\",InfoPro!F43)","v":"Solar FV"},{"$f":"IF(ISBLANK(InfoPro!I43),\"\",YEAR(InfoPro!I43)-$G$3)","v":2},{"$f":"IF(B49=\"\",\"\",VLOOKUP(D49,Tablas!$B$2:$E$13,2,FALSE))","v":0.26},{"$f":"IF(B49=\"\",\"\",VLOOKUP(D49,Tablas!$B$2:$H$13,7,FALSE))","v":83577.200000000012},45324.24,3933650758.2477012,3518471161.2233467,3147111951.0047827,2814948077.8218098,2517842645.6366811,2252095389.6571388,2014396591.8221281,1801785860.3060181,1611615259.6654902,1441516332.4378271,1289370601.4649615,1153283185.5679443,1031559199.9713277,922682647.55932713,825297538.06737661,30275627200.453861,1521388.3015303449]
[{"$f":"IF(ISBLANK(InfoPro!A44),\"\",InfoPro!A44)","v":"SC_1983_A2"},{"$f":"IF(ISBLANK(InfoPro!B44),\"\",InfoPro!B44)","v":"EL TOCHE II"},{"$f":"IF(ISBLANK(InfoPro!E44),\"\",InfoPro!E44)","v":99.9},{"$f":"IF(ISBLANK(InfoPro!F44),\"\",InfoPro!F44)","v":"Solar FV"},{"$f":"IF(ISBLANK(InfoPro!I44),\"\",YEAR(InfoPro!I44)-$G$3)","v":3},{"$f":"IF(B50=\"\",\"\",VLOOKUP(D50,Tablas!$B$2:$E$13,2,FALSE))","v":0.26},{"$f":"IF(B50=\"\",\"\",VLOOKUP(D50,Tablas!$B$2:$H$13,7,FALSE))","v":83577.200000000012},227532.24000000002,17663078844.533287,15798818286.702406,14131322260.020041,12639823130.608265,11305745197.324032,10112473342.86586,9045146102.7422714,8090470574.9036427,7236556864.851203,6472770004.33918,5789597499.408927,5178530858.1475201,4631959622.6722012,4143076585.574419,3705793010.3527899,135945162185.04604,1360812.434284745]
[{"$f":"IF(ISBLANK(InfoPro!A45),\"\",InfoPro!A45)","v":"SC_1983_A1"},{"$f":"IF(ISBLANK(InfoPro!B45),\"\",InfoPro!B45)","v":"EL TOCHE II"},{"$f":"IF(ISBLANK(InfoPro!E45),\"\",InfoPro!E45)","v":99.9},{"$f":"IF(ISBLANK(InfoPro!F45),\"\",InfoPro!F45)","v":"Solar FV"},{"$f":"IF(ISBLANK(InfoPro!I45),\"\",YEAR(InfoPro!I45)-$G$3)","v":3},{"$f":"IF(B51=\"\",\"\",VLOOKUP(D51,Tablas!$B$2:$E$13,2,FALSE))","v":0.26},{"$f":"IF(B51=\"\",\"\",VLOOKUP(D51,Tablas!$B$2:$H$13,7,FALSE))","v":83577.200000000012},227532.24000000002,17663078844.533287,15798818286.702406,14131322260.020041,12639823130.608265,11305745197.324032,10112473342.86586,9045146102.7422714,8090470574.9036427,7236556864.851203,6472770004.33918,5789597499.408927,5178530858.1475201,4631959622.6722012,4143076585.574419,3705793010.3527899,135945162185.04604,1360812.434284745]
[{"$f":"IF(ISBLANK(InfoPro!A46),\"\",InfoPro!A46)","v":"SC_2079_A2"},{"$f":"IF(ISBLANK(InfoPro!B46),\"\",InfoPro!B46)","v":"PGF Tibú II"},{"$f":"IF(ISBLANK(InfoPro!E46),\"\",InfoPro!E46)","v":99.9},{"$f":"IF(ISBLANK(InfoPro!F46),\"\",InfoPro!F46)","v":"Solar FV"},{"$f":"IF(ISBLANK(InfoPro!I46),\"\",YEAR(InfoPro!I46)-$G$3)","v":3},{"$f":"IF(B52=\"\",\"\",VLOOKUP(D52,Tablas!$B$2:$E$13,2,FALSE))","v":0.26},{"$f":"IF(B52=\"\",\"\",VLOOKUP(D52,Tablas!$B$2:$H$13,7,FALSE))","v":83577.200000000012},227532.24000000002,17663078844.533287,15798818286.702406,14131322260.020041,12639823130.608265,11305745197.324032,10112473342.86586,9045146102.7422714,8090470574.9036427,7236556864.851203,6472770004.33918,5789597499.408927,5178530858.1475201,4631959622.6722012,4143076585.574419,3705793010.3527899,135945162185.04604,1360812.434284745]
[{"$f":"IF(ISBLANK(InfoPro!A47),\"\",InfoPro!A47)","v":"SC_2079_A1"},{"$f":"IF(ISBLANK(InfoPro!B47),\"\",InfoPro!B47)","v":"PGF Tibú II"},{"$f":"IF(ISBLANK(InfoPro!E47),\"\",InfoPro!E47)","v":99.9},{"$f":"IF(ISBLANK(InfoPro!F47),\"\",InfoPro!F47)","v":"Solar FV"},{"$f":"IF(ISBLANK(InfoPro!I47),\"\",YEAR(InfoPro!I47)-$G$3)","v":3},{"$f":"IF(B53=\"\",\"\",VLOOKUP(D53,Tablas!$B$2:$E$13,2,FALSE))","v":0.26},{"$f":"IF(B53=\"\",\"\",VLOOKUP(D53,Tablas!$B$2:$H$13,7,FALSE))","v":83577.200000000012},227532.24000000002,17663078844.533287,15798818286.702406,14131322260.020041,12639823130.608265,11305745197.324032,10112473342.86586,9045146102.7422714,8090470574.9036427,7236556864.851203,6472770004.33918,5789597499.408927,5178530858.1475201,4631959622.6722012,4143076585.574419,3705793010.3527899,135945162185.04604,1360812.434284745]
[{"$f":"IF(ISBLANK(InfoPro!A48),\"\",InfoPro!A48)","v":"SC_2013_A2"},{"$f":"IF(ISBLANK(InfoPro!B48),\"\",InfoPro!B48)","v":"PGF TIBÚ I"},{"$f":"IF(ISBLANK(InfoPro!E48),\"\",InfoPro!E48)","v":99.9},{"$f":"IF(ISBLANK(InfoPro!F48),\"\",InfoPro!F48)","v":"Solar FV"},{"$f":"IF(ISBLANK(InfoPro!I48),\"\",YEAR(InfoPro!I48)-$G$3)","v":3},{"$f":"IF(B54=\"\",\"\",VLOOKUP(D54,Tablas!$B$2:$E$13,2,FALSE))","v":0.26},{"$f":"IF(B54=\"\",\"\",VLOOKUP(D54,Tablas!$B$2:$H$13,7,FALSE))","v":83577.200000000012},227532.24000000002,17663078844.533287,15798818286.702406,14131322260.020041,12639823130.608265,11305745197.324032,10112473342.86586,9045146102.7422714,8090470574.9036427,7236556864.851203,6472770004.33918,5789597499.408927,5178530858.1475201,4631959622.6722012,4143076585.574419,3705793010.3527899,135945162185.04604,1360812.434284745]
[{"$f":"IF(ISBLANK(InfoPro!A49),\"\",InfoPro!A49)","v":"SC_2013_A1"},{"$f":"IF(ISBLANK(InfoPro!B49),\"\",InfoPro!B49)","v":"PGF TIBÚ I"},{"$f":"IF(ISBLANK(InfoPro!E49),\"\",InfoPro!E49)","v":99.9},{"$f":"IF(ISBLANK(InfoPro!F49),\"\",InfoPro!F49)","v":"Solar FV"},{"$f":"IF(ISBLANK(InfoPro!I49),\"\",YEAR(InfoPro!I49)-$G$3)","v":3},{"$f":"IF(B55=\"\",\"\",VLOOKUP(D55,Tablas!$B$2:$E$13,2,FALSE))","v":0.26},{"$f":"IF(B55=\"\",\"\",VLOOKUP(D55,Tablas!$B$2:$H$13,7,FALSE))","v":83577.200000000012},227532.24000000002,17663078844.533287,15798818286.702406,14131322260.020041,12639823130.608265,11305745197.324032,10112473342.86586,9045146102.7422714,8090470574.9036427,7236556864.851203,6472770004.33918,5789597499.408927,5178530858.1475201,4631959622.6722012,4143076585.574419,3705793010.3527899,135945162185.04604,1360812.434284745]
[{"$f":"IF(ISBLANK(InfoPro!A50),\"\",InfoPro!A50)","v":"SC_1994_A2"},{"$f":"IF(ISBLANK(InfoPro!B50),\"\",InfoPro!B50)","v":"Parque Solar Ábrego de 9,9 MW"},{"$f":"IF(ISBLANK(InfoPro!E50),\"\",InfoPro!E50)","v":9.9},{"$f":"IF(ISBLANK(InfoPro!F50),\"\",InfoPro!F50)","v":"Solar FV"},{"$f":"IF(ISBLANK(InfoPro!I50),\"\",YEAR(InfoPro!I50)-$G$3)","v":4},{"$f":"IF(B56=\"\",\"\",VLOOKUP(D56,Tablas!$B$2:$E$13,2,FALSE))","v":0.26},{"$f":"IF(B56=\"\",\"\",VLOOKUP(D56,Tablas!$B$2:$H$13,7,FALSE))","v":83577.200000000012},22548.240000000005,1565648659.0425808,1400401305.0470314,1252595085.0152338,1120389163.6987782,1002136997.9416621,896365830.00148666,801758345.26072145,717136265.88615525,641445676.10568452,573743896.33782172,513187742.69930387,459023025.67021811,410575157.12899649,367240748.77369994,328480097.29311264,12050127995.902487,1217184.6460507563]
[{"$f":"IF(ISBLANK(InfoPro!A51),\"\",InfoPro!A51)","v":"SC_1994_A1"},{"$f":"IF(ISBLANK(InfoPro!B51),\"\",InfoPro!B51)","v":"Parque Solar Ábrego de 9,9 MW"},{"$f":"IF(ISBLANK(InfoPro!E51),\"\",InfoPro!E51)","v":9.9},{"$f":"IF(ISBLANK(InfoPro!F51),\"\",InfoPro!F51)","v":"Solar FV"},{"$f":"IF(ISBLANK(InfoPro!I51),\"\",YEAR(InfoPro!I51)-$G$3)","v":4},{"$f":"IF(B57=\"\",\"\",VLOOKUP(D57,Tablas!$B$2:$E$13,2,FALSE))","v":0.26},{"$f":"IF(B57=\"\",\"\",VLOOKUP(D57,Tablas!$B$2:$H$13,7,FALSE))","v":83577.200000000012},22548.240000000005,1565648659.0425808,1400401305.0470314,1252595085.0152338,1120389163.6987782,1002136997.9416621,896365830.00148666,801758345.26072145,717136265.88615525,641445676.10568452,573743896.33782172,513187742.69930387,459023025.67021811,410575157.12899649,367240748.77369994,328480097.29311264,12050127995.902487,1217184.6460507563]
[{"$f":"IF(ISBLANK(InfoPro!A52),\"\",InfoPro!A52)","v":"SC_2157_A2"},{"$f":"IF(ISBLANK(InfoPro!B52),\"\",InfoPro!B52)","v":"PGF El Toche I 99,9 MW"},{"$f":"IF(ISBLANK(InfoPro!E52),\"\",InfoPro!E52)","v":99.9},{"$f":"IF(ISBLANK(InfoPro!F52),\"\",InfoPro!F52)","v":"Solar FV"},{"$f":"IF(ISBLANK(InfoPro!I52),\"\",YEAR(InfoPro!I52)-$G$3)","v":3},{"$f":"IF(B58=\"\",\"\",VLOOKUP(D58,Tablas!$B$2:$E$13,2,FALSE))","v":0.26},{"$f":"IF(B58=\"\",\"\",VLOOKUP(D58,Tablas!$B$2:$H$13,7,FALSE))","v":83577.200000000012},227532.24000000002,{"$f":"IF($H58=\"\",\"\",(1/(1+$C$3)^(I$6+$E58))*$H58*($C$2 - $G58))","v":17663078844.533287},15798818286.702406,14131322260.020041,12639823130.608265,11305745197.324032,10112473342.86586,9045146102.7422714,8090470574.9036427,7236556864.851203,6472770004.33918,5789597499.408927,5178530858.1475201,4631959622.6722012,4143076585.574419,3705793010.3527899,135945162185.04604,1360812.434284745]
[{"$f":"IF(ISBLANK(InfoPro!A53),\"\",InfoPro!A53)","v":"SC_2157_A1"},{"$f":"IF(ISBLANK(InfoPro!B53),\"\",InfoPro!B53)","v":"PGF El Toche I 99,9 MW"},{"$f":"IF(ISBLANK(InfoPro!E53),\"\",InfoPro!E53)","v":99.9},{"$f":"IF(ISBLANK(InfoPro!F53),\"\",InfoPro!F53)","v":"Solar FV"},{"$f":"IF(ISBLANK(InfoPro!I53),\"\",YEAR(InfoPro!I53)-$G$3)","v":3},{"$f":"IF(B59=\"\",\"\",VLOOKUP(D59,Tablas!$B$2:$E$13,2,FALSE))","v":0.26},{"$f":"IF(B59=\"\",\"\",VLOOKUP(D59,Tablas!$B$2:$H$13,7,FALSE))","v":83577.200000000012},227532.24000000002,17663078844.533287,15798818286.702406,14131322260.020041,12639823130.608265,11305745197.324032,10112473342.86586,9045146102.7422714,8090470574.9036427,7236556864.851203,6472770004.33918,5789597499.408927,5178530858.1475201,4631959622.6722012,4143076585.574419,3705793010.3527899,135945162185.04604,1360812.434284745]
[{"$f":"IF(ISBLANK(InfoPro!A54),\"\",InfoPro!A54)","v":"SC_2291_A2"},{"$f":"IF(ISBLANK(InfoPro!B54),\"\",InfoPro!B54)","v":"Termotasajero Solar Tres"},{"$f":"IF(ISBLANK(InfoPro!E54),\"\",InfoPro!E54)","v":3},{"$f":"IF(ISBLANK(InfoPro!F54),\"\",InfoPro!F54)","v":"Solar FV"},{"$f":"IF(ISBLANK(InfoPro!I54),\"\",YEAR(InfoPro!I54)-$G$3)","v":1},{"$f":"IF(B60=\"\",\"\",VLOOKUP(D60,Tablas!$B$2:$E$13,2,FALSE))","v":0.26},{"$f":"IF(B60=\"\",\"\",VLOOKUP(D60,Tablas!$B$2:$H$13,7,FALSE))","v":83577.200000000012},6832.7999999999993,662988173.02325571,593012677.122769,530422788.12412268,474438987.58866066,424364031.83243358,379574268.18643433,339511867.78750837,303677878.16413987,271626009.0913595,242957074.32143065,217314019.96550155,194377477.60778314,173861786.7690368,155511437.18160719,139097886.5667327,5102736363.3327761,1700912.1211109255]
[{"$f":"IF(ISBLANK(InfoPro!A55),\"\",InfoPro!A55)","v":"SC_2291_A1"},{"$f":"IF(ISBLANK(InfoPro!B55),\"\",InfoPro!B55)","v":"Termotasajero Solar Tres"},{"$f":"IF(ISBLANK(InfoPro!E55),\"\",InfoPro!E55)","v":3},{"$f":"IF(ISBLANK(InfoPro!F55),\"\",InfoPro!F55)","v":"Solar FV"},{"$f":"IF(ISBLANK(InfoPro!I55),\"\",YEAR(InfoPro!I55)-$G$3)","v":1},{"$f":"IF(B61=\"\",\"\",VLOOKUP(D61,Tablas!$B$2:$E$13,2,FALSE))","v":0.26},{"$f":"IF(B61=\"\",\"\",VLOOKUP(D61,Tablas!$B$2:$H$13,7,FALSE))","v":83577.200000000012},6832.7999999999993,662988173.02325571,593012677.122769,530422788.12412268,474438987.58866066,424364031.83243358,379574268.18643433,339511867.78750837,303677878.16413987,271626009.0913595,242957074.32143065,217314019.96550155,194377477.60778314,173861786.7690368,155511437.18160719,139097886.5667327,5102736363.3327761,1700912.1211109255]
[{"$f":"IF(ISBLANK(InfoPro!A56),\"\",InfoPro!A56)","v":"SC_2279_A2"},{"$f":"IF(ISBLANK(InfoPro!B56),\"\",InfoPro!B56)","v":"PROYECTO SOLAR FOTOVOLTAICO COCOTAS DE 9,9 MW"},{"$f":"IF(ISBLANK(InfoPro!E56),\"\",InfoPro!E56)","v":9.9},{"$f":"IF(ISBLANK(InfoPro!F56),\"\",InfoPro!F56)","v":"Solar FV"},{"$f":"IF(ISBLANK(InfoPro!I56),\"\",YEAR(InfoPro!I56)-$G$3)","v":3},{"$f":"IF(B62=\"\",\"\",VLOOKUP(D62,Tablas!$B$2:$E$13,2,FALSE))","v":0.26},{"$f":"IF(B62=\"\",\"\",VLOOKUP(D62,Tablas!$B$2:$H$13,7,FALSE))","v":83577.200000000012},22548.240000000005,1750395200.8096051,1565648659.0425808,1400401305.0470314,1252595085.0152338,1120389163.6987782,1002136997.9416621,896365830.00148666,801758345.26072145,717136265.88615525,641445676.10568452,573743896.33782172,513187742.69930387,459023025.67021811,410575157.12899649,367240748.77369994,13472043099.41898,1360812.4342847455]
[{"$f":"IF(ISBLANK(InfoPro!A57),\"\",InfoPro!A57)","v":"SC_2279_A1"},{"$f":"IF(ISBLANK(InfoPro!B57),\"\",InfoPro!B57)","v":"PROYECTO SOLAR FOTOVOLTAICO COCOTAS DE 9,9 MW"},{"$f":"IF(ISBLANK(InfoPro!E57),\"\",InfoPro!E57)","v":9.9},{"$f":"IF(ISBLANK(InfoPro!F57),\"\",InfoPro!F57)","v":"Solar FV"},{"$f":"IF(ISBLANK(InfoPro!I57),\"\",YEAR(InfoPro!I57)-$G$3)","v":3},{"$f":"IF(B63=\"\",\"\",VLOOKUP(D63,Tablas!$B$2:$E$13,2,FALSE))","v":0.26},{"$f":"IF(B63=\"\",\"\",VLOOKUP(D63,Tablas!$B$2:$H$13,7,FALSE))","v":83577.200000000012},22548.240000000005,1750395200.8096051,1565648659.0425808,1400401305.0470314,1252595085.0152338,1120389163.6987782,1002136997.9416621,896365830.00148666,801758345.26072145,717136265.88615525,641445676.10568452,573743896.33782172,513187742.69930387,459023025.67021811,410575157.12899649,367240748.77369994,13472043099.41898,1360812.4342847455]
[{"$f":"IF(ISBLANK(InfoPro!A58),\"\",InfoPro!A58)","v":"SC_2319_A2"},{"$f":"IF(ISBLANK(InfoPro!B58),\"\",InfoPro!B58)","v":"SOLAR FOTOVOLTAICO MORRISON DE 278,6 MW"},{"$f":"IF(ISBLANK(InfoPro!E58),\"\",InfoPro!E58)","v":278.60000000000002},{"$f":"IF(ISBLANK(InfoPro!F58),\"\",InfoPro!F58)","v":"Solar FV"},{"$f":"IF(ISBLANK(InfoPro!I58),\"\",YEAR(InfoPro!I58)-$G$3)","v":3},{"$f":"IF(B64=\"\",\"\",VLOOKUP(D64,Tablas!$B$2:$E$13,2,FALSE))","v":0.26},{"$f":"IF(B64=\"\",\"\",VLOOKUP(D64,Tablas!$B$2:$H$13,7,FALSE))","v":83577.200000000012},634539.3600000001,49258596257.126869,44059567314.066971,39409273089.505341,35249797038.913544,31529335455.199955,28201552285.5098,25225002044.28426,22562613635.316868,20181228654.129581,18051188420.509464,16145964597.951223,14441828799.598591,12917557065.830584,11554165532.943274,10334674000.843716,379122344191.73004,1360812.4342847452]
[{"$f":"IF(ISBLANK(InfoPro!A59),\"\",InfoPro!A59)","v":"SC_2319_A1"},{"$f":"IF(ISBLANK(InfoPro!B59),\"\",InfoPro!B59)","v":"SOLAR FOTOVOLTAICO MORRISON DE 278,6 MW"},{"$f":"IF(ISBLANK(InfoPro!E59),\"\",InfoPro!E59)","v":278.60000000000002},{"$f":"IF(ISBLANK(InfoPro!F59),\"\",InfoPro!F59)","v":"Solar FV"},{"$f":"IF(ISBLANK(InfoPro!I59),\"\",YEAR(InfoPro!I59)-$G$3)","v":3},{"$f":"IF(B65=\"\",\"\",VLOOKUP(D65,Tablas!$B$2:$E$13,2,FALSE))","v":0.26},{"$f":"IF(B65=\"\",\"\",VLOOKUP(D65,Tablas!$B$2:$H$13,7,FALSE))","v":83577.200000000012},634539.3600000001,49258596257.126869,44059567314.066971,39409273089.505341,35249797038.913544,31529335455.199955,28201552285.5098,25225002044.28426,22562613635.316868,20181228654.129581,18051188420.509464,16145964597.951223,14441828799.598591,12917557065.830584,11554165532.943274,10334674000.843716,379122344191.73004,1360812.4342847452]
[{"$f":"IF(ISBLANK(InfoPro!#REF!),\"\",InfoPro!#REF!)","v":{"$error":"#REF!"}},{"$f":"IF(ISBLANK(InfoPro!B60),\"\",InfoPro!B60)","v":"KAIROS SOLAR PARK II - 19,9 MW"},{"$f":"IF(ISBLANK(InfoPro!E60),\"\",InfoPro!E60)","v":19.899999999999999},{"$f":"IF(ISBLANK(InfoPro!F60),\"\",InfoPro!F60)","v":"Solar FV"},{"$f":"IF(ISBLANK(InfoPro!I60),\"\",YEAR(InfoPro!I60)-$G$3)","v":0},{"$f":"IF(B66=\"\",\"\",VLOOKUP(D66,Tablas!$B$2:$E$13,2,FALSE))","v":0.26},{"$f":"IF(B66=\"\",\"\",VLOOKUP(D66,Tablas!$B$2:$H$13,7,FALSE))","v":83577.200000000012},{"$f":"IF(C66=\"\",\"\",+C66*F66*24*365)","v":45324.24},4916764490.3519993,4397821547.7209301,3933650758.2477012,3518471161.2233467,3147111951.0047827,2814948077.8218098,2517842645.6366811,2252095389.6571388,2014396591.8221281,1801785860.3060181,1611615259.6654902,1441516332.4378271,1289370601.4649615,1153283185.5679443,1031559199.9713277,{"$f":"IF(W66=\"\",\"\",SUM(I66:W66))","v":37842233052.900085},{"$f":"IF(C66=0,0,IF(X66=\"\",\"\",X66/(C66*1000)))","v":1901619.7514020144}]
[{"$f":"IF(ISBLANK(InfoPro!#REF!),\"\",InfoPro!#REF!)","v":{"$error":"#REF!"}},{"$f":"IF(ISBLANK(InfoPro!B61),\"\",InfoPro!B61)","v":"KAIROS SOLAR PARK II - 19,9 MW"},{"$f":"IF(ISBLANK(InfoPro!E61),\"\",InfoPro!E61)","v":19.899999999999999},{"$f":"IF(ISBLANK(InfoPro!F61),\"\",InfoPro!F61)","v":"Solar FV"},{"$f":"IF(ISBLANK(InfoPro!I61),\"\",YEAR(InfoPro!I61)-$G$3)","v":0},{"$f":"IF(B67=\"\",\"\",VLOOKUP(D67,Tablas!$B$2:$E$13,2,FALSE))","v":0.26},{"$f":"IF(B67=\"\",\"\",VLOOKUP(D67,Tablas!$B$2:$H$13,7,FALSE))","v":83577.200000000012},45324.24,4916764490.3519993,4397821547.7209301,3933650758.2477012,3518471161.2233467,3147111951.0047827,2814948077.8218098,2517842645.6366811,2252095389.6571388,2014396591.8221281,1801785860.3060181,1611615259.6654902,1441516332.4378271,1289370601.4649615,1153283185.5679443,1031559199.9713277,37842233052.900085,1901619.7514020144]
[{"$f":"IF(ISBLANK(InfoPro!A60),\"\",InfoPro!A60)","v":"SC_1891_A1"},{"$f":"IF(ISBLANK(InfoPro!B60),\"\",InfoPro!B60)","v":"KAIROS SOLAR PARK II - 19,9 MW"},{"$f":"IF(ISBLANK(InfoPro!E60),\"\",InfoPro!E60)","v":19.899999999999999},{"$f":"IF(ISBLANK(InfoPro!F60),\"\",InfoPro!F60)","v":"Solar FV"},{"$f":"IF(ISBLANK(InfoPro!I60),\"\",YEAR(InfoPro!I60)-$G$3)","v":0},{"$f":"IF(B68=\"\",\"\",VLOOKUP(D68,Tablas!$B$2:$E$13,2,FALSE))","v":0.26},{"$f":"IF(B68=\"\",\"\",VLOOKUP(D68,Tablas!$B$2:$H$13,7,FALSE))","v":83577.200000000012},45324.24,{"$f":"IF($H68=\"\",\"\",(1/(1+$C$3)^(I$6+$E68))*$H68*($C$2 - $G68))","v":4916764490.3519993},4397821547.7209301,3933650758.2477012,3518471161.2233467,3147111951.0047827,2814948077.8218098,2517842645.6366811,2252095389.6571388,2014396591.8221281,1801785860.3060181,1611615259.6654902,1441516332.4378271,1289370601.4649615,1153283185.5679443,1031559199.9713277,37842233052.900085,1901619.7514020144]
[{"$f":"IF(ISBLANK(InfoPro!A61),\"\",InfoPro!A61)","v":"SC_1891_A2"},{"$f":"IF(ISBLANK(InfoPro!B61),\"\",InfoPro!B61)","v":"KAIROS SOLAR PARK II - 19,9 MW"},{"$f":"IF(ISBLANK(InfoPro!E61),\"\",InfoPro!E61)","v":19.899999999999999},{"$f":"IF(ISBLANK(InfoPro!F61),\"\",InfoPro!F61)","v":"Solar FV"},{"$f":"IF(ISBLANK(InfoPro!I61),\"\",YEAR(InfoPro!I61)-$G$3)","v":0},{"$f":"IF(B69=\"\",\"\",VLOOKUP(D69,Tablas!$B$2:$E$13,2,FALSE))","v":0.26},{"$f":"IF(B69=\"\",\"\",VLOOKUP(D69,Tablas!$B$2:$H$13,7,FALSE))","v":83577.200000000012},45324.24,4916764490.3519993,4397821547.7209301,3933650758.2477012,3518471161.2233467,3147111951.0047827,2814948077.8218098,2517842645.6366811,2252095389.6571388,2014396591.8221281,1801785860.3060181,1611615259.6654902,1441516332.4378271,1289370601.4649615,1153283185.5679443,1031559199.9713277,37842233052.900085,1901619.7514020144]
[{"$f":"IF(ISBLANK(InfoPro!A62),\"\",InfoPro!A62)","v":"SC_2239_A1"},{"$f":"IF(ISBLANK(InfoPro!B62),\"\",InfoPro!B62)","v":"PCH PANACEA III - 9,9 MW"},{"$f":"IF(ISBLANK(InfoPro!E62),\"\",InfoPro!E62)","v":9.9},{"$f":"IF(ISBLANK(InfoPro!F62),\"\",InfoPro!F62)","v":"PCH"},{"$f":"IF(ISBLANK(InfoPro!I62),\"\",YEAR(InfoPro!I62)-$G$3)","v":2},{"$f":"IF(B70=\"\",\"\",VLOOKUP(D70,Tablas!$B$2:$E$13,2,FALSE))","v":0.54},{"$f":"IF(B70=\"\",\"\",VLOOKUP(D70,Tablas!$B$2:$H$13,7,FALSE))","v":158280.5},46830.960000000014,1265505679.0972898,1131937101.1603668,1012466101.2167859,905604741.69658852,810022130.3189522,724527844.65022564,648057106.12721443,579657518.89732957,518477208.31603712,463754211.37391531,414806986.91763437,371025927.47552276,331865766.97273952,296838789.77883685,265508756.51058745,9740055870.5100269,983844.02732424519]
[{"$f":"IF(ISBLANK(InfoPro!A63),\"\",InfoPro!A63)","v":""},{"$f":"IF(ISBLANK(InfoPro!B63),\"\",InfoPro!B63)","v":""},{"$f":"IF(ISBLANK(InfoPro!E63),\"\",InfoPro!E63)","v":""},{"$f":"IF(ISBLANK(InfoPro!F63),\"\",InfoPro!F63)","v":""},{"$f":"IF(ISBLANK(InfoPro!I63),\"\",YEAR(InfoPro!I63)-$G$3)","v":""},{"$f":"IF(B71=\"\",\"\",VLOOKUP(D71,Tablas!$B$2:$E$13,2,FALSE))","v":""},{"$f":"IF(B71=\"\",\"\",VLOOKUP(D71,Tablas!$B$2:$H$13,7,FALSE))","v":""},"","","","","","","","","","","","","","","","","",""]
[{"$f":"IF(ISBLANK(InfoPro!A64),\"\",InfoPro!A64)","v":""},{"$f":"IF(ISBLANK(InfoPro!B64),\"\",InfoPro!B64)","v":""},{"$f":"IF(ISBLANK(InfoPro!E64),\"\",InfoPro!E64)","v":""},{"$f":"IF(ISBLANK(InfoPro!F64),\"\",InfoPro!F64)","v":""},{"$f":"IF(ISBLANK(InfoPro!I64),\"\",YEAR(InfoPro!I64)-$G$3)","v":""},{"$f":"IF(B72=\"\",\"\",VLOOKUP(D72,Tablas!$B$2:$E$13,2,FALSE))","v":""},{"$f":"IF(B72=\"\",\"\",VLOOKUP(D72,Tablas!$B$2:$H$13,7,FALSE))","v":""},{"$f":"IF(C72=\"\",\"\",+C72*F72*24*365)","v":""},"","","","","","","","","","","","","","","","",""]
[{"$f":"IF(ISBLANK(InfoPro!A65),\"\",InfoPro!A65)","v":""},{"$f":"IF(ISBLANK(InfoPro!B65),\"\",InfoPro!B65)","v":""},{"$f":"IF(ISBLANK(InfoPro!E65),\"\",InfoPro!E65)","v":""},{"$f":"IF(ISBLANK(InfoPro!F65),\"\",InfoPro!F65)","v":""},{"$f":"IF(ISBLANK(InfoPro!I65),\"\",YEAR(InfoPro!I65)-$G$3)","v":""},{"$f":"IF(B73=\"\",\"\",VLOOKUP(D73,Tablas!$B$2:$E$13,2,FALSE))","v":""},{"$f":"IF(B73=\"\",\"\",VLOOKUP(D73,Tablas!$B$2:$H$13,7,FALSE))","v":""},"","","","","","","","","","","","","","","","",{"$f":"IF(W73=\"\",\"\",SUM(I73:W73))","v":""},{"$f":"IF(C73=0,0,IF(X73=\"\",\"\",X73/(C73*1000)))","v":""}]
[{"$f":"IF(ISBLANK(InfoPro!A66),\"\",InfoPro!A66)","v":""},{"$f":"IF(ISBLANK(InfoPro!B66),\"\",InfoPro!B66)","v":""},{"$f":"IF(ISBLANK(InfoPro!E66),\"\",InfoPro!E66)","v":""},{"$f":"IF(ISBLANK(InfoPro!F66),\"\",InfoPro!F66)","v":""},{"$f":"IF(ISBLANK(InfoPro!I66),\"\",YEAR(InfoPro!I66)-$G$3)","v":""},{"$f":"IF(B74=\"\",\"\",VLOOKUP(D74,Tablas!$B$2:$E$13,2,FALSE))","v":""},{"$f":"IF(B74=\"\",\"\",VLOOKUP(D74,Tablas!$B$2:$H$13,7,FALSE))","v":""},"","","","","","","","","","","","","","","","","",""]
[{"$f":"IF(ISBLANK(InfoPro!A67),\"\",InfoPro!A67)","v":""},{"$f":"IF(ISBLANK(InfoPro!B67),\"\",InfoPro!B67)","v":""},{"$f":"IF(ISBLANK(InfoPro!E67),\"\",InfoPro!E67)","v":""},{"$f":"IF(ISBLANK(InfoPro!F67),\"\",InfoPro!F67)","v":""},{"$f":"IF(ISBLANK(InfoPro!I67),\"\",YEAR(InfoPro!I67)-$G$3)","v":""},{"$f":"IF(B75=\"\",\"\",VLOOKUP(D75,Tablas!$B$2:$E$13,2,FALSE))","v":""},{"$f":"IF(B75=\"\",\"\",VLOOKUP(D75,Tablas!$B$2:$H$13,7,FALSE))","v":""},"","","","","","","","","","","","","","","","","",""]
[{"$f":"IF(ISBLANK(InfoPro!A68),\"\",InfoPro!A68)","v":""},{"$f":"IF(ISBLANK(InfoPro!B68),\"\",InfoPro!B68)","v":""},{"$f":"IF(ISBLANK(InfoPro!E68),\"\",InfoPro!E68)","v":""},{"$f":"IF(ISBLANK(InfoPro!F68),\"\",InfoPro!F68)","v":""},{"$f":"IF(ISBLANK(InfoPro!I68),\"\",YEAR(InfoPro!I68)-$G$3)","v":""},{"$f":"IF(B76=\"\",\"\",VLOOKUP(D76,Tablas!$B$2:$E$13,2,FALSE))","v":""},{"$f":"IF(B76=\"\",\"\",VLOOKUP(D76,Tablas!$B$2:$H$13,7,FALSE))","v":""},"","","","","","","","","","","","","","","","","",""]
[{"$f":"IF(ISBLANK(InfoPro!A69),\"\",InfoPro!A69)","v":""},{"$f":"IF(ISBLANK(InfoPro!B69),\"\",InfoPro!B69)","v":""},{"$f":"IF(ISBLANK(InfoPro!E69),\"\",InfoPro!E69)","v":""},{"$f":"IF(ISBLANK(InfoPro!F69),\"\",InfoPro!F69)","v":""},{"$f":"IF(ISBLANK(InfoPro!I69),\"\",YEAR(InfoPro!I69)-$G$3)","v":""},{"$f":"IF(B77=\"\",\"\",VLOOKUP(D77,Tablas!$B$2:$E$13,2,FALSE))","v":""},{"$f":"IF(B77=\"\",\"\",VLOOKUP(D77,Tablas!$B$2:$H$13,7,FALSE))","v":""},"","","","","","","","","","","","","","","","","",""]
[{"$f":"IF(ISBLANK(InfoPro!A70),\"\",InfoPro!A70)","v":""},{"$f":"IF(ISBLANK(InfoPro!B70),\"\",InfoPro!B70)","v":""},{"$f":"IF(ISBLANK(InfoPro!E70),\"\",InfoPro!E70)","v":""},{"$f":"IF(ISBLANK(InfoPro!F70),\"\",InfoPro!F70)","v":""},{"$f":"IF(ISBLANK(InfoPro!I70),\"\",YEAR(InfoPro!I70)-$G$3)","v":""},{"$f":"IF(B78=\"\",\"\",VLOOKUP(D78,Tablas!$B$2:$E$13,2,FALSE))","v":""},{"$f":"IF(B78=\"\",\"\",VLOOKUP(D78,Tablas!$B$2:$H$13,7,FALSE))","v":""},"",{"$f":"IF($H78=\"\",\"\",(1/(1+$C$3)^(I$6+$E78))*$H78*($C$2 - $G78))","v":""},"","","","","","","","","","","","","","","",""]
[{"$f":"IF(ISBLANK(InfoPro!A71),\"\",InfoPro!A71)","v":""},{"$f":"IF(ISBLANK(InfoPro!B71),\"\",InfoPro!B71)","v":""},{"$f":"IF(ISBLANK(InfoPro!E71),\"\",InfoPro!E71)","v":""},{"$f":"IF(ISBLANK(InfoPro!F71),\"\",InfoPro!F71)","v":""},{"$f":"IF(ISBLANK(InfoPro!I71),\"\",YEAR(InfoPro!I71)-$G$3)","v":""},{"$f":"IF(B79=\"\",\"\",VLOOKUP(D79,Tablas!$B$2:$E$13,2,FALSE))","v":""},{"$f":"IF(B79=\"\",\"\",VLOOKUP(D79,Tablas!$B$2:$H$13,7,FALSE))","v":""},"","","","","","","","","","","","","","","","","",""]
[{"$f":"IF(ISBLANK(InfoPro!A72),\"\",InfoPro!A72)","v":""},{"$f":"IF(ISBLANK(InfoPro!B72),\"\",InfoPro!B72)","v":""},{"$f":"IF(ISBLANK(InfoPro!E72),\"\",InfoPro!E72)","v":""},{"$f":"IF(ISBLANK(InfoPro!F72),\"\",InfoPro!F72)","v":""},{"$f":"IF(ISBLANK(InfoPro!I72),\"\",YEAR(InfoPro!I72)-$G$3)","v":""},{"$f":"IF(B80=\"\",\"\",VLOOKUP(D80,Tablas!$B$2:$E$13,2,FALSE))","v":""},{"$f":"IF(B80=\"\",\"\",VLOOKUP(D80,Tablas!$B$2:$H$13,7,FALSE))","v":""},"","","","","","","","","","","","","","","","","",""]
[{"$f":"IF(ISBLANK(InfoPro!A73),\"\",InfoPro!A73)","v":""},{"$f":"IF(ISBLANK(InfoPro!B73),\"\",InfoPro!B73)","v":""},{"$f":"IF(ISBLANK(InfoPro!E73),\"\",InfoPro!E73)","v":""},{"$f":"IF(ISBLANK(InfoPro!F73),\"\",InfoPro!F73)","v":""},{"$f":"IF(ISBLANK(InfoPro!I73),\"\",YEAR(InfoPro!I73)-$G$3)","v":""},{"$f":"IF(B81=\"\",\"\",VLOOKUP(D81,Tablas!$B$2:$E$13,2,FALSE))","v":""},{"$f":"IF(B81=\"\",\"\",VLOOKUP(D81,Tablas!$B$2:$H$13,7,FALSE))","v":""},"","","","","","","","","","","","","","","","","",""]
[{"$f":"IF(ISBLANK(InfoPro!A74),\"\",InfoPro!A74)","v":""},{"$f":"IF(ISBLANK(InfoPro!B74),\"\",InfoPro!B74)","v":""},{"$f":"IF(ISBLANK(InfoPro!E74),\"\",InfoPro!E74)","v":""},{"$f":"IF(ISBLANK(InfoPro!F74),\"\",InfoPro!F74)","v":""},{"$f":"IF(ISBLANK(InfoPro!I74),\"\",YEAR(InfoPro!I74)-$G$3)","v":""},{"$f":"IF(B82=\"\",\"\",VLOOKUP(D82,Tablas!$B$2:$E$13,2,FALSE))","v":""},{"$f":"IF(B82=\"\",\"\",VLOOKUP(D82,Tablas!$B$2:$H$13,7,FALSE))","v":""},"","","","","","","","","","","","","","","","","",""]
[{"$f":"IF(ISBLANK(InfoPro!A75),\"\",InfoPro!A75)","v":""},{"$f":"IF(ISBLANK(InfoPro!B75),\"\",InfoPro!B75)","v":""},{"$f":"IF(ISBLANK(InfoPro!E75),\"\",InfoPro!E75)","v":""},{"$f":"IF(ISBLANK(InfoPro!F75),\"\",InfoPro!F75)","v":""},{"$f":"IF(ISBLANK(InfoPro!I75),\"\",YEAR(InfoPro!I75)-$G$3)","v":""},{"$f":"IF(B83=\"\",\"\",VLOOKUP(D83,Tablas!$B$2:$E$13,2,FALSE))","v":""},{"$f":"IF(B83=\"\",\"\",VLOOKUP(D83,Tablas!$B$2:$H$13,7,FALSE))","v":""},"","","","","","","","","","","","","","","","","",""]
[{"$f":"IF(ISBLANK(InfoPro!A76),\"\",InfoPro!A76)","v":""},{"$f":"IF(ISBLANK(InfoPro!B76),\"\",InfoPro!B76)","v":""},{"$f":"IF(ISBLANK(InfoPro!E76),\"\",InfoPro!E76)","v":""},{"$f":"IF(ISBLANK(InfoPro!F76),\"\",InfoPro!F76)","v":""},{"$f":"IF(ISBLANK(InfoPro!I76),\"\",YEAR(InfoPro!I76)-$G$3)","v":""},{"$f":"IF(B84=\"\",\"\",VLOOKUP(D84,Tablas!$B$2:$E$13,2,FALSE))","v":""},{"$f":"IF(B84=\"\",\"\",VLOOKUP(D84,Tablas!$B$2:$H$13,7,FALSE))","v":""},"","","","","","","","","","","","","","","","","",""]
[{"$f":"IF(ISBLANK(InfoPro!A77),\"\",InfoPro!A77)","v":""},{"$f":"IF(ISBLANK(InfoPro!B77),\"\",InfoPro!B77)","v":""},{"$f":"IF(ISBLANK(InfoPro!E77),\"\",InfoPro!E77)","v":""},{"$f":"IF(ISBLANK(InfoPro!F77),\"\",InfoPro!F77)","v":""},{"$f":"IF(ISBLANK(InfoPro!I77),\"\",YEAR(InfoPro!I77)-$G$3)","v":""},{"$f":"IF(B85=\"\",\"\",VLOOKUP(D85,Tablas!$B$2:$E$13,2,FALSE))","v":""},{"$f":"IF(B85=\"\",\"\",VLOOKUP(D85,Tablas!$B$2:$H$13,7,FALSE))","v":""},"","","","","","","","","","","","","","","","","",""]
[{"$f":"IF(ISBLANK(InfoPro!A78),\"\",InfoPro!A78)","v":""},{"$f":"IF(ISBLANK(InfoPro!B78),\"\",InfoPro!B78)","v":""},{"$f":"IF(ISBLANK(InfoPro!E78),\"\",InfoPro!E78)","v":""},{"$f":"IF(ISBLANK(InfoPro!F78),\"\",InfoPro!F78)","v":""},{"$f":"IF(ISBLANK(InfoPro!I78),\"\",YEAR(InfoPro!I78)-$G$3)","v":""},{"$f":"IF(B86=\"\",\"\",VLOOKUP(D86,Tablas!$B$2:$E$13,2,FALSE))","v":""},{"$f":"IF(B86=\"\",\"\",VLOOKUP(D86,Tablas!$B$2:$H$13,7,FALSE))","v":""},"","","","","","","","","","","","","","","","","",""]
[{"$f":"IF(ISBLANK(InfoPro!A79),\"\",InfoPro!A79)","v":""},{"$f":"IF(ISBLANK(InfoPro!B79),\"\",InfoPro!B79)","v":""},{"$f":"IF(ISBLANK(InfoPro!E79),\"\",InfoPro!E79)","v":""},{"$f":"IF(ISBLANK(InfoPro!F79),\"\",InfoPro!F79)","v":""},{"$f":"IF(ISBLANK(InfoPro!I79),\"\",YEAR(InfoPro!I79)-$G$3)","v":""},{"$f":"IF(B87=\"\",\"\",VLOOKUP(D87,Tablas!$B$2:$E$13,2,FALSE))","v":""},{"$f":"IF(B87=\"\",\"\",VLOOKUP(D87,Tablas!$B$2:$H$13,7,FALSE))","v":""},"","","","","","","","","","","","","","","","","",""]
[{"$f":"IF(ISBLANK(InfoPro!A80),\"\",InfoPro!A80)","v":""},{"$f":"IF(ISBLANK(InfoPro!B80),\"\",InfoPro!B80)","v":""},{"$f":"IF(ISBLANK(InfoPro!E80),\"\",InfoPro!E80)","v":""},{"$f":"IF(ISBLANK(InfoPro!F80),\"\",InfoPro!F80)","v":""},{"$f":"IF(ISBLANK(InfoPro!I80),\"\",YEAR(InfoPro!I80)-$G$3)","v":""},{"$f":"IF(B88=\"\",\"\",VLOOKUP(D88,Tablas!$B$2:$E$13,2,FALSE))","v":""},{"$f":"IF(B88=\"\",\"\",VLOOKUP(D88,Tablas!$B$2:$H$13,7,FALSE))","v":""},"",{"$f":"IF($H88=\"\",\"\",(1/(1+$C$3)^(I$6+$E88))*$H88*($C$2 - $G88))","v":""},"","","","","","","","","","","","","","","",""]
[{"$f":"IF(ISBLANK(InfoPro!A81),\"\",InfoPro!A81)","v":""},{"$f":"IF(ISBLANK(InfoPro!B81),\"\",InfoPro!B81)","v":""},{"$f":"IF(ISBLANK(InfoPro!E81),\"\",InfoPro!E81)","v":""},{"$f":"IF(ISBLANK(InfoPro!F81),\"\",InfoPro!F81)","v":""},{"$f":"IF(ISBLANK(InfoPro!I81),\"\",YEAR(InfoPro!I81)-$G$3)","v":""},{"$f":"IF(B89=\"\",\"\",VLOOKUP(D89,Tablas!$B$2:$E$13,2,FALSE))","v":""},{"$f":"IF(B89=\"\",\"\",VLOOKUP(D89,Tablas!$B$2:$H$13,7,FALSE))","v":""},"","","","","","","","","","","","","","","","","",""]
[{"$f":"IF(ISBLANK(InfoPro!A82),\"\",InfoPro!A82)","v":""},{"$f":"IF(ISBLANK(InfoPro!B82),\"\",InfoPro!B82)","v":""},{"$f":"IF(ISBLANK(InfoPro!E82),\"\",InfoPro!E82)","v":""},{"$f":"IF(ISBLANK(InfoPro!F82),\"\",InfoPro!F82)","v":""},{"$f":"IF(ISBLANK(InfoPro!I82),\"\",YEAR(InfoPro!I82)-$G$3)","v":""},{"$f":"IF(B90=\"\",\"\",VLOOKUP(D90,Tablas!$B$2:$E$13,2,FALSE))","v":""},{"$f":"IF(B90=\"\",\"\",VLOOKUP(D90,Tablas!$B$2:$H$13,7,FALSE))","v":""},"","","","","","","","","","","","","","","","","",""]
[{"$f":"IF(ISBLANK(InfoPro!A83),\"\",InfoPro!A83)","v":""},{"$f":"IF(ISBLANK(InfoPro!B83),\"\",InfoPro!B83)","v":""},{"$f":"IF(ISBLANK(InfoPro!E83),\"\",InfoPro!E83)","v":""},{"$f":"IF(ISBLANK(InfoPro!F83),\"\",InfoPro!F83)","v":""},{"$f":"IF(ISBLANK(InfoPro!I83),\"\",YEAR(InfoPro!I83)-$G$3)","v":""},{"$f":"IF(B91=\"\",\"\",VLOOKUP(D91,Tablas!$B$2:$E$13,2,FALSE))","v":""},{"$f":"IF(B91=\"\",\"\",VLOOKUP(D91,Tablas!$B$2:$H$13,7,FALSE))","v":""},"","","","","","","","","","","","","","","","","",""]
[{"$f":"IF(ISBLANK(InfoPro!A84),\"\",InfoPro!A84)","v":""},{"$f":"IF(ISBLANK(InfoPro!B84),\"\",InfoPro!B84)","v":""},{"$f":"IF(ISBLANK(InfoPro!E84),\"\",InfoPro!E84)","v":""},{"$f":"IF(ISBLANK(InfoPro!F84),\"\",InfoPro!F84)","v":""},{"$f":"IF(ISBLANK(InfoPro!I84),\"\",YEAR(InfoPro!I84)-$G$3)","v":""},{"$f":"IF(B92=\"\",\"\",VLOOKUP(D92,Tablas!$B$2:$E$13,2,FALSE))","v":""},{"$f":"IF(B92=\"\",\"\",VLOOKUP(D92,Tablas!$B$2:$H$13,7,FALSE))","v":""},"","","","","","","","","","","","","","","","","",""]
[{"$f":"IF(ISBLANK(InfoPro!A85),\"\",InfoPro!A85)","v":""},{"$f":"IF(ISBLANK(InfoPro!B85),\"\",InfoPro!B85)","v":""},{"$f":"IF(ISBLANK(InfoPro!E85),\"\",InfoPro!E85)","v":""},{"$f":"IF(ISBLANK(InfoPro!F85),\"\",InfoPro!F85)","v":""},{"$f":"IF(ISBLANK(InfoPro!I85),\"\",YEAR(InfoPro!I85)-$G$3)","v":""},{"$f":"IF(B93=\"\",\"\",VLOOKUP(D93,Tablas!$B$2:$E$13,2,FALSE))","v":""},{"$f":"IF(B93=\"\",\"\",VLOOKUP(D93,Tablas!$B$2:$H$13,7,FALSE))","v":""},"","","","","","","","","","","","","","","","","",""]
[{"$f":"IF(ISBLANK(InfoPro!A86),\"\",InfoPro!A86)","v":""},{"$f":"IF(ISBLANK(InfoPro!B86),\"\",InfoPro!B86)","v":""},{"$f":"IF(ISBLANK(InfoPro!E86),\"\",InfoPro!E86)","v":""},{"$f":"IF(ISBLANK(InfoPro!F86),\"\",InfoPro!F86)","v":""},{"$f":"IF(ISBLANK(InfoPro!I86),\"\",YEAR(InfoPro!I86)-$G$3)","v":""},{"$f":"IF(B94=\"\",\"\",VLOOKUP(D94,Tablas!$B$2:$E$13,2,FALSE))","v":""},{"$f":"IF(B94=\"\",\"\",VLOOKUP(D94,Tablas!$B$2:$H$13,7,FALSE))","v":""},"","","","","","","","","","","","","","","","","",""]
[{"$f":"IF(ISBLANK(InfoPro!A87),\"\",InfoPro!A87)","v":""},{"$f":"IF(ISBLANK(InfoPro!B87),\"\",InfoPro!B87)","v":""},{"$f":"IF(ISBLANK(InfoPro!E87),\"\",InfoPro!E87)","v":""},{"$f":"IF(ISBLANK(InfoPro!F87),\"\",InfoPro!F87)","v":""},{"$f":"IF(ISBLANK(InfoPro!I87),\"\",YEAR(InfoPro!I87)-$G$3)","v":""},{"$f":"IF(B95=\"\",\"\",VLOOKUP(D95,Tablas!$B$2:$E$13,2,FALSE))","v":""},{"$f":"IF(B95=\"\",\"\",VLOOKUP(D95,Tablas!$B$2:$H$13,7,FALSE))","v":""},"","","","","","","","","","","","","","","","","",""]
[{"$f":"IF(ISBLANK(InfoPro!A88),\"\",InfoPro!A88)","v":""},{"$f":"IF(ISBLANK(InfoPro!B88),\"\",InfoPro!B88)","v":""},{"$f":"IF(ISBLANK(InfoPro!E88),\"\",InfoPro!E88)","v":""},{"$f":"IF(ISBLANK(InfoPro!F88),\"\",InfoPro!F88)","v":""},{"$f":"IF(ISBLANK(InfoPro!I88),\"\",YEAR(InfoPro!I88)-$G$3)","v":""},{"$f":"IF(B96=\"\",\"\",VLOOKUP(D96,Tablas!$B$2:$E$13,2,FALSE))","v":""},{"$f":"IF(B96=\"\",\"\",VLOOKUP(D96,Tablas!$B$2:$H$13,7,FALSE))","v":""},"","","","","","","","","","","","","","","","","",""]
[{"$f":"IF(ISBLANK(InfoPro!A89),\"\",InfoPro!A89)","v":""},{"$f":"IF(ISBLANK(InfoPro!B89),\"\",InfoPro!B89)","v":""},{"$f":"IF(ISBLANK(InfoPro!E89),\"\",InfoPro!E89)","v":""},{"$f":"IF(ISBLANK(InfoPro!F89),\"\",InfoPro!F89)","v":""},{"$f":"IF(ISBLANK(InfoPro!I89),\"\",YEAR(InfoPro!I89)-$G$3)","v":""},{"$f":"IF(B97=\"\",\"\",VLOOKUP(D97,Tablas!$B$2:$E$13,2,FALSE))","v":""},{"$f":"IF(B97=\"\",\"\",VLOOKUP(D97,Tablas!$B$2:$H$13,7,FALSE))","v":""},"","","","","","","","","","","","","","","","","",""]
[{"$f":"IF(ISBLANK(InfoPro!A90),\"\",InfoPro!A90)","v":""},{"$f":"IF(ISBLANK(InfoPro!B90),\"\",InfoPro!B90)","v":""},{"$f":"IF(ISBLANK(InfoPro!E90),\"\",InfoPro!E90)","v":""},{"$f":"IF(ISBLANK(InfoPro!F90),\"\",InfoPro!F90)","v":""},{"$f":"IF(ISBLANK(InfoPro!I90),\"\",YEAR(InfoPro!I90)-$G$3)","v":""},{"$f":"IF(B98=\"\",\"\",VLOOKUP(D98,Tablas!$B$2:$E$13,2,FALSE))","v":""},{"$f":"IF(B98=\"\",\"\",VLOOKUP(D98,Tablas!$B$2:$H$13,7,FALSE))","v":""},"",{"$f":"IF($H98=\"\",\"\",(1/(1+$C$3)^(I$6+$E98))*$H98*($C$2 - $G98))","v":""},"","","","","","","","","","","","","","","",""]
[{"$f":"IF(ISBLANK(InfoPro!A91),\"\",InfoPro!A91)","v":""},{"$f":"IF(ISBLANK(InfoPro!B91),\"\",InfoPro!B91)","v":""},{"$f":"IF(ISBLANK(InfoPro!E91),\"\",InfoPro!E91)","v":""},{"$f":"IF(ISBLANK(InfoPro!F91),\"\",InfoPro!F91)","v":""},{"$f":"IF(ISBLANK(InfoPro!I91),\"\",YEAR(InfoPro!I91)-$G$3)","v":""},{"$f":"IF(B99=\"\",\"\",VLOOKUP(D99,Tablas!$B$2:$E$13,2,FALSE))","v":""},{"$f":"IF(B99=\"\",\"\",VLOOKUP(D99,Tablas!$B$2:$H$13,7,FALSE))","v":""},"","","","","","","","","","","","","","","","","",""]
[{"$f":"IF(ISBLANK(InfoPro!A92),\"\",InfoPro!A92)","v":""},{"$f":"IF(ISBLANK(InfoPro!B92),\"\",InfoPro!B92)","v":""},{"$f":"IF(ISBLANK(InfoPro!E92),\"\",InfoPro!E92)","v":""},{"$f":"IF(ISBLANK(InfoPro!F92),\"\",InfoPro!F92)","v":""},{"$f":"IF(ISBLANK(InfoPro!I92),\"\",YEAR(InfoPro!I92)-$G$3)","v":""},{"$f":"IF(B100=\"\",\"\",VLOOKUP(D100,Tablas!$B$2:$E$13,2,FALSE))","v":""},{"$f":"IF(B100=\"\",\"\",VLOOKUP(D100,Tablas!$B$2:$H$13,7,FALSE))","v":""},"","","","","","","","","","","","","","","","","",""]
[{"$f":"IF(ISBLANK(InfoPro!A93),\"\",InfoPro!A93)","v":""},{"$f":"IF(ISBLANK(InfoPro!B93),\"\",InfoPro!B93)","v":""},{"$f":"IF(ISBLANK(InfoPro!E93),\"\",InfoPro!E93)","v":""},{"$f":"IF(ISBLANK(InfoPro!F93),\"\",InfoPro!F93)","v":""},{"$f":"IF(ISBLANK(InfoPro!I93),\"\",YEAR(InfoPro!I93)-$G$3)","v":""},{"$f":"IF(B101=\"\",\"\",VLOOKUP(D101,Tablas!$B$2:$E$13,2,FALSE))","v":""},{"$f":"IF(B101=\"\",\"\",VLOOKUP(D101,Tablas!$B$2:$H$13,7,FALSE))","v":""},"","","","","","","","","","","","","","","","","",""]
[{"$f":"IF(ISBLANK(InfoPro!A94),\"\",InfoPro!A94)","v":""},{"$f":"IF(ISBLANK(InfoPro!B94),\"\",InfoPro!B94)","v":""},{"$f":"IF(ISBLANK(InfoPro!E94),\"\",InfoPro!E94)","v":""},{"$f":"IF(ISBLANK(InfoPro!F94),\"\",InfoPro!F94)","v":""},{"$f":"IF(ISBLANK(InfoPro!I94),\"\",YEAR(InfoPro!I94)-$G$3)","v":""},{"$f":"IF(B102=\"\",\"\",VLOOKUP(D102,Tablas!$B$2:$E$13,2,FALSE))","v":""},{"$f":"IF(B102=\"\",\"\",VLOOKUP(D102,Tablas!$B$2:$H$13,7,FALSE))","v":""},"","","","","","","","","","","","","","","","","",""]
[{"$f":"IF(ISBLANK(InfoPro!A95),\"\",InfoPro!A95)","v":""},{"$f":"IF(ISBLANK(InfoPro!B95),\"\",InfoPro!B95)","v":""},{"$f":"IF(ISBLANK(InfoPro!E95),\"\",InfoPro!E95)","v":""},{"$f":"IF(ISBLANK(InfoPro!F95),\"\",InfoPro!F95)","v":""},{"$f":"IF(ISBLANK(InfoPro!I95),\"\",YEAR(InfoPro!I95)-$G$3)","v":""},{"$f":"IF(B103=\"\",\"\",VLOOKUP(D103,Tablas!$B$2:$E$13,2,FALSE))","v":""},{"$f":"IF(B103=\"\",\"\",VLOOKUP(D103,Tablas!$B$2:$H$13,7,FALSE))","v":""},"","","","","","","","","","","","","","","","","",""]
[{"$f":"IF(ISBLANK(InfoPro!A96),\"\",InfoPro!A96)","v":""},{"$f":"IF(ISBLANK(InfoPro!B96),\"\",InfoPro!B96)","v":""},{"$f":"IF(ISBLANK(InfoPro!E96),\"\",InfoPro!E96)","v":""},{"$f":"IF(ISBLANK(InfoPro!F96),\"\",InfoPro!F96)","v":""},{"$f":"IF(ISBLANK(InfoPro!I96),\"\",YEAR(InfoPro!I96)-$G$3)","v":""},{"$f":"IF(B104=\"\",\"\",VLOOKUP(D104,Tablas!$B$2:$E$13,2,FALSE))","v":""},{"$f":"IF(B104=\"\",\"\",VLOOKUP(D104,Tablas!$B$2:$H$13,7,FALSE))","v":""},"","","","","","","","","","","","","","","","","",""]
[{"$f":"IF(ISBLANK(InfoPro!A97),\"\",InfoPro!A97)","v":""},{"$f":"IF(ISBLANK(InfoPro!B97),\"\",InfoPro!B97)","v":""},{"$f":"IF(ISBLANK(InfoPro!E97),\"\",InfoPro!E97)","v":""},{"$f":"IF(ISBLANK(InfoPro!F97),\"\",InfoPro!F97)","v":""},{"$f":"IF(ISBLANK(InfoPro!I97),\"\",YEAR(InfoPro!I97)-$G$3)","v":""},{"$f":"IF(B105=\"\",\"\",VLOOKUP(D105,Tablas!$B$2:$E$13,2,FALSE))","v":""},{"$f":"IF(B105=\"\",\"\",VLOOKUP(D105,Tablas!$B$2:$H$13,7,FALSE))","v":""},"","","","","","","","","","","","","","","","","",""]
[{"$f":"IF(ISBLANK(InfoPro!A98),\"\",InfoPro!A98)","v":""},{"$f":"IF(ISBLANK(InfoPro!B98),\"\",InfoPro!B98)","v":""},{"$f":"IF(ISBLANK(InfoPro!E98),\"\",InfoPro!E98)","v":""},{"$f":"IF(ISBLANK(InfoPro!F98),\"\",InfoPro!F98)","v":""},{"$f":"IF(ISBLANK(InfoPro!I98),\"\",YEAR(InfoPro!I98)-$G$3)","v":""},{"$f":"IF(B106=\"\",\"\",VLOOKUP(D106,Tablas!$B$2:$E$13,2,FALSE))","v":""},{"$f":"IF(B106=\"\",\"\",VLOOKUP(D106,Tablas!$B$2:$H$13,7,FALSE))","v":""},"","","","","","","","","","","","","","","","","",""]
[{"$f":"IF(ISBLANK(InfoPro!A99),\"\",InfoPro!A99)","v":""},{"$f":"IF(ISBLANK(InfoPro!B99),\"\",InfoPro!B99)","v":""},{"$f":"IF(ISBLANK(InfoPro!E99),\"\",InfoPro!E99)","v":""},{"$f":"IF(ISBLANK(InfoPro!F99),\"\",InfoPro!F99)","v":""},{"$f":"IF(ISBLANK(InfoPro!I99),\"\",YEAR(InfoPro!I99)-$G$3)","v":""},{"$f":"IF(B107=\"\",\"\",VLOOKUP(D107,Tablas!$B$2:$E$13,2,FALSE))","v":""},{"$f":"IF(B107=\"\",\"\",VLOOKUP(D107,Tablas!$B$2:$H$13,7,FALSE))","v":""},"","","","","","","","","","","","","","","","","",""]
[{"$f":"IF(ISBLANK(InfoPro!A100),\"\",InfoPro!A100)","v":""},{"$f":"IF(ISBLANK(InfoPro!B100),\"\",InfoPro!B100)","v":""},{"$f":"IF(ISBLANK(InfoPro!E100),\"\",InfoPro!E100)","v":""},{"$f":"IF(ISBLANK(InfoPro!F100),\"\",InfoPro!F100)","v":""},{"$f":"IF(ISBLANK(InfoPro!I100),\"\",YEAR(InfoPro!I100)-$G$3)","v":""},{"$f":"IF(B108=\"\",\"\",VLOOKUP(D108,Tablas!$B$2:$E$13,2,FALSE))","v":""},{"$f":"IF(B108=\"\",\"\",VLOOKUP(D108,Tablas!$B$2:$H$13,7,FALSE))","v":""},{"$f":"IF(C108=\"\",\"\",+C108*F108*24*365)","v":""},"","","","","","","","","","","","","","","",{"$f":"IF(W108=\"\",\"\",SUM(I108:W108))","v":""},{"$f":"IF(C108=0,0,IF(X108=\"\",\"\",X108/(C108*1000)))","v":""}]
[{"$f":"IF(ISBLANK(InfoPro!A101),\"\",InfoPro!A101)","v":""},{"$f":"IF(ISBLANK(InfoPro!B101),\"\",InfoPro!B101)","v":""},{"$f":"IF(ISBLANK(InfoPro!E101),\"\",InfoPro!E101)","v":""},{"$f":"IF(ISBLANK(InfoPro!F101),\"\",InfoPro!F101)","v":""},{"$f":"IF(ISBLANK(InfoPro!I101),\"\",YEAR(InfoPro!I101)-$G$3)","v":""},{"$f":"IF(B109=\"\",\"\",VLOOKUP(D109,Tablas!$B$2:$E$13,2,FALSE))","v":""},{"$f":"IF(B109=\"\",\"\",VLOOKUP(D109,Tablas!$B$2:$H$13,7,FALSE))","v":""},"","","","","","","","","","","","","","","","","",""]
[{"$f":"IF(ISBLANK(InfoPro!A102),\"\",InfoPro!A102)","v":""},{"$f":"IF(ISBLANK(InfoPro!B102),\"\",InfoPro!B102)","v":""},{"$f":"IF(ISBLANK(InfoPro!E102),\"\",InfoPro!E102)","v":""},{"$f":"IF(ISBLANK(InfoPro!F102),\"\",InfoPro!F102)","v":""},{"$f":"IF(ISBLANK(InfoPro!I102),\"\",YEAR(InfoPro!I102)-$G$3)","v":""},{"$f":"IF(B110=\"\",\"\",VLOOKUP(D110,Tablas!$B$2:$E$13,2,FALSE))","v":""},{"$f":"IF(B110=\"\",\"\",VLOOKUP(D110,Tablas!$B$2:$H$13,7,FALSE))","v":""},"","","","","","","","","","","","","","","","","",""]
[{"$f":"IF(ISBLANK(InfoPro!A103),\"\",InfoPro!A103)","v":""},{"$f":"IF(ISBLANK(InfoPro!B103),\"\",InfoPro!B103)","v":""},{"$f":"IF(ISBLANK(InfoPro!E103),\"\",InfoPro!E103)","v":""},{"$f":"IF(ISBLANK(InfoPro!F103),\"\",InfoPro!F103)","v":""},{"$f":"IF(ISBLANK(InfoPro!I103),\"\",YEAR(InfoPro!I103)-$G$3)","v":""},{"$f":"IF(B111=\"\",\"\",VLOOKUP(D111,Tablas!$B$2:$E$13,2,FALSE))","v":""},{"$f":"IF(B111=\"\",\"\",VLOOKUP(D111,Tablas!$B$2:$H$13,7,FALSE))","v":""},"","","","","","","","","","","","","","","","","",""]
[{"$f":"IF(ISBLANK(InfoPro!A104),\"\",InfoPro!A104)","v":""},{"$f":"IF(ISBLANK(InfoPro!B104),\"\",InfoPro!B104)","v":""},{"$f":"IF(ISBLANK(InfoPro!E104),\"\",InfoPro!E104)","v":""},{"$f":"IF(ISBLANK(InfoPro!F104),\"\",InfoPro!F104)","v":""},{"$f":"IF(ISBLANK(InfoPro!I104),\"\",YEAR(InfoPro!I104)-$G$3)","v":""},{"$f":"IF(B112=\"\",\"\",VLOOKUP(D112,Tablas!$B$2:$E$13,2,FALSE))","v":""},{"$f":"IF(B112=\"\",\"\",VLOOKUP(D112,Tablas!$B$2:$H$13,7,FALSE))","v":""},"","","","","","","","","","","","","","","","","",""]
[{"$f":"IF(ISBLANK(InfoPro!A105),\"\",InfoPro!A105)","v":""},{"$f":"IF(ISBLANK(InfoPro!B105),\"\",InfoPro!B105)","v":""},{"$f":"IF(ISBLANK(InfoPro!E105),\"\",InfoPro!E105)","v":""},{"$f":"IF(ISBLANK(InfoPro!F105),\"\",InfoPro!F105)","v":""},{"$f":"IF(ISBLANK(InfoPro!I105),\"\",YEAR(InfoPro!I105)-$G$3)","v":""},{"$f":"IF(B113=\"\",\"\",VLOOKUP(D113,Tablas!$B$2:$E$13,2,FALSE))","v":""},{"$f":"IF(B113=\"\",\"\",VLOOKUP(D113,Tablas!$B$2:$H$13,7,FALSE))","v":""},"","","","","","","","","","","","","","","","","",""]
[{"$f":"IF(ISBLANK(InfoPro!A106),\"\",InfoPro!A106)","v":""},{"$f":"IF(ISBLANK(InfoPro!B106),\"\",InfoPro!B106)","v":""},{"$f":"IF(ISBLANK(InfoPro!E106),\"\",InfoPro!E106)","v":""},{"$f":"IF(ISBLANK(InfoPro!F106),\"\",InfoPro!F106)","v":""},{"$f":"IF(ISBLANK(InfoPro!I106),\"\",YEAR(InfoPro!I106)-$G$3)","v":""},{"$f":"IF(B114=\"\",\"\",VLOOKUP(D114,Tablas!$B$2:$E$13,2,FALSE))","v":""},{"$f":"IF(B114=\"\",\"\",VLOOKUP(D114,Tablas!$B$2:$H$13,7,FALSE))","v":""},"",{"$f":"IF($H114=\"\",\"\",(1/(1+$C$3)^(I$6+$E114))*$H114*($C$2 - $G114))","v":""},"","","","","","","","","","","","","","","",""]
[{"$f":"IF(ISBLANK(InfoPro!A107),\"\",InfoPro!A107)","v":""},{"$f":"IF(ISBLANK(InfoPro!B107),\"\",InfoPro!B107)","v":""},{"$f":"IF(ISBLANK(InfoPro!E107),\"\",InfoPro!E107)","v":""},{"$f":"IF(ISBLANK(InfoPro!F107),\"\",InfoPro!F107)","v":""},{"$f":"IF(ISBLANK(InfoPro!I107),\"\",YEAR(InfoPro!I107)-$G$3)","v":""},{"$f":"IF(B115=\"\",\"\",VLOOKUP(D115,Tablas!$B$2:$E$13,2,FALSE))","v":""},{"$f":"IF(B115=\"\",\"\",VLOOKUP(D115,Tablas!$B$2:$H$13,7,FALSE))","v":""},"","","","","","","","","","","","","","","","","",""]
[{"$f":"IF(ISBLANK(InfoPro!A108),\"\",InfoPro!A108)","v":""},{"$f":"IF(ISBLANK(InfoPro!B108),\"\",InfoPro!B108)","v":""},{"$f":"IF(ISBLANK(InfoPro!E108),\"\",InfoPro!E108)","v":""},{"$f":"IF(ISBLANK(InfoPro!F108),\"\",InfoPro!F108)","v":""},{"$f":"IF(ISBLANK(InfoPro!I108),\"\",YEAR(InfoPro!I108)-$G$3)","v":""},{"$f":"IF(B116=\"\",\"\",VLOOKUP(D116,Tablas!$B$2:$E$13,2,FALSE))","v":""},{"$f":"IF(B116=\"\",\"\",VLOOKUP(D116,Tablas!$B$2:$H$13,7,FALSE))","v":""},"","","","","","","","","","","","","","","","","",""]
[{"$f":"IF(ISBLANK(InfoPro!A109),\"\",InfoPro!A109)","v":""},{"$f":"IF(ISBLANK(InfoPro!B109),\"\",InfoPro!B109)","v":""},{"$f":"IF(ISBLANK(InfoPro!E109),\"\",InfoPro!E109)","v":""},{"$f":"IF(ISBLANK(InfoPro!F109),\"\",InfoPro!F109)","v":""},{"$f":"IF(ISBLANK(InfoPro!I109),\"\",YEAR(InfoPro!I109)-$G$3)","v":""},{"$f":"IF(B117=\"\",\"\",VLOOKUP(D117,Tablas!$B$2:$E$13,2,FALSE))","v":""},{"$f":"IF(B117=\"\",\"\",VLOOKUP(D117,Tablas!$B$2:$H$13,7,FALSE))","v":""},"","","","","","","","","","","","","","","","","",""]
[{"$f":"IF(ISBLANK(InfoPro!A110),\"\",InfoPro!A110)","v":""},{"$f":"IF(ISBLANK(InfoPro!B110),\"\",InfoPro!B110)","v":""},{"$f":"IF(ISBLANK(InfoPro!E110),\"\",InfoPro!E110)","v":""},{"$f":"IF(ISBLANK(InfoPro!F110),\"\",InfoPro!F110)","v":""},{"$f":"IF(ISBLANK(InfoPro!I110),\"\",YEAR(InfoPro!I110)-$G$3)","v":""},{"$f":"IF(B118=\"\",\"\",VLOOKUP(D118,Tablas!$B$2:$E$13,2,FALSE))","v":""},{"$f":"IF(B118=\"\",\"\",VLOOKUP(D118,Tablas!$B$2:$H$13,7,FALSE))","v":""},"","","","","","","","","","","","","","","","","",""]
[{"$f":"IF(ISBLANK(InfoPro!A111),\"\",InfoPro!A111)","v":""},{"$f":"IF(ISBLANK(InfoPro!B111),\"\",InfoPro!B111)","v":""},{"$f":"IF(ISBLANK(InfoPro!E111),\"\",InfoPro!E111)","v":""},{"$f":"IF(ISBLANK(InfoPro!F111),\"\",InfoPro!F111)","v":""},{"$f":"IF(ISBLANK(InfoPro!I111),\"\",YEAR(InfoPro!I111)-$G$3)","v":""},{"$f":"IF(B119=\"\",\"\",VLOOKUP(D119,Tablas!$B$2:$E$13,2,FALSE))","v":""},{"$f":"IF(B119=\"\",\"\",VLOOKUP(D119,Tablas!$B$2:$H$13,7,FALSE))","v":""},"","","","","","","","","","","","","","","","","",""]
[{"$f":"IF(ISBLANK(InfoPro!A112),\"\",InfoPro!A112)","v":""},{"$f":"IF(ISBLANK(InfoPro!B112),\"\",InfoPro!B112)","v":""},{"$f":"IF(ISBLANK(InfoPro!E112),\"\",InfoPro!E112)","v":""},{"$f":"IF(ISBLANK(InfoPro!F112),\"\",InfoPro!F112)","v":""},{"$f":"IF(ISBLANK(InfoPro!I112),\"\",YEAR(InfoPro!I112)-$G$3)","v":""},{"$f":"IF(B120=\"\",\"\",VLOOKUP(D120,Tablas!$B$2:$E$13,2,FALSE))","v":""},{"$f":"IF(B120=\"\",\"\",VLOOKUP(D120,Tablas!$B$2:$H$13,7,FALSE))","v":""},"","","","","","","","","","","","","","","","","",""]
[{"$f":"IF(ISBLANK(InfoPro!A113),\"\",InfoPro!A113)","v":""},{"$f":"IF(ISBLANK(InfoPro!B113),\"\",InfoPro!B113)","v":""},{"$f":"IF(ISBLANK(InfoPro!E113),\"\",InfoPro!E113)","v":""},{"$f":"IF(ISBLANK(InfoPro!F113),\"\",InfoPro!F113)","v":""},{"$f":"IF(ISBLANK(InfoPro!I113),\"\",YEAR(InfoPro!I113)-$G$3)","v":""},{"$f":"IF(B121=\"\",\"\",VLOOKUP(D121,Tablas!$B$2:$E$13,2,FALSE))","v":""},{"$f":"IF(B121=\"\",\"\",VLOOKUP(D121,Tablas!$B$2:$H$13,7,FALSE))","v":""},"","","","","","","","","","","","","","","","","",""]
[{"$f":"IF(ISBLANK(InfoPro!A114),\"\",InfoPro!A114)","v":""},{"$f":"IF(ISBLANK(InfoPro!B114),\"\",InfoPro!B114)","v":""},{"$f":"IF(ISBLANK(InfoPro!E114),\"\",InfoPro!E114)","v":""},{"$f":"IF(ISBLANK(InfoPro!F114),\"\",InfoPro!F114)","v":""},{"$f":"IF(ISBLANK(InfoPro!I114),\"\",YEAR(InfoPro!I114)-$G$3)","v":""},{"$f":"IF(B122=\"\",\"\",VLOOKUP(D122,Tablas!$B$2:$E$13,2,FALSE))","v":""},{"$f":"IF(B122=\"\",\"\",VLOOKUP(D122,Tablas!$B$2:$H$13,7,FALSE))","v":""},"","","","","","","","","","","","","","","","","",""]
[{"$f":"IF(ISBLANK(InfoPro!A115),\"\",InfoPro!A115)","v":""},{"$f":"IF(ISBLANK(InfoPro!B115),\"\",InfoPro!B115)","v":""},{"$f":"IF(ISBLANK(InfoPro!E115),\"\",InfoPro!E115)","v":""},{"$f":"IF(ISBLANK(InfoPro!F115),\"\",InfoPro!F115)","v":""},{"$f":"IF(ISBLANK(InfoPro!I115),\"\",YEAR(InfoPro!I115)-$G$3)","v":""},{"$f":"IF(B123=\"\",\"\",VLOOKUP(D123,Tablas!$B$2:$E$13,2,FALSE))","v":""},{"$f":"IF(B123=\"\",\"\",VLOOKUP(D123,Tablas!$B$2:$H$13,7,FALSE))","v":""},"","","","","","","","","","","","","","","","","",""]
[{"$f":"IF(ISBLANK(InfoPro!A116),\"\",InfoPro!A116)","v":""},{"$f":"IF(ISBLANK(InfoPro!B116),\"\",InfoPro!B116)","v":""},{"$f":"IF(ISBLANK(InfoPro!E116),\"\",InfoPro!E116)","v":""},{"$f":"IF(ISBLANK(InfoPro!F116),\"\",InfoPro!F116)","v":""},{"$f":"IF(ISBLANK(InfoPro!I116),\"\",YEAR(InfoPro!I116)-$G$3)","v":""},{"$f":"IF(B124=\"\",\"\",VLOOKUP(D124,Tablas!$B$2:$E$13,2,FALSE))","v":""},{"$f":"IF(B124=\"\",\"\",VLOOKUP(D124,Tablas!$B$2:$H$13,7,FALSE))","v":""},"","","","","","","","","","","","","","","","","",""]
[{"$f":"IF(ISBLANK(InfoPro!A117),\"\",InfoPro!A117)","v":""},{"$f":"IF(ISBLANK(InfoPro!B117),\"\",InfoPro!B117)","v":""},{"$f":"IF(ISBLANK(InfoPro!E117),\"\",InfoPro!E117)","v":""},{"$f":"IF(ISBLANK(InfoPro!F117),\"\",InfoPro!F117)","v":""},{"$f":"IF(ISBLANK(InfoPro!I117),\"\",YEAR(InfoPro!I117)-$G$3)","v":""},{"$f":"IF(B125=\"\",\"\",VLOOKUP(D125,Tablas!$B$2:$E$13,2,FALSE))","v":""},{"$f":"IF(B125=\"\",\"\",VLOOKUP(D125,Tablas!$B$2:$H$13,7,FALSE))","v":""},"","","","","","","","","","","","","","","","","",""]
[{"$f":"IF(ISBLANK(InfoPro!A118),\"\",InfoPro!A118)","v":""},{"$f":"IF(ISBLANK(InfoPro!B118),\"\",InfoPro!B118)","v":""},{"$f":"IF(ISBLANK(InfoPro!E118),\"\",InfoPro!E118)","v":""},{"$f":"IF(ISBLANK(InfoPro!F118),\"\",InfoPro!F118)","v":""},{"$f":"IF(ISBLANK(InfoPro!I118),\"\",YEAR(InfoPro!I118)-$G$3)","v":""},{"$f":"IF(B126=\"\",\"\",VLOOKUP(D126,Tablas!$B$2:$E$13,2,FALSE))","v":""},{"$f":"IF(B126=\"\",\"\",VLOOKUP(D126,Tablas!$B$2:$H$13,7,FALSE))","v":""},"","","","","","","","","","","","","","","","","",""]
[{"$f":"IF(ISBLANK(InfoPro!A119),\"\",InfoPro!A119)","v":""},{"$f":"IF(ISBLANK(InfoPro!B119),\"\",InfoPro!B119)","v":""},{"$f":"IF(ISBLANK(InfoPro!E119),\"\",InfoPro!E119)","v":""},{"$f":"IF(ISBLANK(InfoPro!F119),\"\",InfoPro!F119)","v":""},{"$f":"IF(ISBLANK(InfoPro!I119),\"\",YEAR(InfoPro!I119)-$G$3)","v":""},{"$f":"IF(B127=\"\",\"\",VLOOKUP(D127,Tablas!$B$2:$E$13,2,FALSE))","v":""},{"$f":"IF(B127=\"\",\"\",VLOOKUP(D127,Tablas!$B$2:$H$13,7,FALSE))","v":""},"","","","","","","","","","","","","","","","","",""]
[{"$f":"IF(ISBLANK(InfoPro!A120),\"\",InfoPro!A120)","v":""},{"$f":"IF(ISBLANK(InfoPro!B120),\"\",InfoPro!B120)","v":""},{"$f":"IF(ISBLANK(InfoPro!E120),\"\",InfoPro!E120)","v":""},{"$f":"IF(ISBLANK(InfoPro!F120),\"\",InfoPro!F120)","v":""},{"$f":"IF(ISBLANK(InfoPro!I120),\"\",YEAR(InfoPro!I120)-$G$3)","v":""},{"$f":"IF(B128=\"\",\"\",VLOOKUP(D128,Tablas!$B$2:$E$13,2,FALSE))","v":""},{"$f":"IF(B128=\"\",\"\",VLOOKUP(D128,Tablas!$B$2:$H$13,7,FALSE))","v":""},"","","","","","","","","","","","","","","","","",""]
[{"$f":"IF(ISBLANK(InfoPro!A121),\"\",InfoPro!A121)","v":""},{"$f":"IF(ISBLANK(InfoPro!B121),\"\",InfoPro!B121)","v":""},{"$f":"IF(ISBLANK(InfoPro!E121),\"\",InfoPro!E121)","v":""},{"$f":"IF(ISBLANK(InfoPro!F121),\"\",InfoPro!F121)","v":""},{"$f":"IF(ISBLANK(InfoPro!I121),\"\",YEAR(InfoPro!I121)-$G$3)","v":""},{"$f":"IF(B129=\"\",\"\",VLOOKUP(D129,Tablas!$B$2:$E$13,2,FALSE))","v":""},{"$f":"IF(B129=\"\",\"\",VLOOKUP(D129,Tablas!$B$2:$H$13,7,FALSE))","v":""},"","","","","","","","","","","","","","","","","",""]
[{"$f":"IF(ISBLANK(InfoPro!A122),\"\",InfoPro!A122)","v":""},{"$f":"IF(ISBLANK(InfoPro!B122),\"\",InfoPro!B122)","v":""},{"$f":"IF(ISBLANK(InfoPro!E122),\"\",InfoPro!E122)","v":""},{"$f":"IF(ISBLANK(InfoPro!F122),\"\",InfoPro!F122)","v":""},{"$f":"IF(ISBLANK(InfoPro!I122),\"\",YEAR(InfoPro!I122)-$G$3)","v":""},{"$f":"IF(B130=\"\",\"\",VLOOKUP(D130,Tablas!$B$2:$E$13,2,FALSE))","v":""},{"$f":"IF(B130=\"\",\"\",VLOOKUP(D130,Tablas!$B$2:$H$13,7,FALSE))","v":""},"","","","","","","","","","","","","","","","","",""]
[{"$f":"IF(ISBLANK(InfoPro!A123),\"\",InfoPro!A123)","v":""},{"$f":"IF(ISBLANK(InfoPro!B123),\"\",InfoPro!B123)","v":""},{"$f":"IF(ISBLANK(InfoPro!E123),\"\",InfoPro!E123)","v":""},{"$f":"IF(ISBLANK(InfoPro!F123),\"\",InfoPro!F123)","v":""},{"$f":"IF(ISBLANK(InfoPro!I123),\"\",YEAR(InfoPro!I123)-$G$3)","v":""},{"$f":"IF(B131=\"\",\"\",VLOOKUP(D131,Tablas!$B$2:$E$13,2,FALSE))","v":""},{"$f":"IF(B131=\"\",\"\",VLOOKUP(D131,Tablas!$B$2:$H$13,7,FALSE))","v":""},"",{"$f":"IF($H131=\"\",\"\",(1/(1+$C$3)^(I$6+$E131))*$H131*($C$2 - $G131))","v":""},"","","","","","","","","","","","","","","",""]
[{"$f":"IF(ISBLANK(InfoPro!A124),\"\",InfoPro!A124)","v":""},{"$f":"IF(ISBLANK(InfoPro!B124),\"\",InfoPro!B124)","v":""},{"$f":"IF(ISBLANK(InfoPro!E124),\"\",InfoPro!E124)","v":""},{"$f":"IF(ISBLANK(InfoPro!F124),\"\",InfoPro!F124)","v":""},{"$f":"IF(ISBLANK(InfoPro!I124),\"\",YEAR(InfoPro!I124)-$G$3)","v":""},{"$f":"IF(B132=\"\",\"\",VLOOKUP(D132,Tablas!$B$2:$E$13,2,FALSE))","v":""},{"$f":"IF(B132=\"\",\"\",VLOOKUP(D132,Tablas!$B$2:$H$13,7,FALSE))","v":""},"","","","","","","","","","","","","","","","","",""]
[{"$f":"IF(ISBLANK(InfoPro!A125),\"\",InfoPro!A125)","v":""},{"$f":"IF(ISBLANK(InfoPro!B125),\"\",InfoPro!B125)","v":""},{"$f":"IF(ISBLANK(InfoPro!E125),\"\",InfoPro!E125)","v":""},{"$f":"IF(ISBLANK(InfoPro!F125),\"\",InfoPro!F125)","v":""},{"$f":"IF(ISBLANK(InfoPro!I125),\"\",YEAR(InfoPro!I125)-$G$3)","v":""},{"$f":"IF(B133=\"\",\"\",VLOOKUP(D133,Tablas!$B$2:$E$13,2,FALSE))","v":""},{"$f":"IF(B133=\"\",\"\",VLOOKUP(D133,Tablas!$B$2:$H$13,7,FALSE))","v":""},"","","","","","","","","","","","","","","","","",""]
[{"$f":"IF(ISBLANK(InfoPro!A126),\"\",InfoPro!A126)","v":""},{"$f":"IF(ISBLANK(InfoPro!B126),\"\",InfoPro!B126)","v":""},{"$f":"IF(ISBLANK(InfoPro!E126),\"\",InfoPro!E126)","v":""},{"$f":"IF(ISBLANK(InfoPro!F126),\"\",InfoPro!F126)","v":""},{"$f":"IF(ISBLANK(InfoPro!I126),\"\",YEAR(InfoPro!I126)-$G$3)","v":""},{"$f":"IF(B134=\"\",\"\",VLOOKUP(D134,Tablas!$B$2:$E$13,2,FALSE))","v":""},{"$f":"IF(B134=\"\",\"\",VLOOKUP(D134,Tablas!$B$2:$H$13,7,FALSE))","v":""},"","","","","","","","","","","","","","","","","",""]
[{"$f":"IF(ISBLANK(InfoPro!A127),\"\",InfoPro!A127)","v":""},{"$f":"IF(ISBLANK(InfoPro!B127),\"\",InfoPro!B127)","v":""},{"$f":"IF(ISBLANK(InfoPro!E127),\"\",InfoPro!E127)","v":""},{"$f":"IF(ISBLANK(InfoPro!F127),\"\",InfoPro!F127)","v":""},{"$f":"IF(ISBLANK(InfoPro!I127),\"\",YEAR(InfoPro!I127)-$G$3)","v":""},{"$f":"IF(B135=\"\",\"\",VLOOKUP(D135,Tablas!$B$2:$E$13,2,FALSE))","v":""},{"$f":"IF(B135=\"\",\"\",VLOOKUP(D135,Tablas!$B$2:$H$13,7,FALSE))","v":""},"","","","","","","","","","","","","","","","","",""]
[{"$f":"IF(ISBLANK(InfoPro!A128),\"\",InfoPro!A128)","v":""},{"$f":"IF(ISBLANK(InfoPro!B128),\"\",InfoPro!B128)","v":""},{"$f":"IF(ISBLANK(InfoPro!E128),\"\",InfoPro!E128)","v":""},{"$f":"IF(ISBLANK(InfoPro!F128),\"\",InfoPro!F128)","v":""},{"$f":"IF(ISBLANK(InfoPro!I128),\"\",YEAR(InfoPro!I128)-$G$3)","v":""},{"$f":"IF(B136=\"\",\"\",VLOOKUP(D136,Tablas!$B$2:$E$13,2,FALSE))","v":""},{"$f":"IF(B136=\"\",\"\",VLOOKUP(D136,Tablas!$B$2:$H$13,7,FALSE))","v":""},"","","","","","","","","","","","","","","","","",""]
[{"$f":"IF(ISBLANK(InfoPro!A129),\"\",InfoPro!A129)","v":""},{"$f":"IF(ISBLANK(InfoPro!B129),\"\",InfoPro!B129)","v":""},{"$f":"IF(ISBLANK(InfoPro!E129),\"\",InfoPro!E129)","v":""},{"$f":"IF(ISBLANK(InfoPro!F129),\"\",InfoPro!F129)","v":""},{"$f":"IF(ISBLANK(InfoPro!I129),\"\",YEAR(InfoPro!I129)-$G$3)","v":""},{"$f":"IF(B137=\"\",\"\",VLOOKUP(D137,Tablas!$B$2:$E$13,2,FALSE))","v":""},{"$f":"IF(B137=\"\",\"\",VLOOKUP(D137,Tablas!$B$2:$H$13,7,FALSE))","v":""},"","","","","","","","","","","","","","","","","",""]
[{"$f":"IF(ISBLANK(InfoPro!A130),\"\",InfoPro!A130)","v":""},{"$f":"IF(ISBLANK(InfoPro!B130),\"\",InfoPro!B130)","v":""},{"$f":"IF(ISBLANK(InfoPro!E130),\"\",InfoPro!E130)","v":""},{"$f":"IF(ISBLANK(InfoPro!F130),\"\",InfoPro!F130)","v":""},{"$f":"IF(ISBLANK(InfoPro!I130),\"\",YEAR(InfoPro!I130)-$G$3)","v":""},{"$f":"IF(B138=\"\",\"\",VLOOKUP(D138,Tablas!$B$2:$E$13,2,FALSE))","v":""},{"$f":"IF(B138=\"\",\"\",VLOOKUP(D138,Tablas!$B$2:$H$13,7,FALSE))","v":""},"","","","","","","","","","","","","","","","","",""]
[{"$f":"IF(ISBLANK(InfoPro!A131),\"\",InfoPro!A131)","v":""},{"$f":"IF(ISBLANK(InfoPro!B131),\"\",InfoPro!B131)","v":""},{"$f":"IF(ISBLANK(InfoPro!E131),\"\",InfoPro!E131)","v":""},{"$f":"IF(ISBLANK(InfoPro!F131),\"\",InfoPro!F131)","v":""},{"$f":"IF(ISBLANK(InfoPro!I131),\"\",YEAR(InfoPro!I131)-$G$3)","v":""},{"$f":"IF(B139=\"\",\"\",VLOOKUP(D139,Tablas!$B$2:$E$13,2,FALSE))","v":""},{"$f":"IF(B139=\"\",\"\",VLOOKUP(D139,Tablas!$B$2:$H$13,7,FALSE))","v":""},"","","","","","","","","","","","","","","","","",""]
[{"$f":"IF(ISBLANK(InfoPro!A132),\"\",InfoPro!A132)","v":""},{"$f":"IF(ISBLANK(InfoPro!B132),\"\",InfoPro!B132)","v":""},{"$f":"IF(ISBLANK(InfoPro!E132),\"\",InfoPro!E132)","v":""},{"$f":"IF(ISBLANK(InfoPro!F132),\"\",InfoPro!F132)","v":""},{"$f":"IF(ISBLANK(InfoPro!I132),\"\",YEAR(InfoPro!I132)-$G$3)","v":""},{"$f":"IF(B140=\"\",\"\",VLOOKUP(D140,Tablas!$B$2:$E$13,2,FALSE))","v":""},{"$f":"IF(B140=\"\",\"\",VLOOKUP(D140,Tablas!$B$2:$H$13,7,FALSE))","v":""},"","","","","","","","","","","","","","","","","",""]
[{"$f":"IF(ISBLANK(InfoPro!A133),\"\",InfoPro!A133)","v":""},{"$f":"IF(ISBLANK(InfoPro!B133),\"\",InfoPro!B133)","v":""},{"$f":"IF(ISBLANK(InfoPro!E133),\"\",InfoPro!E133)","v":""},{"$f":"IF(ISBLANK(InfoPro!F133),\"\",InfoPro!F133)","v":""},{"$f":"IF(ISBLANK(InfoPro!I133),\"\",YEAR(InfoPro!I133)-$G$3)","v":""},{"$f":"IF(B141=\"\",\"\",VLOOKUP(D141,Tablas!$B$2:$E$13,2,FALSE))","v":""},{"$f":"IF(B141=\"\",\"\",VLOOKUP(D141,Tablas!$B$2:$H$13,7,FALSE))","v":""},"","","","","","","","","","","","","","","","","",""]
[{"$f":"IF(ISBLANK(InfoPro!A134),\"\",InfoPro!A134)","v":""},{"$f":"IF(ISBLANK(InfoPro!B134),\"\",InfoPro!B134)","v":""},{"$f":"IF(ISBLANK(InfoPro!E134),\"\",InfoPro!E134)","v":""},{"$f":"IF(ISBLANK(InfoPro!F134),\"\",InfoPro!F134)","v":""},{"$f":"IF(ISBLANK(InfoPro!I134),\"\",YEAR(InfoPro!I134)-$G$3)","v":""},{"$f":"IF(B142=\"\",\"\",VLOOKUP(D142,Tablas!$B$2:$E$13,2,FALSE))","v":""},{"$f":"IF(B142=\"\",\"\",VLOOKUP(D142,Tablas!$B$2:$H$13,7,FALSE))","v":""},"","","","","","","","","","","","","","","","","",""]
[{"$f":"IF(ISBLANK(InfoPro!A135),\"\",InfoPro!A135)","v":""},{"$f":"IF(ISBLANK(InfoPro!B135),\"\",InfoPro!B135)","v":""},{"$f":"IF(ISBLANK(InfoPro!E135),\"\",InfoPro!E135)","v":""},{"$f":"IF(ISBLANK(InfoPro!F135),\"\",InfoPro!F135)","v":""},{"$f":"IF(ISBLANK(InfoPro!I135),\"\",YEAR(InfoPro!I135)-$G$3)","v":""},{"$f":"IF(B143=\"\",\"\",VLOOKUP(D143,Tablas!$B$2:$E$13,2,FALSE))","v":""},{"$f":"IF(B143=\"\",\"\",VLOOKUP(D143,Tablas!$B$2:$H$13,7,FALSE))","v":""},"","","","","","","","","","","","","","","","","",""]
[{"$f":"IF(ISBLANK(InfoPro!A136),\"\",InfoPro!A136)","v":""},{"$f":"IF(ISBLANK(InfoPro!B136),\"\",InfoPro!B136)","v":""},{"$f":"IF(ISBLANK(InfoPro!E136),\"\",InfoPro!E136)","v":""},{"$f":"IF(ISBLANK(InfoPro!F136),\"\",InfoPro!F136)","v":""},{"$f":"IF(ISBLANK(InfoPro!I136),\"\",YEAR(InfoPro!I136)-$G$3)","v":""},{"$f":"IF(B144=\"\",\"\",VLOOKUP(D144,Tablas!$B$2:$E$13,2,FALSE))","v":""},{"$f":"IF(B144=\"\",\"\",VLOOKUP(D144,Tablas!$B$2:$H$13,7,FALSE))","v":""},"","","","","","","","","","","","","","","","","",""]
[{"$f":"IF(ISBLANK(InfoPro!A137),\"\",InfoPro!A137)","v":""},{"$f":"IF(ISBLANK(InfoPro!B137),\"\",InfoPro!B137)","v":""},{"$f":"IF(ISBLANK(InfoPro!E137),\"\",InfoPro!E137)","v":""},{"$f":"IF(ISBLANK(InfoPro!F137),\"\",InfoPro!F137)","v":""},{"$f":"IF(ISBLANK(InfoPro!I137),\"\",YEAR(InfoPro!I137)-$G$3)","v":""},{"$f":"IF(B145=\"\",\"\",VLOOKUP(D145,Tablas!$B$2:$E$13,2,FALSE))","v":""},{"$f":"IF(B145=\"\",\"\",VLOOKUP(D145,Tablas!$B$2:$H$13,7,FALSE))","v":""},"","","","","","","","","","","","","","","","","",""]
[{"$f":"IF(ISBLANK(InfoPro!A138),\"\",InfoPro!A138)","v":""},{"$f":"IF(ISBLANK(InfoPro!B138),\"\",InfoPro!B138)","v":""},{"$f":"IF(ISBLANK(InfoPro!E138),\"\",InfoPro!E138)","v":""},{"$f":"IF(ISBLANK(InfoPro!F138),\"\",InfoPro!F138)","v":""},{"$f":"IF(ISBLANK(InfoPro!I138),\"\",YEAR(InfoPro!I138)-$G$3)","v":""},{"$f":"IF(B146=\"\",\"\",VLOOKUP(D146,Tablas!$B$2:$E$13,2,FALSE))","v":""},{"$f":"IF(B146=\"\",\"\",VLOOKUP(D146,Tablas!$B$2:$H$13,7,FALSE))","v":""},"","","","","","","","","","","","","","","","","",""]
[{"$f":"IF(ISBLANK(InfoPro!A139),\"\",InfoPro!A139)","v":""},{"$f":"IF(ISBLANK(InfoPro!B139),\"\",InfoPro!B139)","v":""},{"$f":"IF(ISBLANK(InfoPro!E139),\"\",InfoPro!E139)","v":""},{"$f":"IF(ISBLANK(InfoPro!F139),\"\",InfoPro!F139)","v":""},{"$f":"IF(ISBLANK(InfoPro!I139),\"\",YEAR(InfoPro!I139)-$G$3)","v":""},{"$f":"IF(B147=\"\",\"\",VLOOKUP(D147,Tablas!$B$2:$E$13,2,FALSE))","v":""},{"$f":"IF(B147=\"\",\"\",VLOOKUP(D147,Tablas!$B$2:$H$13,7,FALSE))","v":""},"","","","","","","","","","","","","","","","","",""]
[{"$f":"IF(ISBLANK(InfoPro!A140),\"\",InfoPro!A140)","v":""},{"$f":"IF(ISBLANK(InfoPro!B140),\"\",InfoPro!B140)","v":""},{"$f":"IF(ISBLANK(InfoPro!E140),\"\",InfoPro!E140)","v":""},{"$f":"IF(ISBLANK(InfoPro!F140),\"\",InfoPro!F140)","v":""},{"$f":"IF(ISBLANK(InfoPro!I140),\"\",YEAR(InfoPro!I140)-$G$3)","v":""},{"$f":"IF(B148=\"\",\"\",VLOOKUP(D148,Tablas!$B$2:$E$13,2,FALSE))","v":""},{"$f":"IF(B148=\"\",\"\",VLOOKUP(D148,Tablas!$B$2:$H$13,7,FALSE))","v":""},"",{"$f":"IF($H148=\"\",\"\",(1/(1+$C$3)^(I$6+$E148))*$H148*($C$2 - $G148))","v":""},"","","","","","","","","","","","","","","",""]
[{"$f":"IF(ISBLANK(InfoPro!A141),\"\",InfoPro!A141)","v":""},{"$f":"IF(ISBLANK(InfoPro!B141),\"\",InfoPro!B141)","v":""},{"$f":"IF(ISBLANK(InfoPro!E141),\"\",InfoPro!E141)","v":""},{"$f":"IF(ISBLANK(InfoPro!F141),\"\",InfoPro!F141)","v":""},{"$f":"IF(ISBLANK(InfoPro!I141),\"\",YEAR(InfoPro!I141)-$G$3)","v":""},{"$f":"IF(B149=\"\",\"\",VLOOKUP(D149,Tablas!$B$2:$E$13,2,FALSE))","v":""},{"$f":"IF(B149=\"\",\"\",VLOOKUP(D149,Tablas!$B$2:$H$13,7,FALSE))","v":""},"","","","","","","","","","","","","","","","","",""]
[{"$f":"IF(ISBLANK(InfoPro!A142),\"\",InfoPro!A142)","v":""},{"$f":"IF(ISBLANK(InfoPro!B142),\"\",InfoPro!B142)","v":""},{"$f":"IF(ISBLANK(InfoPro!E142),\"\",InfoPro!E142)","v":""},{"$f":"IF(ISBLANK(InfoPro!F142),\"\",InfoPro!F142)","v":""},{"$f":"IF(ISBLANK(InfoPro!I142),\"\",YEAR(InfoPro!I142)-$G$3)","v":""},{"$f":"IF(B150=\"\",\"\",VLOOKUP(D150,Tablas!$B$2:$E$13,2,FALSE))","v":""},{"$f":"IF(B150=\"\",\"\",VLOOKUP(D150,Tablas!$B$2:$H$13,7,FALSE))","v":""},"","","","","","","","","","","","","","","","","",""]
[{"$f":"IF(ISBLANK(InfoPro!A143),\"\",InfoPro!A143)","v":""},{"$f":"IF(ISBLANK(InfoPro!B143),\"\",InfoPro!B143)","v":""},{"$f":"IF(ISBLANK(InfoPro!E143),\"\",InfoPro!E143)","v":""},{"$f":"IF(ISBLANK(InfoPro!F143),\"\",InfoPro!F143)","v":""},{"$f":"IF(ISBLANK(InfoPro!I143),\"\",YEAR(InfoPro!I143)-$G$3)","v":""},{"$f":"IF(B151=\"\",\"\",VLOOKUP(D151,Tablas!$B$2:$E$13,2,FALSE))","v":""},{"$f":"IF(B151=\"\",\"\",VLOOKUP(D151,Tablas!$B$2:$H$13,7,FALSE))","v":""},"","","","","","","","","","","","","","","","","",""]
[{"$f":"IF(ISBLANK(InfoPro!A144),\"\",InfoPro!A144)","v":""},{"$f":"IF(ISBLANK(InfoPro!B144),\"\",InfoPro!B144)","v":""},{"$f":"IF(ISBLANK(InfoPro!E144),\"\",InfoPro!E144)","v":""},{"$f":"IF(ISBLANK(InfoPro!F144),\"\",InfoPro!F144)","v":""},{"$f":"IF(ISBLANK(InfoPro!I144),\"\",YEAR(InfoPro!I144)-$G$3)","v":""},{"$f":"IF(B152=\"\",\"\",VLOOKUP(D152,Tablas!$B$2:$E$13,2,FALSE))","v":""},{"$f":"IF(B152=\"\",\"\",VLOOKUP(D152,Tablas!$B$2:$H$13,7,FALSE))","v":""},"","","","","","","","","","","","","","","","","",""]
[{"$f":"IF(ISBLANK(InfoPro!A145),\"\",InfoPro!A145)","v":""},{"$f":"IF(ISBLANK(InfoPro!B145),\"\",InfoPro!B145)","v":""},{"$f":"IF(ISBLANK(InfoPro!E145),\"\",InfoPro!E145)","v":""},{"$f":"IF(ISBLANK(InfoPro!F145),\"\",InfoPro!F145)","v":""},{"$f":"IF(ISBLANK(InfoPro!I145),\"\",YEAR(InfoPro!I145)-$G$3)","v":""},{"$f":"IF(B153=\"\",\"\",VLOOKUP(D153,Tablas!$B$2:$E$13,2,FALSE))","v":""},{"$f":"IF(B153=\"\",\"\",VLOOKUP(D153,Tablas!$B$2:$H$13,7,FALSE))","v":""},"","","","","","","","","","","","","","","","","",""]
[{"$f":"IF(ISBLANK(InfoPro!A146),\"\",InfoPro!A146)","v":""},{"$f":"IF(ISBLANK(InfoPro!B146),\"\",InfoPro!B146)","v":""},{"$f":"IF(ISBLANK(InfoPro!E146),\"\",InfoPro!E146)","v":""},{"$f":"IF(ISBLANK(InfoPro!F146),\"\",InfoPro!F146)","v":""},{"$f":"IF(ISBLANK(InfoPro!I146),\"\",YEAR(InfoPro!I146)-$G$3)","v":""},{"$f":"IF(B154=\"\",\"\",VLOOKUP(D154,Tablas!$B$2:$E$13,2,FALSE))","v":""},{"$f":"IF(B154=\"\",\"\",VLOOKUP(D154,Tablas!$B$2:$H$13,7,FALSE))","v":""},"","","","","","","","","","","","","","","","","",""]
[{"$f":"IF(ISBLANK(InfoPro!A147),\"\",InfoPro!A147)","v":""},{"$f":"IF(ISBLANK(InfoPro!B147),\"\",InfoPro!B147)","v":""},{"$f":"IF(ISBLANK(InfoPro!E147),\"\",InfoPro!E147)","v":""},{"$f":"IF(ISBLANK(InfoPro!F147),\"\",InfoPro!F147)","v":""},{"$f":"IF(ISBLANK(InfoPro!I147),\"\",YEAR(InfoPro!I147)-$G$3)","v":""},{"$f":"IF(B155=\"\",\"\",VLOOKUP(D155,Tablas!$B$2:$E$13,2,FALSE))","v":""},{"$f":"IF(B155=\"\",\"\",VLOOKUP(D155,Tablas!$B$2:$H$13,7,FALSE))","v":""},"","","","","","","","","","","","","","","","","",""]
[{"$f":"IF(ISBLANK(InfoPro!A148),\"\",InfoPro!A148)","v":""},{"$f":"IF(ISBLANK(InfoPro!B148),\"\",InfoPro!B148)","v":""},{"$f":"IF(ISBLANK(InfoPro!E148),\"\",InfoPro!E148)","v":""},{"$f":"IF(ISBLANK(InfoPro!F148),\"\",InfoPro!F148)","v":""},{"$f":"IF(ISBLANK(InfoPro!I148),\"\",YEAR(InfoPro!I148)-$G$3)","v":""},{"$f":"IF(B156=\"\",\"\",VLOOKUP(D156,Tablas!$B$2:$E$13,2,FALSE))","v":""},{"$f":"IF(B156=\"\",\"\",VLOOKUP(D156,Tablas!$B$2:$H$13,7,FALSE))","v":""},"","","","","","","","","","","","","","","","","",""]
[{"$f":"IF(ISBLANK(InfoPro!A149),\"\",InfoPro!A149)","v":""},{"$f":"IF(ISBLANK(InfoPro!B149),\"\",InfoPro!B149)","v":""},{"$f":"IF(ISBLANK(InfoPro!E149),\"\",InfoPro!E149)","v":""},{"$f":"IF(ISBLANK(InfoPro!F149),\"\",InfoPro!F149)","v":""},{"$f":"IF(ISBLANK(InfoPro!I149),\"\",YEAR(InfoPro!I149)-$G$3)","v":""},{"$f":"IF(B157=\"\",\"\",VLOOKUP(D157,Tablas!$B$2:$E$13,2,FALSE))","v":""},{"$f":"IF(B157=\"\",\"\",VLOOKUP(D157,Tablas!$B$2:$H$13,7,FALSE))","v":""},"","","","","","","","","","","","","","","","","",""]
[{"$f":"IF(ISBLANK(InfoPro!A150),\"\",InfoPro!A150)","v":""},{"$f":"IF(ISBLANK(InfoPro!B150),\"\",InfoPro!B150)","v":""},{"$f":"IF(ISBLANK(InfoPro!E150),\"\",InfoPro!E150)","v":""},{"$f":"IF(ISBLANK(InfoPro!F150),\"\",InfoPro!F150)","v":""},{"$f":"IF(ISBLANK(InfoPro!I150),\"\",YEAR(InfoPro!I150)-$G$3)","v":""},{"$f":"IF(B158=\"\",\"\",VLOOKUP(D158,Tablas!$B$2:$E$13,2,FALSE))","v":""},{"$f":"IF(B158=\"\",\"\",VLOOKUP(D158,Tablas!$B$2:$H$13,7,FALSE))","v":""},"","","","","","","","","","","","","","","","","",""]
[{"$f":"IF(ISBLANK(InfoPro!A151),\"\",InfoPro!A151)","v":""},{"$f":"IF(ISBLANK(InfoPro!B151),\"\",InfoPro!B151)","v":""},{"$f":"IF(ISBLANK(InfoPro!E151),\"\",InfoPro!E151)","v":""},{"$f":"IF(ISBLANK(InfoPro!F151),\"\",InfoPro!F151)","v":""},{"$f":"IF(ISBLANK(InfoPro!I151),\"\",YEAR(InfoPro!I151)-$G$3)","v":""},{"$f":"IF(B159=\"\",\"\",VLOOKUP(D159,Tablas!$B$2:$E$13,2,FALSE))","v":""},{"$f":"IF(B159=\"\",\"\",VLOOKUP(D159,Tablas!$B$2:$H$13,7,FALSE))","v":""},"","","","","","","","","","","","","","","","","",""]
[{"$f":"IF(ISBLANK(InfoPro!A152),\"\",InfoPro!A152)","v":""},{"$f":"IF(ISBLANK(InfoPro!B152),\"\",InfoPro!B152)","v":""},{"$f":"IF(ISBLANK(InfoPro!E152),\"\",InfoPro!E152)","v":""},{"$f":"IF(ISBLANK(InfoPro!F152),\"\",InfoPro!F152)","v":""},{"$f":"IF(ISBLANK(InfoPro!I152),\"\",YEAR(InfoPro!I152)-$G$3)","v":""},{"$f":"IF(B160=\"\",\"\",VLOOKUP(D160,Tablas!$B$2:$E$13,2,FALSE))","v":""},{"$f":"IF(B160=\"\",\"\",VLOOKUP(D160,Tablas!$B$2:$H$13,7,FALSE))","v":""},"","","","","","","","","","","","","","","","","",""]
[{"$f":"IF(ISBLANK(InfoPro!A153),\"\",InfoPro!A153)","v":""},{"$f":"IF(ISBLANK(InfoPro!B153),\"\",InfoPro!B153)","v":""},{"$f":"IF(ISBLANK(InfoPro!E153),\"\",InfoPro!E153)","v":""},{"$f":"IF(ISBLANK(InfoPro!F153),\"\",InfoPro!F153)","v":""},{"$f":"IF(ISBLANK(InfoPro!I153),\"\",YEAR(InfoPro!I153)-$G$3)","v":""},{"$f":"IF(B161=\"\",\"\",VLOOKUP(D161,Tablas!$B$2:$E$13,2,FALSE))","v":""},{"$f":"IF(B161=\"\",\"\",VLOOKUP(D161,Tablas!$B$2:$H$13,7,FALSE))","v":""},"","","","","","","","","","","","","","","","","",""]
[{"$f":"IF(ISBLANK(InfoPro!A154),\"\",InfoPro!A154)","v":""},{"$f":"IF(ISBLANK(InfoPro!B154),\"\",InfoPro!B154)","v":""},{"$f":"IF(ISBLANK(InfoPro!E154),\"\",InfoPro!E154)","v":""},{"$f":"IF(ISBLANK(InfoPro!F154),\"\",InfoPro!F154)","v":""},{"$f":"IF(ISBLANK(InfoPro!I154),\"\",YEAR(InfoPro!I154)-$G$3)","v":""},{"$f":"IF(B162=\"\",\"\",VLOOKUP(D162,Tablas!$B$2:$E$13,2,FALSE))","v":""},{"$f":"IF(B162=\"\",\"\",VLOOKUP(D162,Tablas!$B$2:$H$13,7,FALSE))","v":""},"","","","","","","","","","","","","","","","","",""]
[{"$f":"IF(ISBLANK(InfoPro!A155),\"\",InfoPro!A155)","v":""},{"$f":"IF(ISBLANK(InfoPro!B155),\"\",InfoPro!B155)","v":""},{"$f":"IF(ISBLANK(InfoPro!E155),\"\",InfoPro!E155)","v":""},{"$f":"IF(ISBLANK(InfoPro!F155),\"\",InfoPro!F155)","v":""},{"$f":"IF(ISBLANK(InfoPro!I155),\"\",YEAR(InfoPro!I155)-$G$3)","v":""},{"$f":"IF(B163=\"\",\"\",VLOOKUP(D163,Tablas!$B$2:$E$13,2,FALSE))","v":""},{"$f":"IF(B163=\"\",\"\",VLOOKUP(D163,Tablas!$B$2:$H$13,7,FALSE))","v":""},"","","","","","","","","","","","","","","","","",""]
[{"$f":"IF(ISBLANK(InfoPro!A156),\"\",InfoPro!A156)","v":""},{"$f":"IF(ISBLANK(InfoPro!B156),\"\",InfoPro!B156)","v":""},{"$f":"IF(ISBLANK(InfoPro!E156),\"\",InfoPro!E156)","v":""},{"$f":"IF(ISBLANK(InfoPro!F156),\"\",InfoPro!F156)","v":""},{"$f":"IF(ISBLANK(InfoPro!I156),\"\",YEAR(InfoPro!I156)-$G$3)","v":""},{"$f":"IF(B164=\"\",\"\",VLOOKUP(D164,Tablas!$B$2:$E$13,2,FALSE))","v":""},{"$f":"IF(B164=\"\",\"\",VLOOKUP(D164,Tablas!$B$2:$H$13,7,FALSE))","v":""},"","","","","","","","","","","","","","","","","",""]
[{"$f":"IF(ISBLANK(InfoPro!A157),\"\",InfoPro!A157)","v":""},{"$f":"IF(ISBLANK(InfoPro!B157),\"\",InfoPro!B157)","v":""},{"$f":"IF(ISBLANK(InfoPro!E157),\"\",InfoPro!E157)","v":""},{"$f":"IF(ISBLANK(InfoPro!F157),\"\",InfoPro!F157)","v":""},{"$f":"IF(ISBLANK(InfoPro!I157),\"\",YEAR(InfoPro!I157)-$G$3)","v":""},{"$f":"IF(B165=\"\",\"\",VLOOKUP(D165,Tablas!$B$2:$E$13,2,FALSE))","v":""},{"$f":"IF(B165=\"\",\"\",VLOOKUP(D165,Tablas!$B$2:$H$13,7,FALSE))","v":""},"",{"$f":"IF($H165=\"\",\"\",(1/(1+$C$3)^(I$6+$E165))*$H165*($C$2 - $G165))","v":""},"","","","","","","","","","","","","","","",""]
[{"$f":"IF(ISBLANK(InfoPro!A158),\"\",InfoPro!A158)","v":""},{"$f":"IF(ISBLANK(InfoPro!B158),\"\",InfoPro!B158)","v":""},{"$f":"IF(ISBLANK(InfoPro!E158),\"\",InfoPro!E158)","v":""},{"$f":"IF(ISBLANK(InfoPro!F158),\"\",InfoPro!F158)","v":""},{"$f":"IF(ISBLANK(InfoPro!I158),\"\",YEAR(InfoPro!I158)-$G$3)","v":""},{"$f":"IF(B166=\"\",\"\",VLOOKUP(D166,Tablas!$B$2:$E$13,2,FALSE))","v":""},{"$f":"IF(B166=\"\",\"\",VLOOKUP(D166,Tablas!$B$2:$H$13,7,FALSE))","v":""},"","","","","","","","","","","","","","","","","",""]
[{"$f":"IF(ISBLANK(InfoPro!A159),\"\",InfoPro!A159)","v":""},{"$f":"IF(ISBLANK(InfoPro!B159),\"\",InfoPro!B159)","v":""},{"$f":"IF(ISBLANK(InfoPro!E159),\"\",InfoPro!E159)","v":""},{"$f":"IF(ISBLANK(InfoPro!F159),\"\",InfoPro!F159)","v":""},{"$f":"IF(ISBLANK(InfoPro!I159),\"\",YEAR(InfoPro!I159)-$G$3)","v":""},{"$f":"IF(B167=\"\",\"\",VLOOKUP(D167,Tablas!$B$2:$E$13,2,FALSE))","v":""},{"$f":"IF(B167=\"\",\"\",VLOOKUP(D167,Tablas!$B$2:$H$13,7,FALSE))","v":""},"","","","","","","","","","","","","","","","","",""]
[{"$f":"IF(ISBLANK(InfoPro!A160),\"\",InfoPro!A160)","v":""},{"$f":"IF(ISBLANK(InfoPro!B160),\"\",InfoPro!B160)","v":""},{"$f":"IF(ISBLANK(InfoPro!E160),\"\",InfoPro!E160)","v":""},{"$f":"IF(ISBLANK(InfoPro!F160),\"\",InfoPro!F160)","v":""},{"$f":"IF(ISBLANK(InfoPro!I160),\"\",YEAR(InfoPro!I160)-$G$3)","v":""},{"$f":"IF(B168=\"\",\"\",VLOOKUP(D168,Tablas!$B$2:$E$13,2,FALSE))","v":""},{"$f":"IF(B168=\"\",\"\",VLOOKUP(D168,Tablas!$B$2:$H$13,7,FALSE))","v":""},"","","","","","","","","","","","","","","","","",""]
[{"$f":"IF(ISBLANK(InfoPro!A161),\"\",InfoPro!A161)","v":""},{"$f":"IF(ISBLANK(InfoPro!B161),\"\",InfoPro!B161)","v":""},{"$f":"IF(ISBLANK(InfoPro!E161),\"\",InfoPro!E161)","v":""},{"$f":"IF(ISBLANK(InfoPro!F161),\"\",InfoPro!F161)","v":""},{"$f":"IF(ISBLANK(InfoPro!I161),\"\",YEAR(InfoPro!I161)-$G$3)","v":""},{"$f":"IF(B169=\"\",\"\",VLOOKUP(D169,Tablas!$B$2:$E$13,2,FALSE))","v":""},{"$f":"IF(B169=\"\",\"\",VLOOKUP(D169,Tablas!$B$2:$H$13,7,FALSE))","v":""},"","","","","","","","","","","","","","","","","",""]
[{"$f":"IF(ISBLANK(InfoPro!A162),\"\",InfoPro!A162)","v":""},{"$f":"IF(ISBLANK(InfoPro!B162),\"\",InfoPro!B162)","v":""},{"$f":"IF(ISBLANK(InfoPro!E162),\"\",InfoPro!E162)","v":""},{"$f":"IF(ISBLANK(InfoPro!F162),\"\",InfoPro!F162)","v":""},{"$f":"IF(ISBLANK(InfoPro!I162),\"\",YEAR(InfoPro!I162)-$G$3)","v":""},{"$f":"IF(B170=\"\",\"\",VLOOKUP(D170,Tablas!$B$2:$E$13,2,FALSE))","v":""},{"$f":"IF(B170=\"\",\"\",VLOOKUP(D170,Tablas!$B$2:$H$13,7,FALSE))","v":""},"","","","","","","","","","","","","","","","","",""]
[{"$f":"IF(ISBLANK(InfoPro!A163),\"\",InfoPro!A163)","v":""},{"$f":"IF(ISBLANK(InfoPro!B163),\"\",InfoPro!B163)","v":""},{"$f":"IF(ISBLANK(InfoPro!E163),\"\",InfoPro!E163)","v":""},{"$f":"IF(ISBLANK(InfoPro!F163),\"\",InfoPro!F163)","v":""},{"$f":"IF(ISBLANK(InfoPro!I163),\"\",YEAR(InfoPro!I163)-$G$3)","v":""},{"$f":"IF(B171=\"\",\"\",VLOOKUP(D171,Tablas!$B$2:$E$13,2,FALSE))","v":""},{"$f":"IF(B171=\"\",\"\",VLOOKUP(D171,Tablas!$B$2:$H$13,7,FALSE))","v":""},"","","","","","","","","","","","","","","","","",""]
[{"$f":"IF(ISBLANK(InfoPro!A164),\"\",InfoPro!A164)","v":""},{"$f":"IF(ISBLANK(InfoPro!B164),\"\",InfoPro!B164)","v":""},{"$f":"IF(ISBLANK(InfoPro!E164),\"\",InfoPro!E164)","v":""},{"$f":"IF(ISBLANK(InfoPro!F164),\"\",InfoPro!F164)","v":""},{"$f":"IF(ISBLANK(InfoPro!I164),\"\",YEAR(InfoPro!I164)-$G$3)","v":""},{"$f":"IF(B172=\"\",\"\",VLOOKUP(D172,Tablas!$B$2:$E$13,2,FALSE))","v":""},{"$f":"IF(B172=\"\",\"\",VLOOKUP(D172,Tablas!$B$2:$H$13,7,FALSE))","v":""},{"$f":"IF(C172=\"\",\"\",+C172*F172*24*365)","v":""},"","","","","","","","","","","","","","","",{"$f":"IF(W172=\"\",\"\",SUM(I172:W172))","v":""},{"$f":"IF(C172=0,0,IF(X172=\"\",\"\",X172/(C172*1000)))","v":""}]
[{"$f":"IF(ISBLANK(InfoPro!A165),\"\",InfoPro!A165)","v":""},{"$f":"IF(ISBLANK(InfoPro!B165),\"\",InfoPro!B165)","v":""},{"$f":"IF(ISBLANK(InfoPro!E165),\"\",InfoPro!E165)","v":""},{"$f":"IF(ISBLANK(InfoPro!F165),\"\",InfoPro!F165)","v":""},{"$f":"IF(ISBLANK(InfoPro!I165),\"\",YEAR(InfoPro!I165)-$G$3)","v":""},{"$f":"IF(B173=\"\",\"\",VLOOKUP(D173,Tablas!$B$2:$E$13,2,FALSE))","v":""},{"$f":"IF(B173=\"\",\"\",VLOOKUP(D173,Tablas!$B$2:$H$13,7,FALSE))","v":""},"","","","","","","","","","","","","","","","","",""]
[{"$f":"IF(ISBLANK(InfoPro!A166),\"\",InfoPro!A166)","v":""},{"$f":"IF(ISBLANK(InfoPro!B166),\"\",InfoPro!B166)","v":""},{"$f":"IF(ISBLANK(InfoPro!E166),\"\",InfoPro!E166)","v":""},{"$f":"IF(ISBLANK(InfoPro!F166),\"\",InfoPro!F166)","v":""},{"$f":"IF(ISBLANK(InfoPro!I166),\"\",YEAR(InfoPro!I166)-$G$3)","v":""},{"$f":"IF(B174=\"\",\"\",VLOOKUP(D174,Tablas!$B$2:$E$13,2,FALSE))","v":""},{"$f":"IF(B174=\"\",\"\",VLOOKUP(D174,Tablas!$B$2:$H$13,7,FALSE))","v":""},"","","","","","","","","","","","","","","","","",""]
[{"$f":"IF(ISBLANK(InfoPro!A167),\"\",InfoPro!A167)","v":""},{"$f":"IF(ISBLANK(InfoPro!B167),\"\",InfoPro!B167)","v":""},{"$f":"IF(ISBLANK(InfoPro!E167),\"\",InfoPro!E167)","v":""},{"$f":"IF(ISBLANK(InfoPro!F167),\"\",InfoPro!F167)","v":""},{"$f":"IF(ISBLANK(InfoPro!I167),\"\",YEAR(InfoPro!I167)-$G$3)","v":""},{"$f":"IF(B175=\"\",\"\",VLOOKUP(D175,Tablas!$B$2:$E$13,2,FALSE))","v":""},{"$f":"IF(B175=\"\",\"\",VLOOKUP(D175,Tablas!$B$2:$H$13,7,FALSE))","v":""},"","","","","","","","","","","","","","","","","",""]
[{"$f":"IF(ISBLANK(InfoPro!A168),\"\",InfoPro!A168)","v":""},{"$f":"IF(ISBLANK(InfoPro!B168),\"\",InfoPro!B168)","v":""},{"$f":"IF(ISBLANK(InfoPro!E168),\"\",InfoPro!E168)","v":""},{"$f":"IF(ISBLANK(InfoPro!F168),\"\",InfoPro!F168)","v":""},{"$f":"IF(ISBLANK(InfoPro!I168),\"\",YEAR(InfoPro!I168)-$G$3)","v":""},{"$f":"IF(B176=\"\",\"\",VLOOKUP(D176,Tablas!$B$2:$E$13,2,FALSE))","v":""},{"$f":"IF(B176=\"\",\"\",VLOOKUP(D176,Tablas!$B$2:$H$13,7,FALSE))","v":""},"","","","","","","","","","","","","","","","","",""]
[{"$f":"IF(ISBLANK(InfoPro!A169),\"\",InfoPro!A169)","v":""},{"$f":"IF(ISBLANK(InfoPro!B169),\"\",InfoPro!B169)","v":""},{"$f":"IF(ISBLANK(InfoPro!E169),\"\",InfoPro!E169)","v":""},{"$f":"IF(ISBLANK(InfoPro!F169),\"\",InfoPro!F169)","v":""},{"$f":"IF(ISBLANK(InfoPro!I169),\"\",YEAR(InfoPro!I169)-$G$3)","v":""},{"$f":"IF(B177=\"\",\"\",VLOOKUP(D177,Tablas!$B$2:$E$13,2,FALSE))","v":""},{"$f":"IF(B177=\"\",\"\",VLOOKUP(D177,Tablas!$B$2:$H$13,7,FALSE))","v":""},"","","","","","","","","","","","","","","","","",""]
[{"$f":"IF(ISBLANK(InfoPro!A170),\"\",InfoPro!A170)","v":""},{"$f":"IF(ISBLANK(InfoPro!B170),\"\",InfoPro!B170)","v":""},{"$f":"IF(ISBLANK(InfoPro!E170),\"\",InfoPro!E170)","v":""},{"$f":"IF(ISBLANK(InfoPro!F170),\"\",InfoPro!F170)","v":""},{"$f":"IF(ISBLANK(InfoPro!I170),\"\",YEAR(InfoPro!I170)-$G$3)","v":""},{"$f":"IF(B178=\"\",\"\",VLOOKUP(D178,Tablas!$B$2:$E$13,2,FALSE))","v":""},{"$f":"IF(B178=\"\",\"\",VLOOKUP(D178,Tablas!$B$2:$H$13,7,FALSE))","v":""},"","","","","","","","","","","","","","","","","",""]
[{"$f":"IF(ISBLANK(InfoPro!A171),\"\",InfoPro!A171)","v":""},{"$f":"IF(ISBLANK(InfoPro!B171),\"\",InfoPro!B171)","v":""},{"$f":"IF(ISBLANK(InfoPro!E171),\"\",InfoPro!E171)","v":""},{"$f":"IF(ISBLANK(InfoPro!F171),\"\",InfoPro!F171)","v":""},{"$f":"IF(ISBLANK(InfoPro!I171),\"\",YEAR(InfoPro!I171)-$G$3)","v":""},{"$f":"IF(B179=\"\",\"\",VLOOKUP(D179,Tablas!$B$2:$E$13,2,FALSE))","v":""},{"$f":"IF(B179=\"\",\"\",VLOOKUP(D179,Tablas!$B$2:$H$13,7,FALSE))","v":""},"","","","","","","","","","","","","","","","","",""]
[{"$f":"IF(ISBLANK(InfoPro!A172),\"\",InfoPro!A172)","v":""},{"$f":"IF(ISBLANK(InfoPro!B172),\"\",InfoPro!B172)","v":""},{"$f":"IF(ISBLANK(InfoPro!E172),\"\",InfoPro!E172)","v":""},{"$f":"IF(ISBLANK(InfoPro!F172),\"\",InfoPro!F172)","v":""},{"$f":"IF(ISBLANK(InfoPro!I172),\"\",YEAR(InfoPro!I172)-$G$3)","v":""},{"$f":"IF(B180=\"\",\"\",VLOOKUP(D180,Tablas!$B$2:$E$13,2,FALSE))","v":""},{"$f":"IF(B180=\"\",\"\",VLOOKUP(D180,Tablas!$B$2:$H$13,7,FALSE))","v":""},"","","","","","","","","","","","","","","","","",""]
[{"$f":"IF(ISBLANK(InfoPro!A173),\"\",InfoPro!A173)","v":""},{"$f":"IF(ISBLANK(InfoPro!B173),\"\",InfoPro!B173)","v":""},{"$f":"IF(ISBLANK(InfoPro!E173),\"\",InfoPro!E173)","v":""},{"$f":"IF(ISBLANK(InfoPro!F173),\"\",InfoPro!F173)","v":""},{"$f":"IF(ISBLANK(InfoPro!I173),\"\",YEAR(InfoPro!I173)-$G$3)","v":""},{"$f":"IF(B181=\"\",\"\",VLOOKUP(D181,Tablas!$B$2:$E$13,2,FALSE))","v":""},{"$f":"IF(B181=\"\",\"\",VLOOKUP(D181,Tablas!$B$2:$H$13,7,FALSE))","v":""},"","","","","","","","","","","","","","","","","",""]
[{"$f":"IF(ISBLANK(InfoPro!A174),\"\",InfoPro!A174)","v":""},{"$f":"IF(ISBLANK(InfoPro!B174),\"\",InfoPro!B174)","v":""},{"$f":"IF(ISBLANK(InfoPro!E174),\"\",InfoPro!E174)","v":""},{"$f":"IF(ISBLANK(InfoPro!F174),\"\",InfoPro!F174)","v":""},{"$f":"IF(ISBLANK(InfoPro!I174),\"\",YEAR(InfoPro!I174)-$G$3)","v":""},{"$f":"IF(B182=\"\",\"\",VLOOKUP(D182,Tablas!$B$2:$E$13,2,FALSE))","v":""},{"$f":"IF(B182=\"\",\"\",VLOOKUP(D182,Tablas!$B$2:$H$13,7,FALSE))","v":""},"",{"$f":"IF($H182=\"\",\"\",(1/(1+$C$3)^(I$6+$E182))*$H182*($C$2 - $G182))","v":""},"","","","","","","","","","","","","","","",""]
[{"$f":"IF(ISBLANK(InfoPro!A175),\"\",InfoPro!A175)","v":""},{"$f":"IF(ISBLANK(InfoPro!B175),\"\",InfoPro!B175)","v":""},{"$f":"IF(ISBLANK(InfoPro!E175),\"\",InfoPro!E175)","v":""},{"$f":"IF(ISBLANK(InfoPro!F175),\"\",InfoPro!F175)","v":""},{"$f":"IF(ISBLANK(InfoPro!I175),\"\",YEAR(InfoPro!I175)-$G$3)","v":""},{"$f":"IF(B183=\"\",\"\",VLOOKUP(D183,Tablas!$B$2:$E$13,2,FALSE))","v":""},{"$f":"IF(B183=\"\",\"\",VLOOKUP(D183,Tablas!$B$2:$H$13,7,FALSE))","v":""},"","","","","","","","","","","","","","","","","",""]
[{"$f":"IF(ISBLANK(InfoPro!A176),\"\",InfoPro!A176)","v":""},{"$f":"IF(ISBLANK(InfoPro!B176),\"\",InfoPro!B176)","v":""},{"$f":"IF(ISBLANK(InfoPro!E176),\"\",InfoPro!E176)","v":""},{"$f":"IF(ISBLANK(InfoPro!F176),\"\",InfoPro!F176)","v":""},{"$f":"IF(ISBLANK(InfoPro!I176),\"\",YEAR(InfoPro!I176)-$G$3)","v":""},{"$f":"IF(B184=\"\",\"\",VLOOKUP(D184,Tablas!$B$2:$E$13,2,FALSE))","v":""},{"$f":"IF(B184=\"\",\"\",VLOOKUP(D184,Tablas!$B$2:$H$13,7,FALSE))","v":""},"","","","","","","","","","","","","","","","","",""]
[{"$f":"IF(ISBLANK(InfoPro!A177),\"\",InfoPro!A177)","v":""},{"$f":"IF(ISBLANK(InfoPro!B177),\"\",InfoPro!B177)","v":""},{"$f":"IF(ISBLANK(InfoPro!E177),\"\",InfoPro!E177)","v":""},{"$f":"IF(ISBLANK(InfoPro!F177),\"\",InfoPro!F177)","v":""},{"$f":"IF(ISBLANK(InfoPro!I177),\"\",YEAR(InfoPro!I177)-$G$3)","v":""},{"$f":"IF(B185=\"\",\"\",VLOOKUP(D185,Tablas!$B$2:$E$13,2,FALSE))","v":""},{"$f":"IF(B185=\"\",\"\",VLOOKUP(D185,Tablas!$B$2:$H$13,7,FALSE))","v":""},"","","","","","","","","","","","","","","","","",""]
[{"$f":"IF(ISBLANK(InfoPro!A178),\"\",InfoPro!A178)","v":""},{"$f":"IF(ISBLANK(InfoPro!B178),\"\",InfoPro!B178)","v":""},{"$f":"IF(ISBLANK(InfoPro!E178),\"\",InfoPro!E178)","v":""},{"$f":"IF(ISBLANK(InfoPro!F178),\"\",InfoPro!F178)","v":""},{"$f":"IF(ISBLANK(InfoPro!I178),\"\",YEAR(InfoPro!I178)-$G$3)","v":""},{"$f":"IF(B186=\"\",\"\",VLOOKUP(D186,Tablas!$B$2:$E$13,2,FALSE))","v":""},{"$f":"IF(B186=\"\",\"\",VLOOKUP(D186,Tablas!$B$2:$H$13,7,FALSE))","v":""},"","","","","","","","","","","","","","","","","",""]
[{"$f":"IF(ISBLANK(InfoPro!A179),\"\",InfoPro!A179)","v":""},{"$f":"IF(ISBLANK(InfoPro!B179),\"\",InfoPro!B179)","v":""},{"$f":"IF(ISBLANK(InfoPro!E179),\"\",InfoPro!E179)","v":""},{"$f":"IF(ISBLANK(InfoPro!F179),\"\",InfoPro!F179)","v":""},{"$f":"IF(ISBLANK(InfoPro!I179),\"\",YEAR(InfoPro!I179)-$G$3)","v":""},{"$f":"IF(B187=\"\",\"\",VLOOKUP(D187,Tablas!$B$2:$E$13,2,FALSE))","v":""},{"$f":"IF(B187=\"\",\"\",VLOOKUP(D187,Tablas!$B$2:$H$13,7,FALSE))","v":""},"","","","","","","","","","","","","","","","","",""]
[{"$f":"IF(ISBLANK(InfoPro!A180),\"\",InfoPro!A180)","v":""},{"$f":"IF(ISBLANK(InfoPro!B180),\"\",InfoPro!B180)","v":""},{"$f":"IF(ISBLANK(InfoPro!E180),\"\",InfoPro!E180)","v":""},{"$f":"IF(ISBLANK(InfoPro!F180),\"\",InfoPro!F180)","v":""},{"$f":"IF(ISBLANK(InfoPro!I180),\"\",YEAR(InfoPro!I180)-$G$3)","v":""},{"$f":"IF(B188=\"\",\"\",VLOOKUP(D188,Tablas!$B$2:$E$13,2,FALSE))","v":""},{"$f":"IF(B188=\"\",\"\",VLOOKUP(D188,Tablas!$B$2:$H$13,7,FALSE))","v":""},"","","","","","","","","","","","","","","","","",""]
[{"$f":"IF(ISBLANK(InfoPro!A181),\"\",InfoPro!A181)","v":""},{"$f":"IF(ISBLANK(InfoPro!B181),\"\",InfoPro!B181)","v":""},{"$f":"IF(ISBLANK(InfoPro!E181),\"\",InfoPro!E181)","v":""},{"$f":"IF(ISBLANK(InfoPro!F181),\"\",InfoPro!F181)","v":""},{"$f":"IF(ISBLANK(InfoPro!I181),\"\",YEAR(InfoPro!I181)-$G$3)","v":""},{"$f":"IF(B189=\"\",\"\",VLOOKUP(D189,Tablas!$B$2:$E$13,2,FALSE))","v":""},{"$f":"IF(B189=\"\",\"\",VLOOKUP(D189,Tablas!$B$2:$H$13,7,FALSE))","v":""},"","","","","","","","","","","","","","","","","",""]
[{"$f":"IF(ISBLANK(InfoPro!A182),\"\",InfoPro!A182)","v":""},{"$f":"IF(ISBLANK(InfoPro!B182),\"\",InfoPro!B182)","v":""},{"$f":"IF(ISBLANK(InfoPro!E182),\"\",InfoPro!E182)","v":""},{"$f":"IF(ISBLANK(InfoPro!F182),\"\",InfoPro!F182)","v":""},{"$f":"IF(ISBLANK(InfoPro!I182),\"\",YEAR(InfoPro!I182)-$G$3)","v":""},{"$f":"IF(B190=\"\",\"\",VLOOKUP(D190,Tablas!$B$2:$E$13,2,FALSE))","v":""},{"$f":"IF(B190=\"\",\"\",VLOOKUP(D190,Tablas!$B$2:$H$13,7,FALSE))","v":""},"","","","","","","","","","","","","","","","","",""]
[{"$f":"IF(ISBLANK(InfoPro!A183),\"\",InfoPro!A183)","v":""},{"$f":"IF(ISBLANK(InfoPro!B183),\"\",InfoPro!B183)","v":""},{"$f":"IF(ISBLANK(InfoPro!E183),\"\",InfoPro!E183)","v":""},{"$f":"IF(ISBLANK(InfoPro!F183),\"\",InfoPro!F183)","v":""},{"$f":"IF(ISBLANK(InfoPro!I183),\"\",YEAR(InfoPro!I183)-$G$3)","v":""},{"$f":"IF(B191=\"\",\"\",VLOOKUP(D191,Tablas!$B$2:$E$13,2,FALSE))","v":""},{"$f":"IF(B191=\"\",\"\",VLOOKUP(D191,Tablas!$B$2:$H$13,7,FALSE))","v":""},"","","","","","","","","","","","","","","","","",""]
[{"$f":"IF(ISBLANK(InfoPro!A184),\"\",InfoPro!A184)","v":""},{"$f":"IF(ISBLANK(InfoPro!B184),\"\",InfoPro!B184)","v":""},{"$f":"IF(ISBLANK(InfoPro!E184),\"\",InfoPro!E184)","v":""},{"$f":"IF(ISBLANK(InfoPro!F184),\"\",InfoPro!F184)","v":""},{"$f":"IF(ISBLANK(InfoPro!I184),\"\",YEAR(InfoPro!I184)-$G$3)","v":""},{"$f":"IF(B192=\"\",\"\",VLOOKUP(D192,Tablas!$B$2:$E$13,2,FALSE))","v":""},{"$f":"IF(B192=\"\",\"\",VLOOKUP(D192,Tablas!$B$2:$H$13,7,FALSE))","v":""},"","","","","","","","","","","","","","","","","",""]
[{"$f":"IF(ISBLANK(InfoPro!A185),\"\",InfoPro!A185)","v":""},{"$f":"IF(ISBLANK(InfoPro!B185),\"\",InfoPro!B185)","v":""},{"$f":"IF(ISBLANK(InfoPro!E185),\"\",InfoPro!E185)","v":""},{"$f":"IF(ISBLANK(InfoPro!F185),\"\",InfoPro!F185)","v":""},{"$f":"IF(ISBLANK(InfoPro!I185),\"\",YEAR(InfoPro!I185)-$G$3)","v":""},{"$f":"IF(B193=\"\",\"\",VLOOKUP(D193,Tablas!$B$2:$E$13,2,FALSE))","v":""},{"$f":"IF(B193=\"\",\"\",VLOOKUP(D193,Tablas!$B$2:$H$13,7,FALSE))","v":""},"","","","","","","","","","","","","","","","","",""]
[{"$f":"IF(ISBLANK(InfoPro!A186),\"\",InfoPro!A186)","v":""},{"$f":"IF(ISBLANK(InfoPro!B186),\"\",InfoPro!B186)","v":""},{"$f":"IF(ISBLANK(InfoPro!E186),\"\",InfoPro!E186)","v":""},{"$f":"IF(ISBLANK(InfoPro!F186),\"\",InfoPro!F186)","v":""},{"$f":"IF(ISBLANK(InfoPro!I186),\"\",YEAR(InfoPro!I186)-$G$3)","v":""},{"$f":"IF(B194=\"\",\"\",VLOOKUP(D194,Tablas!$B$2:$E$13,2,FALSE))","v":""},{"$f":"IF(B194=\"\",\"\",VLOOKUP(D194,Tablas!$B$2:$H$13,7,FALSE))","v":""},"","","","","","","","","","","","","","","","","",""]
[{"$f":"IF(ISBLANK(InfoPro!A187),\"\",InfoPro!A187)","v":""},{"$f":"IF(ISBLANK(InfoPro!B187),\"\",InfoPro!B187)","v":""},{"$f":"IF(ISBLANK(InfoPro!E187),\"\",InfoPro!E187)","v":""},{"$f":"IF(ISBLANK(InfoPro!F187),\"\",InfoPro!F187)","v":""},{"$f":"IF(ISBLANK(InfoPro!I187),\"\",YEAR(InfoPro!I187)-$G$3)","v":""},{"$f":"IF(B195=\"\",\"\",VLOOKUP(D195,Tablas!$B$2:$E$13,2,FALSE))","v":""},{"$f":"IF(B195=\"\",\"\",VLOOKUP(D195,Tablas!$B$2:$H$13,7,FALSE))","v":""},"","","","","","","","","","","","","","","","","",""]
[{"$f":"IF(ISBLANK(InfoPro!A188),\"\",InfoPro!A188)","v":""},{"$f":"IF(ISBLANK(InfoPro!B188),\"\",InfoPro!B188)","v":""},{"$f":"IF(ISBLANK(InfoPro!E188),\"\",InfoPro!E188)","v":""},{"$f":"IF(ISBLANK(InfoPro!F188),\"\",InfoPro!F188)","v":""},{"$f":"IF(ISBLANK(InfoPro!I188),\"\",YEAR(InfoPro!I188)-$G$3)","v":""},{"$f":"IF(B196=\"\",\"\",VLOOKUP(D196,Tablas!$B$2:$E$13,2,FALSE))","v":""},{"$f":"IF(B196=\"\",\"\",VLOOKUP(D196,Tablas!$B$2:$H$13,7,FALSE))","v":""},"","","","","","","","","","","","","","","","","",""]
[{"$f":"IF(ISBLANK(InfoPro!A189),\"\",InfoPro!A189)","v":""},{"$f":"IF(ISBLANK(InfoPro!B189),\"\",InfoPro!B189)","v":""},{"$f":"IF(ISBLANK(InfoPro!E189),\"\",InfoPro!E189)","v":""},{"$f":"IF(ISBLANK(InfoPro!F189),\"\",InfoPro!F189)","v":""},{"$f":"IF(ISBLANK(InfoPro!I189),\"\",YEAR(InfoPro!I189)-$G$3)","v":""},{"$f":"IF(B197=\"\",\"\",VLOOKUP(D197,Tablas!$B$2:$E$13,2,FALSE))","v":""},{"$f":"IF(B197=\"\",\"\",VLOOKUP(D197,Tablas!$B$2:$H$13,7,FALSE))","v":""},"","","","","","","","","","","","","","","","","",""]
[{"$f":"IF(ISBLANK(InfoPro!A190),\"\",InfoPro!A190)","v":""},{"$f":"IF(ISBLANK(InfoPro!B190),\"\",InfoPro!B190)","v":""},{"$f":"IF(ISBLANK(InfoPro!E190),\"\",InfoPro!E190)","v":""},{"$f":"IF(ISBLANK(InfoPro!F190),\"\",InfoPro!F190)","v":""},{"$f":"IF(ISBLANK(InfoPro!I190),\"\",YEAR(InfoPro!I190)-$G$3)","v":""},{"$f":"IF(B198=\"\",\"\",VLOOKUP(D198,Tablas!$B$2:$E$13,2,FALSE))","v":""},{"$f":"IF(B198=\"\",\"\",VLOOKUP(D198,Tablas!$B$2:$H$13,7,FALSE))","v":""},"","","","","","","","","","","","","","","","","",""]
[{"$f":"IF(ISBLANK(InfoPro!A191),\"\",InfoPro!A191)","v":""},{"$f":"IF(ISBLANK(InfoPro!B191),\"\",InfoPro!B191)","v":""},{"$f":"IF(ISBLANK(InfoPro!E191),\"\",InfoPro!E191)","v":""},{"$f":"IF(ISBLANK(InfoPro!F191),\"\",InfoPro!F191)","v":""},{"$f":"IF(ISBLANK(InfoPro!I191),\"\",YEAR(InfoPro!I191)-$G$3)","v":""},{"$f":"IF(B199=\"\",\"\",VLOOKUP(D199,Tablas!$B$2:$E$13,2,FALSE))","v":""},{"$f":"IF(B199=\"\",\"\",VLOOKUP(D199,Tablas!$B$2:$H$13,7,FALSE))","v":""},"",{"$f":"IF($H199=\"\",\"\",(1/(1+$C$3)^(I$6+$E199))*$H199*($C$2 - $G199))","v":""},"","","","","","","","","","","","","","","",""]

{"sheet":"EC-Mar2","index":8,"n_rows":118,"n_cols":8,"rows_kept":118,"cut":false,"hidden":true,"merged":[]}
[]
[null,"Precio promedio de bolsa",162532,"$/MWh"]
[null,"Tasa de descuento",0.11799999999999999]
[null,"Costo emisiones Ton",80.2,"USD/Ton"]
[null,"TRM",3600]
[]
["Codigo","Nombre","capacidad","Tipo","Costos de conexión/activos de uso - SIN","VPN","Beneficio - Costo","(Beneficio - Costo)/kW"]
[{"$f":"IF(ISBLANK(InfoPro!A2),\"\",InfoPro!A2)","v":"SC_7_A2"},{"$f":"IF(ISBLANK(InfoPro!B2),\"\",InfoPro!B2)","v":"PSFV TONCHALÁ 19.9MW"},{"$f":"IF(ISBLANK(InfoPro!E2),\"\",InfoPro!E2)","v":19.899999999999999},{"$f":"IF(ISBLANK(InfoPro!F2),\"\",InfoPro!F2)","v":"Solar FV"},{"$f":"IF(ISBLANK(InfoPro!#REF!),\"\",InfoPro!#REF!)","v":{"$error":"#REF!"}},{"$f":"IF(ISBLANK(InfoPro!O2),\"\",InfoPro!O2)","v":0},{"$f":"IF(F8=\"\",\"\",F8-E8)","v":{"$error":"#REF!"}},{"$f":"IF(G8=\"\",\"\",G8/(C8*1000))","v":{"$error":"#REF!"}}]
[{"$f":"IF(ISBLANK(InfoPro!#REF!),\"\",InfoPro!#REF!)","v":{"$error":"#REF!"}},{"$f":"IF(ISBLANK(InfoPro!#REF!),\"\",InfoPro!#REF!)","v":{"$error":"#REF!"}},{"$f":"IF(ISBLANK(InfoPro!#REF!),\"\",InfoPro!#REF!)","v":{"$error":"#REF!"}},{"$f":"IF(ISBLANK(InfoPro!#REF!),\"\",InfoPro!#REF!)","v":{"$error":"#REF!"}},{"$f":"IF(ISBLANK(InfoPro!#REF!),\"\",InfoPro!#REF!)","v":{"$error":"#REF!"}},{"$f":"IF(ISBLANK(InfoPro!#REF!),\"\",InfoPro!#REF!)","v":{"$error":"#REF!"}},{"$f":"IF(F9=\"\",\"\",F9-E9)","v":{"$error":"#REF!"}},{"$f":"IF(G9=\"\",\"\",G9/(C9*1000))","v":{"$error":"#REF!"}}]
[{"$f":"IF(ISBLANK(InfoPro!#REF!),\"\",InfoPro!#REF!)","v":{"$error":"#REF!"}},{"$f":"IF(ISBLANK(InfoPro!#REF!),\"\",InfoPro!#REF!)","v":{"$error":"#REF!"}},{"$f":"IF(ISBLANK(InfoPro!#REF!),\"\",InfoPro!#REF!)","v":{"$error":"#REF!"}},{"$f":"IF(ISBLANK(InfoPro!#REF!),\"\",InfoPro!#REF!)","v":{"$error":"#REF!"}},{"$f":"IF(ISBLANK(InfoPro!#REF!),\"\",InfoPro!#REF!)","v":{"$error":"#REF!"}},{"$f":"IF(ISBLANK(InfoPro!#REF!),\"\",InfoPro!#REF!)","v":{"$error":"#REF!"}},{"$error":"#REF!"},{"$error":"#REF!"}]
[{"$f":"IF(ISBLANK(InfoPro!A3),\"\",InfoPro!A3)","v":"SC_7_A1"},{"$f":"IF(ISBLANK(InfoPro!B3),\"\",InfoPro!B3)","v":"PSFV TONCHALÁ 19.9MW"},{"$f":"IF(ISBLANK(InfoPro!E3),\"\",InfoPro!E3)","v":19.899999999999999},{"$f":"IF(ISBLANK(InfoPro!F3),\"\",InfoPro!F3)","v":"Solar FV"},{"$f":"IF(ISBLANK(InfoPro!#REF!),\"\",InfoPro!#REF!)","v":{"$error":"#REF!"}},{"$f":"IF(ISBLANK(InfoPro!O3),\"\",InfoPro!O3)","v":0},{"$error":"#REF!"},{"$error":"#REF!"}]
[{"$f":"IF(ISBLANK(InfoPro!A4),\"\",InfoPro!A4)","v":"SC_38_A2"},{"$f":"IF(ISBLANK(InfoPro!B4),\"\",InfoPro!B4)","v":"SOLENERGY NORTE"},{"$f":"IF(ISBLANK(InfoPro!E4),\"\",InfoPro!E4)","v":40},{"$f":"IF(ISBLANK(InfoPro!F4),\"\",InfoPro!F4)","v":"Solar FV"},{"$f":"IF(ISBLANK(InfoPro!#REF!),\"\",InfoPro!#REF!)","v":{"$error":"#REF!"}},{"$f":"IF(ISBLANK(InfoPro!O4),\"\",InfoPro!O4)","v":0},{"$error":"#REF!"},{"$error":"#REF!"}]
[{"$f":"IF(ISBLANK(InfoPro!A5),\"\",InfoPro!A5)","v":"SC_38_A1 \n"},{"$f":"IF(ISBLANK(InfoPro!B5),\"\",InfoPro!B5)","v":"SOLENERGY NORTE"},{"$f":"IF(ISBLANK(InfoPro!E5),\"\",InfoPro!E5)","v":40},{"$f":"IF(ISBLANK(InfoPro!F5),\"\",InfoPro!F5)","v":"Solar FV"},{"$f":"IF(ISBLANK(InfoPro!#REF!),\"\",InfoPro!#REF!)","v":{"$error":"#REF!"}},{"$f":"IF(ISBLANK(InfoPro!O5),\"\",InfoPro!O5)","v":0},{"$error":"#REF!"},{"$error":"#REF!"}]
[{"$f":"IF(ISBLANK(InfoPro!A6),\"\",InfoPro!A6)","v":"SC_485_A2"},{"$f":"IF(ISBLANK(InfoPro!B6),\"\",InfoPro!B6)","v":"Pradera - 40 MW"},{"$f":"IF(ISBLANK(InfoPro!E6),\"\",InfoPro!E6)","v":40},{"$f":"IF(ISBLANK(InfoPro!F6),\"\",InfoPro!F6)","v":"Solar FV"},{"$f":"IF(ISBLANK(InfoPro!#REF!),\"\",InfoPro!#REF!)","v":{"$error":"#REF!"}},{"$f":"IF(ISBLANK(InfoPro!O6),\"\",InfoPro!O6)","v":0},{"$error":"#REF!"},{"$error":"#REF!"}]
[{"$f":"IF(ISBLANK(InfoPro!A7),\"\",InfoPro!A7)","v":"SC_488_A2"},{"$f":"IF(ISBLANK(InfoPro!B7),\"\",InfoPro!B7)","v":"Frontera - 50 MW"},{"$f":"IF(ISBLANK(InfoPro!E7),\"\",InfoPro!E7)","v":50},{"$f":"IF(ISBLANK(InfoPro!F7),\"\",InfoPro!F7)","v":"Solar FV"},{"$f":"IF(ISBLANK(InfoPro!#REF!),\"\",InfoPro!#REF!)","v":{"$error":"#REF!"}},{"$f":"IF(ISBLANK(InfoPro!O7),\"\",InfoPro!O7)","v":0},{"$error":"#REF!"},{"$error":"#REF!"}]
[{"$f":"IF(ISBLANK(InfoPro!A8),\"\",InfoPro!A8)","v":"SC_488_A1 \n"},{"$f":"IF(ISBLANK(InfoPro!B8),\"\",InfoPro!B8)","v":"Frontera - 50 MW"},{"$f":"IF(ISBLANK(InfoPro!E8),\"\",InfoPro!E8)","v":50},{"$f":"IF(ISBLANK(InfoPro!F8),\"\",InfoPro!F8)","v":"Solar FV"},{"$f":"IF(ISBLANK(InfoPro!#REF!),\"\",InfoPro!#REF!)","v":{"$error":"#REF!"}},{"$f":"IF(ISBLANK(InfoPro!O8),\"\",InfoPro!O8)","v":0},{"$error":"#REF!"},{"$error":"#REF!"}]
[{"$f":"IF(ISBLANK(InfoPro!A9),\"\",InfoPro!A9)","v":"SC_485_A1"},{"$f":"IF(ISBLANK(InfoPro!B9),\"\",InfoPro!B9)","v":"Pradera - 40 MW"},{"$f":"IF(ISBLANK(InfoPro!E9),\"\",InfoPro!E9)","v":40},{"$f":"IF(ISBLANK(InfoPro!F9),\"\",InfoPro!F9)","v":"Solar FV"},{"$f":"IF(ISBLANK(InfoPro!#REF!),\"\",InfoPro!#REF!)","v":{"$error":"#REF!"}},{"$f":"IF(ISBLANK(InfoPro!O9),\"\",InfoPro!O9)","v":0},{"$error":"#REF!"},{"$error":"#REF!"}]
[{"$f":"IF(ISBLANK(InfoPro!A10),\"\",InfoPro!A10)","v":"SC_767_A2"},{"$f":"IF(ISBLANK(InfoPro!B10),\"\",InfoPro!B10)","v":"Parque Solar Fotovoltaico Alcaraván"},{"$f":"IF(ISBLANK(InfoPro!E10),\"\",InfoPro!E10)","v":79.599999999999994},{"$f":"IF(ISBLANK(InfoPro!F10),\"\",InfoPro!F10)","v":"Solar FV"},{"$f":"IF(ISBLANK(InfoPro!#REF!),\"\",InfoPro!#REF!)","v":{"$error":"#REF!"}},{"$f":"IF(ISBLANK(InfoPro!O10),\"\",InfoPro!O10)","v":0},{"$error":"#REF!"},{"$error":"#REF!"}]
[{"$f":"IF(ISBLANK(InfoPro!A11),\"\",InfoPro!A11)","v":"SC_767_A1"},{"$f":"IF(ISBLANK(InfoPro!B11),\"\",InfoPro!B11)","v":"Parque Solar Fotovoltaico Alcaraván"},{"$f":"IF(ISBLANK(InfoPro!E11),\"\",InfoPro!E11)","v":79.599999999999994},{"$f":"IF(ISBLANK(InfoPro!F11),\"\",InfoPro!F11)","v":"Solar FV"},{"$f":"IF(ISBLANK(InfoPro!#REF!),\"\",InfoPro!#REF!)","v":{"$error":"#REF!"}},{"$f":"IF(ISBLANK(InfoPro!O11),\"\",InfoPro!O11)","v":0},{"$error":"#REF!"},{"$error":"#REF!"}]
[{"$f":"IF(ISBLANK(InfoPro!A12),\"\",InfoPro!A12)","v":"SC_417_A2"},{"$f":"IF(ISBLANK(InfoPro!B12),\"\",InfoPro!B12)","v":"PCH PANACEA II"},{"$f":"IF(ISBLANK(InfoPro!E12),\"\",InfoPro!E12)","v":7},{"$f":"IF(ISBLANK(InfoPro!F12),\"\",InfoPro!F12)","v":"PCH"},{"$f":"IF(ISBLANK(InfoPro!#REF!),\"\",InfoPro!#REF!)","v":{"$error":"#REF!"}},{"$f":"IF(ISBLANK(InfoPro!O12),\"\",InfoPro!O12)","v":0},{"$error":"#REF!"},{"$error":"#REF!"}]
[{"$f":"IF(ISBLANK(InfoPro!A13),\"\",InfoPro!A13)","v":"SC_966_A1"},{"$f":"IF(ISBLANK(InfoPro!B13),\"\",InfoPro!B13)","v":"PROYECTO SOLAR FOTOVOLTAICA MORITAS DE 9,9MW"},{"$f":"IF(ISBLANK(InfoPro!E13),\"\",InfoPro!E13)","v":9.9},{"$f":"IF(ISBLANK(InfoPro!F13),\"\",InfoPro!F13)","v":"Solar FV"},{"$f":"IF(ISBLANK(InfoPro!#REF!),\"\",InfoPro!#REF!)","v":{"$error":"#REF!"}},{"$f":"IF(ISBLANK(InfoPro!O13),\"\",InfoPro!O13)","v":0},{"$error":"#REF!"},{"$error":"#REF!"}]
[{"$f":"IF(ISBLANK(InfoPro!A14),\"\",InfoPro!A14)","v":"SC_966_A2"},{"$f":"IF(ISBLANK(InfoPro!B14),\"\",InfoPro!B14)","v":"PROYECTO SOLAR FOTOVOLTAICA MORITAS DE 9,9MW"},{"$f":"IF(ISBLANK(InfoPro!E14),\"\",InfoPro!E14)","v":9.9},{"$f":"IF(ISBLANK(InfoPro!F14),\"\",InfoPro!F14)","v":"Solar FV"},{"$f":"IF(ISBLANK(InfoPro!O14),\"\",InfoPro!O14)","v":0},{"$f":"IF(ISBLANK(InfoPro!Q14),\"\",InfoPro!Q14)","v":44754.886111111111},44754.886111111111,4.5206955667789002]
[{"$f":"IF(ISBLANK(InfoPro!A15),\"\",InfoPro!A15)","v":"SC_1130_A2"},{"$f":"IF(ISBLANK(InfoPro!B15),\"\",InfoPro!B15)","v":"PROYECTO SOLAR FOTOVOLTAICO MORITAS 9,9 MW"},{"$f":"IF(ISBLANK(InfoPro!E15),\"\",InfoPro!E15)","v":9.9},{"$f":"IF(ISBLANK(InfoPro!F15),\"\",InfoPro!F15)","v":"Solar FV"},{"$f":"IF(ISBLANK(InfoPro!O15),\"\",InfoPro!O15)","v":0},{"$f":"IF(ISBLANK(InfoPro!Q15),\"\",InfoPro!Q15)","v":44756.783333333333},44756.783333333333,4.5208872053872051]
[{"$f":"IF(ISBLANK(InfoPro!A16),\"\",InfoPro!A16)","v":"SC_1130_A1"},{"$f":"IF(ISBLANK(InfoPro!B16),\"\",InfoPro!B16)","v":"PROYECTO SOLAR FOTOVOLTAICO MORITAS 9,9 MW"},{"$f":"IF(ISBLANK(InfoPro!E16),\"\",InfoPro!E16)","v":9.9},{"$f":"IF(ISBLANK(InfoPro!F16),\"\",InfoPro!F16)","v":"Solar FV"},{"$f":"IF(ISBLANK(InfoPro!O16),\"\",InfoPro!O16)","v":0},{"$f":"IF(ISBLANK(InfoPro!Q16),\"\",InfoPro!Q16)","v":44756.954861111109},44756.954861111109,4.5209045314253649]
[{"$f":"IF(ISBLANK(InfoPro!A17),\"\",InfoPro!A17)","v":"SC_1024_A1"},{"$f":"IF(ISBLANK(InfoPro!B17),\"\",InfoPro!B17)","v":"Autogenerador CELSIA Solar Cenit Ayacucho"},{"$f":"IF(ISBLANK(InfoPro!E17),\"\",InfoPro!E17)","v":0},{"$f":"IF(ISBLANK(InfoPro!F17),\"\",InfoPro!F17)","v":"Solar FV"},{"$f":"IF(ISBLANK(InfoPro!O17),\"\",InfoPro!O17)","v":0},{"$f":"IF(ISBLANK(InfoPro!Q17),\"\",InfoPro!Q17)","v":44757.781944444447},44757.781944444447,{"$error":"#DIV/0!"}]
[{"$f":"IF(ISBLANK(InfoPro!A18),\"\",InfoPro!A18)","v":"SC_1278_A2"},{"$f":"IF(ISBLANK(InfoPro!B18),\"\",InfoPro!B18)","v":"PARQUE SOLAR LAS MARGARITAS de 60MW"},{"$f":"IF(ISBLANK(InfoPro!E18),\"\",InfoPro!E18)","v":60},{"$f":"IF(ISBLANK(InfoPro!F18),\"\",InfoPro!F18)","v":"Solar FV"},{"$f":"IF(ISBLANK(InfoPro!O18),\"\",InfoPro!O18)","v":0},{"$f":"IF(ISBLANK(InfoPro!Q18),\"\",InfoPro!Q18)","v":44759.015972222223},44759.015972222223,0.74598359953703708]
[{"$f":"IF(ISBLANK(InfoPro!A19),\"\",InfoPro!A19)","v":"SC_1278_A1"},{"$f":"IF(ISBLANK(InfoPro!B19),\"\",InfoPro!B19)","v":"PARQUE SOLAR LAS MARGARITAS de 60MW"},{"$f":"IF(ISBLANK(InfoPro!E19),\"\",InfoPro!E19)","v":60},{"$f":"IF(ISBLANK(InfoPro!F19),\"\",InfoPro!F19)","v":"Solar FV"},{"$f":"IF(ISBLANK(InfoPro!O19),\"\",InfoPro!O19)","v":0},{"$f":"IF(ISBLANK(InfoPro!Q19),\"\",InfoPro!Q19)","v":44759.015972222223},44759.015972222223,0.74598359953703708]
[{"$f":"IF(ISBLANK(InfoPro!A20),\"\",InfoPro!A20)","v":"SC_1245_A2"},{"$f":"IF(ISBLANK(InfoPro!B20),\"\",InfoPro!B20)","v":"PROYECTO FOTONORTE"},{"$f":"IF(ISBLANK(InfoPro!E20),\"\",InfoPro!E20)","v":99.5},{"$f":"IF(ISBLANK(InfoPro!F20),\"\",InfoPro!F20)","v":"Solar FV"},{"$f":"IF(ISBLANK(InfoPro!O20),\"\",InfoPro!O20)","v":0},{"$f":"IF(ISBLANK(InfoPro!Q20),\"\",InfoPro!Q20)","v":44759.886111111111},44759.886111111111,0.44984810161920713]
[{"$f":"IF(ISBLANK(InfoPro!A21),\"\",InfoPro!A21)","v":"SC_1245_A1"},{"$f":"IF(ISBLANK(InfoPro!B21),\"\",InfoPro!B21)","v":"PROYECTO FOTONORTE"},{"$f":"IF(ISBLANK(InfoPro!E21),\"\",InfoPro!E21)","v":99.5},{"$f":"IF(ISBLANK(InfoPro!F21),\"\",InfoPro!F21)","v":"Solar FV"},{"$f":"IF(ISBLANK(InfoPro!O21),\"\",InfoPro!O21)","v":0},{"$f":"IF(ISBLANK(InfoPro!Q21),\"\",InfoPro!Q21)","v":44759.886111111111},44759.886111111111,0.44984810161920713]
[{"$f":"IF(ISBLANK(InfoPro!A22),\"\",InfoPro!A22)","v":"SC_1547_A2"},{"$f":"IF(ISBLANK(InfoPro!B22),\"\",InfoPro!B22)","v":"Zulia I"},{"$f":"IF(ISBLANK(InfoPro!E22),\"\",InfoPro!E22)","v":9.9},{"$f":"IF(ISBLANK(InfoPro!F22),\"\",InfoPro!F22)","v":"Solar FV"},{"$f":"IF(ISBLANK(InfoPro!O22),\"\",InfoPro!O22)","v":0},{"$f":"IF(ISBLANK(InfoPro!Q22),\"\",InfoPro!Q22)","v":44759.955555555556},44759.955555555556,4.5212076318742982]
[{"$f":"IF(ISBLANK(InfoPro!A23),\"\",InfoPro!A23)","v":"SC_1547_A1"},{"$f":"IF(ISBLANK(InfoPro!B23),\"\",InfoPro!B23)","v":"Zulia I"},{"$f":"IF(ISBLANK(InfoPro!E23),\"\",InfoPro!E23)","v":9.9},{"$f":"IF(ISBLANK(InfoPro!F23),\"\",InfoPro!F23)","v":"Solar FV"},{"$f":"IF(ISBLANK(InfoPro!O23),\"\",InfoPro!O23)","v":0},{"$f":"IF(ISBLANK(InfoPro!Q23),\"\",InfoPro!Q23)","v":44759.955555555556},44759.955555555556,4.5212076318742982]
[{"$f":"IF(ISBLANK(InfoPro!A24),\"\",InfoPro!A24)","v":"SC_2161_A2"},{"$f":"IF(ISBLANK(InfoPro!B24),\"\",InfoPro!B24)","v":"Aguachica 1, 2, 3"},{"$f":"IF(ISBLANK(InfoPro!E24),\"\",InfoPro!E24)","v":150},{"$f":"IF(ISBLANK(InfoPro!F24),\"\",InfoPro!F24)","v":"Solar FV"},{"$f":"IF(ISBLANK(InfoPro!O24),\"\",InfoPro!O24)","v":0},{"$f":"IF(ISBLANK(InfoPro!Q24),\"\",InfoPro!Q24)","v":44760.988888888889},44760.988888888889,0.29840659259259261]
[{"$f":"IF(ISBLANK(InfoPro!A25),\"\",InfoPro!A25)","v":"SC_2161_A1"},{"$f":"IF(ISBLANK(InfoPro!B25),\"\",InfoPro!B25)","v":"Aguachica 1, 2, 3"},{"$f":"IF(ISBLANK(InfoPro!E25),\"\",InfoPro!E25)","v":150},{"$f":"IF(ISBLANK(InfoPro!F25),\"\",InfoPro!F25)","v":"Solar FV"},{"$f":"IF(ISBLANK(InfoPro!O25),\"\",InfoPro!O25)","v":0},{"$f":"IF(ISBLANK(InfoPro!Q25),\"\",InfoPro!Q25)","v":44760.988888888889},44760.988888888889,0.29840659259259261]
[{"$f":"IF(ISBLANK(InfoPro!A26),\"\",InfoPro!A26)","v":"SC_2196_A2"},{"$f":"IF(ISBLANK(InfoPro!B26),\"\",InfoPro!B26)","v":"Aguachica 1, 2, 3"},{"$f":"IF(ISBLANK(InfoPro!E26),\"\",InfoPro!E26)","v":30},{"$f":"IF(ISBLANK(InfoPro!F26),\"\",InfoPro!F26)","v":"Solar FV"},{"$f":"IF(ISBLANK(InfoPro!O26),\"\",InfoPro!O26)","v":0},{"$f":"IF(ISBLANK(InfoPro!Q26),\"\",InfoPro!Q26)","v":44760.995138888888},44760.995138888888,1.4920331712962962]
[{"$f":"IF(ISBLANK(InfoPro!A27),\"\",InfoPro!A27)","v":"SC_2196_A1"},{"$f":"IF(ISBLANK(InfoPro!B27),\"\",InfoPro!B27)","v":"Aguachica 1, 2, 3"},{"$f":"IF(ISBLANK(InfoPro!E27),\"\",InfoPro!E27)","v":30},{"$f":"IF(ISBLANK(InfoPro!F27),\"\",InfoPro!F27)","v":"Solar FV"},{"$f":"IF(ISBLANK(InfoPro!O27),\"\",InfoPro!O27)","v":0},{"$f":"IF(ISBLANK(InfoPro!Q27),\"\",InfoPro!Q27)","v":44760.995138888888},44760.995138888888,1.4920331712962962]
[{"$f":"IF(ISBLANK(InfoPro!A28),\"\",InfoPro!A28)","v":"SC_1626_A1"},{"$f":"IF(ISBLANK(InfoPro!B28),\"\",InfoPro!B28)","v":"Manzanare"},{"$f":"IF(ISBLANK(InfoPro!E28),\"\",InfoPro!E28)","v":9.99},{"$f":"IF(ISBLANK(InfoPro!F28),\"\",InfoPro!F28)","v":"Solar FV"},{"$f":"IF(ISBLANK(InfoPro!O28),\"\",InfoPro!O28)","v":0},{"$f":"IF(ISBLANK(InfoPro!Q28),\"\",InfoPro!Q28)","v":44763.881249999999},44763.881249999999,4.4808689939939939]
[{"$f":"IF(ISBLANK(InfoPro!A29),\"\",InfoPro!A29)","v":"SC_1626_A2"},{"$f":"IF(ISBLANK(InfoPro!B29),\"\",InfoPro!B29)","v":"Manzanare"},{"$f":"IF(ISBLANK(InfoPro!E29),\"\",InfoPro!E29)","v":9.99},{"$f":"IF(ISBLANK(InfoPro!F29),\"\",InfoPro!F29)","v":"Solar FV"},{"$f":"IF(ISBLANK(InfoPro!O29),\"\",InfoPro!O29)","v":0},{"$f":"IF(ISBLANK(InfoPro!Q29),\"\",InfoPro!Q29)","v":44764.295138888891},44764.295138888891,4.4809104243132021]
[{"$f":"IF(ISBLANK(InfoPro!A30),\"\",InfoPro!A30)","v":"SC_1842_A2"},{"$f":"IF(ISBLANK(InfoPro!B30),\"\",InfoPro!B30)","v":"KAIROS SOLAR PARK I - 19,9 MW"},{"$f":"IF(ISBLANK(InfoPro!E30),\"\",InfoPro!E30)","v":19.899999999999999},{"$f":"IF(ISBLANK(InfoPro!F30),\"\",InfoPro!F30)","v":"Solar FV"},{"$f":"IF(ISBLANK(InfoPro!O30),\"\",InfoPro!O30)","v":0},{"$f":"IF(ISBLANK(InfoPro!Q30),\"\",InfoPro!Q30)","v":44781.460416666669},44781.460416666669,2.2503246440536016]
[{"$f":"IF(ISBLANK(InfoPro!A31),\"\",InfoPro!A31)","v":"SC_1842_A1"},{"$f":"IF(ISBLANK(InfoPro!B31),\"\",InfoPro!B31)","v":"KAIROS SOLAR PARK I - 19,9 MW"},{"$f":"IF(ISBLANK(InfoPro!E31),\"\",InfoPro!E31)","v":19.899999999999999},{"$f":"IF(ISBLANK(InfoPro!F31),\"\",InfoPro!F31)","v":"Solar FV"},{"$f":"IF(ISBLANK(InfoPro!O31),\"\",InfoPro!O31)","v":0},{"$f":"IF(ISBLANK(InfoPro!Q31),\"\",InfoPro!Q31)","v":44781.460416666669},44781.460416666669,2.2503246440536016]
[{"$f":"IF(ISBLANK(InfoPro!A32),\"\",InfoPro!A32)","v":"SC_2032_A2"},{"$f":"IF(ISBLANK(InfoPro!B32),\"\",InfoPro!B32)","v":"KAIROS SOLAR PARK_19.9MW"},{"$f":"IF(ISBLANK(InfoPro!E32),\"\",InfoPro!E32)","v":19.899999999999999},{"$f":"IF(ISBLANK(InfoPro!F32),\"\",InfoPro!F32)","v":"Solar FV"},{"$f":"IF(ISBLANK(InfoPro!O32),\"\",InfoPro!O32)","v":0},{"$f":"IF(ISBLANK(InfoPro!Q32),\"\",InfoPro!Q32)","v":44781.470833333333},44781.470833333333,2.2503251675041875]
[{"$f":"IF(ISBLANK(InfoPro!A33),\"\",InfoPro!A33)","v":"SC_2032_A1"},{"$f":"IF(ISBLANK(InfoPro!B33),\"\",InfoPro!B33)","v":"KAIROS SOLAR PARK_19.9MW"},{"$f":"IF(ISBLANK(InfoPro!E33),\"\",InfoPro!E33)","v":19.899999999999999},{"$f":"IF(ISBLANK(InfoPro!F33),\"\",InfoPro!F33)","v":"Solar FV"},{"$f":"IF(ISBLANK(InfoPro!O33),\"\",InfoPro!O33)","v":0},{"$f":"IF(ISBLANK(InfoPro!Q33),\"\",InfoPro!Q33)","v":44781.470833333333},44781.470833333333,2.2503251675041875]
[{"$f":"IF(ISBLANK(InfoPro!A34),\"\",InfoPro!A34)","v":"SC_1943_A2"},{"$f":"IF(ISBLANK(InfoPro!B34),\"\",InfoPro!B34)","v":"KAIROS SOLAR PARK V 19.9MW"},{"$f":"IF(ISBLANK(InfoPro!E34),\"\",InfoPro!E34)","v":19.899999999999999},{"$f":"IF(ISBLANK(InfoPro!F34),\"\",InfoPro!F34)","v":"Solar FV"},{"$f":"IF(ISBLANK(InfoPro!O34),\"\",InfoPro!O34)","v":0},{"$f":"IF(ISBLANK(InfoPro!Q34),\"\",InfoPro!Q34)","v":44781.47152777778},44781.47152777778,2.2503252024008935]
[{"$f":"IF(ISBLANK(InfoPro!A35),\"\",InfoPro!A35)","v":"SC_1943_A1"},{"$f":"IF(ISBLANK(InfoPro!B35),\"\",InfoPro!B35)","v":"KAIROS SOLAR PARK V 19.9MW"},{"$f":"IF(ISBLANK(InfoPro!E35),\"\",InfoPro!E35)","v":19.899999999999999},{"$f":"IF(ISBLANK(InfoPro!F35),\"\",InfoPro!F35)","v":"Solar FV"},{"$f":"IF(ISBLANK(InfoPro!O35),\"\",InfoPro!O35)","v":0},{"$f":"IF(ISBLANK(InfoPro!Q35),\"\",InfoPro!Q35)","v":44781.47152777778},44781.47152777778,2.2503252024008935]
[{"$f":"IF(ISBLANK(InfoPro!A36),\"\",InfoPro!A36)","v":"SC_2033_A2"},{"$f":"IF(ISBLANK(InfoPro!B36),\"\",InfoPro!B36)","v":"KAIROS SOLAR PARK IV19.9"},{"$f":"IF(ISBLANK(InfoPro!E36),\"\",InfoPro!E36)","v":19.899999999999999},{"$f":"IF(ISBLANK(InfoPro!F36),\"\",InfoPro!F36)","v":"Solar FV"},{"$f":"IF(ISBLANK(InfoPro!O36),\"\",InfoPro!O36)","v":0},{"$f":"IF(ISBLANK(InfoPro!Q36),\"\",InfoPro!Q36)","v":44781.479861111111},44781.479861111111,2.2503256211613625]
[{"$f":"IF(ISBLANK(InfoPro!A37),\"\",InfoPro!A37)","v":"SC_2033_A1"},{"$f":"IF(ISBLANK(InfoPro!B37),\"\",InfoPro!B37)","v":"KAIROS SOLAR PARK IV19.9"},{"$f":"IF(ISBLANK(InfoPro!E37),\"\",InfoPro!E37)","v":19.899999999999999},{"$f":"IF(ISBLANK(InfoPro!F37),\"\",InfoPro!F37)","v":"Solar FV"},{"$f":"IF(ISBLANK(InfoPro!O37),\"\",InfoPro!O37)","v":0},{"$f":"IF(ISBLANK(InfoPro!Q37),\"\",InfoPro!Q37)","v":44781.479861111111},44781.479861111111,2.2503256211613625]
[{"$f":"IF(ISBLANK(InfoPro!A38),\"\",InfoPro!A38)","v":"SC_2257_A2"},{"$f":"IF(ISBLANK(InfoPro!B38),\"\",InfoPro!B38)","v":"Proyecto de generación Eólico Norte"},{"$f":"IF(ISBLANK(InfoPro!E38),\"\",InfoPro!E38)","v":200},{"$f":"IF(ISBLANK(InfoPro!F38),\"\",InfoPro!F38)","v":"Eólico Onshore"},{"$f":"IF(ISBLANK(InfoPro!O38),\"\",InfoPro!O38)","v":0},{"$f":"IF(ISBLANK(InfoPro!Q38),\"\",InfoPro!Q38)","v":44781.730555555558},44781.730555555558,0.2239086527777778]
[{"$f":"IF(ISBLANK(InfoPro!A39),\"\",InfoPro!A39)","v":"SC_2257_A1"},{"$f":"IF(ISBLANK(InfoPro!B39),\"\",InfoPro!B39)","v":"Proyecto de generación Eólico Norte"},{"$f":"IF(ISBLANK(InfoPro!E39),\"\",InfoPro!E39)","v":200},{"$f":"IF(ISBLANK(InfoPro!F39),\"\",InfoPro!F39)","v":"Eólico Onshore"},{"$f":"IF(ISBLANK(InfoPro!O39),\"\",InfoPro!O39)","v":0},{"$f":"IF(ISBLANK(InfoPro!Q39),\"\",InfoPro!Q39)","v":44781.730555555558},44781.730555555558,0.2239086527777778]
[{"$f":"IF(ISBLANK(InfoPro!A40),\"\",InfoPro!A40)","v":"SC_2074_A2"},{"$f":"IF(ISBLANK(InfoPro!B40),\"\",InfoPro!B40)","v":"CULEBRA I"},{"$f":"IF(ISBLANK(InfoPro!E40),\"\",InfoPro!E40)","v":5},{"$f":"IF(ISBLANK(InfoPro!F40),\"\",InfoPro!F40)","v":"Solar FV"},{"$f":"IF(ISBLANK(InfoPro!O40),\"\",InfoPro!O40)","v":0},{"$f":"IF(ISBLANK(InfoPro!Q40),\"\",InfoPro!Q40)","v":44782.853472222225},44782.853472222225,8.9565706944444443]
[{"$f":"IF(ISBLANK(InfoPro!A41),\"\",InfoPro!A41)","v":"SC_2074_A1"},{"$f":"IF(ISBLANK(InfoPro!B41),\"\",InfoPro!B41)","v":"CULEBRA I"},{"$f":"IF(ISBLANK(InfoPro!E41),\"\",InfoPro!E41)","v":5},{"$f":"IF(ISBLANK(InfoPro!F41),\"\",InfoPro!F41)","v":"Solar FV"},{"$f":"IF(ISBLANK(InfoPro!O41),\"\",InfoPro!O41)","v":0},{"$f":"IF(ISBLANK(InfoPro!Q41),\"\",InfoPro!Q41)","v":44782.853472222225},44782.853472222225,8.9565706944444443]
[{"$f":"IF(ISBLANK(InfoPro!A42),\"\",InfoPro!A42)","v":"SC_2085_A2"},{"$f":"IF(ISBLANK(InfoPro!B42),\"\",InfoPro!B42)","v":"Insula I"},{"$f":"IF(ISBLANK(InfoPro!E42),\"\",InfoPro!E42)","v":19.899999999999999},{"$f":"IF(ISBLANK(InfoPro!F42),\"\",InfoPro!F42)","v":"Solar FV"},{"$f":"IF(ISBLANK(InfoPro!O42),\"\",InfoPro!O42)","v":0},{"$f":"IF(ISBLANK(InfoPro!Q42),\"\",InfoPro!Q42)","v":44782.856249999997},44782.856249999997,2.2503947864321607]
[{"$f":"IF(ISBLANK(InfoPro!A43),\"\",InfoPro!A43)","v":"SC_2085_A1"},{"$f":"IF(ISBLANK(InfoPro!B43),\"\",InfoPro!B43)","v":"Insula I"},{"$f":"IF(ISBLANK(InfoPro!E43),\"\",InfoPro!E43)","v":19.899999999999999},{"$f":"IF(ISBLANK(InfoPro!F43),\"\",InfoPro!F43)","v":"Solar FV"},{"$f":"IF(ISBLANK(InfoPro!O43),\"\",InfoPro!O43)","v":0},{"$f":"IF(ISBLANK(InfoPro!Q43),\"\",InfoPro!Q43)","v":44782.856249999997},44782.856249999997,2.2503947864321607]
[{"$f":"IF(ISBLANK(InfoPro!A44),\"\",InfoPro!A44)","v":"SC_1983_A2"},{"$f":"IF(ISBLANK(InfoPro!B44),\"\",InfoPro!B44)","v":"EL TOCHE II"},{"$f":"IF(ISBLANK(InfoPro!E44),\"\",InfoPro!E44)","v":99.9},{"$f":"IF(ISBLANK(InfoPro!F44),\"\",InfoPro!F44)","v":"Solar FV"},{"$f":"IF(ISBLANK(InfoPro!O44),\"\",InfoPro!O44)","v":0},{"$f":"IF(ISBLANK(InfoPro!Q44),\"\",InfoPro!Q44)","v":44785.677083333336},44785.677083333336,0.44830507590924262]
[{"$f":"IF(ISBLANK(InfoPro!A45),\"\",InfoPro!A45)","v":"SC_1983_A1"},{"$f":"IF(ISBLANK(InfoPro!B45),\"\",InfoPro!B45)","v":"EL TOCHE II"},{"$f":"IF(ISBLANK(InfoPro!E45),\"\",InfoPro!E45)","v":99.9},{"$f":"IF(ISBLANK(InfoPro!F45),\"\",InfoPro!F45)","v":"Solar FV"},{"$f":"IF(ISBLANK(InfoPro!O45),\"\",InfoPro!O45)","v":0},{"$f":"IF(ISBLANK(InfoPro!Q45),\"\",InfoPro!Q45)","v":44785.677083333336},44785.677083333336,0.44830507590924262]
[{"$f":"IF(ISBLANK(InfoPro!A46),\"\",InfoPro!A46)","v":"SC_2079_A2"},{"$f":"IF(ISBLANK(InfoPro!B46),\"\",InfoPro!B46)","v":"PGF Tibú II"},{"$f":"IF(ISBLANK(InfoPro!E46),\"\",InfoPro!E46)","v":99.9},{"$f":"IF(ISBLANK(InfoPro!F46),\"\",InfoPro!F46)","v":"Solar FV"},{"$f":"IF(ISBLANK(InfoPro!O46),\"\",InfoPro!O46)","v":0},{"$f":"IF(ISBLANK(InfoPro!Q46),\"\",InfoPro!Q46)","v":44785.70208333333},44785.70208333333,0.44830532615949281]
[{"$f":"IF(ISBLANK(InfoPro!A47),\"\",InfoPro!A47)","v":"SC_2079_A1"},{"$f":"IF(ISBLANK(InfoPro!B47),\"\",InfoPro!B47)","v":"PGF Tibú II"},{"$f":"IF(ISBLANK(InfoPro!E47),\"\",InfoPro!E47)","v":99.9},{"$f":"IF(ISBLANK(InfoPro!F47),\"\",InfoPro!F47)","v":"Solar FV"},{"$f":"IF(ISBLANK(InfoPro!O47),\"\",InfoPro!O47)","v":0},{"$f":"IF(ISBLANK(InfoPro!Q47),\"\",InfoPro!Q47)","v":44785.70208333333},44785.70208333333,0.44830532615949281]
[{"$f":"IF(ISBLANK(InfoPro!A48),\"\",InfoPro!A48)","v":"SC_2013_A2"},{"$f":"IF(ISBLANK(InfoPro!B48),\"\",InfoPro!B48)","v":"PGF TIBÚ I"},{"$f":"IF(ISBLANK(InfoPro!E48),\"\",InfoPro!E48)","v":99.9},{"$f":"IF(ISBLANK(InfoPro!F48),\"\",InfoPro!F48)","v":"Solar FV"},{"$f":"IF(ISBLANK(InfoPro!O48),\"\",InfoPro!O48)","v":0},{"$f":"IF(ISBLANK(InfoPro!Q48),\"\",InfoPro!Q48)","v":44787.432638888888},44787.432638888888,0.44832264903792679]
[{"$f":"IF(ISBLANK(InfoPro!A49),\"\",InfoPro!A49)","v":"SC_2013_A1"},{"$f":"IF(ISBLANK(InfoPro!B49),\"\",InfoPro!B49)","v":"PGF TIBÚ I"},{"$f":"IF(ISBLANK(InfoPro!E49),\"\",InfoPro!E49)","v":99.9},{"$f":"IF(ISBLANK(InfoPro!F49),\"\",InfoPro!F49)","v":"Solar FV"},{"$f":"IF(ISBLANK(InfoPro!O49),\"\",InfoPro!O49)","v":0},{"$f":"IF(ISBLANK(InfoPro!Q49),\"\",InfoPro!Q49)","v":44787.432638888888},44787.432638888888,0.44832264903792679]
[{"$f":"IF(ISBLANK(InfoPro!A50),\"\",InfoPro!A50)","v":"SC_1994_A2"},{"$f":"IF(ISBLANK(InfoPro!B50),\"\",InfoPro!B50)","v":"Parque Solar Ábrego de 9,9 MW"},{"$f":"IF(ISBLANK(InfoPro!E50),\"\",InfoPro!E50)","v":9.9},{"$f":"IF(ISBLANK(InfoPro!F50),\"\",InfoPro!F50)","v":"Solar FV"},{"$f":"IF(ISBLANK(InfoPro!O50),\"\",InfoPro!O50)","v":0},{"$f":"IF(ISBLANK(InfoPro!Q50),\"\",InfoPro!Q50)","v":44790.578472222223},44790.578472222223,4.5243008557800222]
[{"$f":"IF(ISBLANK(InfoPro!A51),\"\",InfoPro!A51)","v":"SC_1994_A1"},{"$f":"IF(ISBLANK(InfoPro!B51),\"\",InfoPro!B51)","v":"Parque Solar Ábrego de 9,9 MW"},{"$f":"IF(ISBLANK(InfoPro!E51),\"\",InfoPro!E51)","v":9.9},{"$f":"IF(ISBLANK(InfoPro!F51),\"\",InfoPro!F51)","v":"Solar FV"},{"$f":"IF(ISBLANK(InfoPro!O51),\"\",InfoPro!O51)","v":0},{"$f":"IF(ISBLANK(InfoPro!Q51),\"\",InfoPro!Q51)","v":44790.578472222223},44790.578472222223,4.5243008557800222]
[{"$f":"IF(ISBLANK(InfoPro!A52),\"\",InfoPro!A52)","v":"SC_2157_A2"},{"$f":"IF(ISBLANK(InfoPro!B52),\"\",InfoPro!B52)","v":"PGF El Toche I 99,9 MW"},{"$f":"IF(ISBLANK(InfoPro!E52),\"\",InfoPro!E52)","v":99.9},{"$f":"IF(ISBLANK(InfoPro!F52),\"\",InfoPro!F52)","v":"Solar FV"},{"$f":"IF(ISBLANK(InfoPro!O52),\"\",InfoPro!O52)","v":0},{"$f":"IF(ISBLANK(InfoPro!Q52),\"\",InfoPro!Q52)","v":44790.665277777778},44790.665277777778,0.44835500778556336]
[{"$f":"IF(ISBLANK(InfoPro!A53),\"\",InfoPro!A53)","v":"SC_2157_A1"},{"$f":"IF(ISBLANK(InfoPro!B53),\"\",InfoPro!B53)","v":"PGF El Toche I 99,9 MW"},{"$f":"IF(ISBLANK(InfoPro!E53),\"\",InfoPro!E53)","v":99.9},{"$f":"IF(ISBLANK(InfoPro!F53),\"\",InfoPro!F53)","v":"Solar FV"},{"$f":"IF(ISBLANK(InfoPro!O53),\"\",InfoPro!O53)","v":0},{"$f":"IF(ISBLANK(InfoPro!Q53),\"\",InfoPro!Q53)","v":44790.665277777778},44790.665277777778,0.44835500778556336]
[{"$f":"IF(ISBLANK(InfoPro!A54),\"\",InfoPro!A54)","v":"SC_2291_A2"},{"$f":"IF(ISBLANK(InfoPro!B54),\"\",InfoPro!B54)","v":"Termotasajero Solar Tres"},{"$f":"IF(ISBLANK(InfoPro!E54),\"\",InfoPro!E54)","v":3},{"$f":"IF(ISBLANK(InfoPro!F54),\"\",InfoPro!F54)","v":"Solar FV"},{"$f":"IF(ISBLANK(InfoPro!O54),\"\",InfoPro!O54)","v":0},{"$f":"IF(ISBLANK(InfoPro!Q54),\"\",InfoPro!Q54)","v":44795.438888888886},44795.438888888886,14.931812962962962]
[{"$f":"IF(ISBLANK(InfoPro!A55),\"\",InfoPro!A55)","v":"SC_2291_A1"},{"$f":"IF(ISBLANK(InfoPro!B55),\"\",InfoPro!B55)","v":"Termotasajero Solar Tres"},{"$f":"IF(ISBLANK(InfoPro!E55),\"\",InfoPro!E55)","v":3},{"$f":"IF(ISBLANK(InfoPro!F55),\"\",InfoPro!F55)","v":"Solar FV"},{"$f":"IF(ISBLANK(InfoPro!O55),\"\",InfoPro!O55)","v":0},{"$f":"IF(ISBLANK(InfoPro!Q55),\"\",InfoPro!Q55)","v":44795.438888888886},44795.438888888886,14.931812962962962]
[{"$f":"IF(ISBLANK(InfoPro!A56),\"\",InfoPro!A56)","v":"SC_2279_A2"},{"$f":"IF(ISBLANK(InfoPro!B56),\"\",InfoPro!B56)","v":"PROYECTO SOLAR FOTOVOLTAICO COCOTAS DE 9,9 MW"},{"$f":"IF(ISBLANK(InfoPro!E56),\"\",InfoPro!E56)","v":9.9},{"$f":"IF(ISBLANK(InfoPro!F56),\"\",InfoPro!F56)","v":"Solar FV"},{"$f":"IF(ISBLANK(InfoPro!O56),\"\",InfoPro!O56)","v":0},{"$f":"IF(ISBLANK(InfoPro!Q56),\"\",InfoPro!Q56)","v":44802.695138888892},44802.695138888892,4.5255247615039282]
[{"$f":"IF(ISBLANK(InfoPro!A57),\"\",InfoPro!A57)","v":"SC_2279_A1"},{"$f":"IF(ISBLANK(InfoPro!B57),\"\",InfoPro!B57)","v":"PROYECTO SOLAR FOTOVOLTAICO COCOTAS DE 9,9 MW"},{"$f":"IF(ISBLANK(InfoPro!E57),\"\",InfoPro!E57)","v":9.9},{"$f":"IF(ISBLANK(InfoPro!F57),\"\",InfoPro!F57)","v":"Solar FV"},{"$f":"IF(ISBLANK(InfoPro!O57),\"\",InfoPro!O57)","v":0},{"$f":"IF(ISBLANK(InfoPro!Q57),\"\",InfoPro!Q57)","v":44803.047222222223},44803.047222222223,4.5255603254769925]
[{"$f":"IF(ISBLANK(InfoPro!A58),\"\",InfoPro!A58)","v":"SC_2319_A2"},{"$f":"IF(ISBLANK(InfoPro!B58),\"\",InfoPro!B58)","v":"SOLAR FOTOVOLTAICO MORRISON DE 278,6 MW"},{"$f":"IF(ISBLANK(InfoPro!E58),\"\",InfoPro!E58)","v":278.60000000000002},{"$f":"IF(ISBLANK(InfoPro!F58),\"\",InfoPro!F58)","v":"Solar FV"},{"$f":"IF(ISBLANK(InfoPro!O58),\"\",InfoPro!O58)","v":0},{"$f":"IF(ISBLANK(InfoPro!Q58),\"\",InfoPro!Q58)","v":44805.407638888886},44805.407638888886,0.16082343014676556]
[{"$f":"IF(ISBLANK(InfoPro!A59),\"\",InfoPro!A59)","v":"SC_2319_A1"},{"$f":"IF(ISBLANK(InfoPro!B59),\"\",InfoPro!B59)","v":"SOLAR FOTOVOLTAICO MORRISON DE 278,6 MW"},{"$f":"IF(ISBLANK(InfoPro!E59),\"\",InfoPro!E59)","v":278.60000000000002},{"$f":"IF(ISBLANK(InfoPro!F59),\"\",InfoPro!F59)","v":"Solar FV"},{"$f":"IF(ISBLANK(InfoPro!O59),\"\",InfoPro!O59)","v":0},{"$f":"IF(ISBLANK(InfoPro!Q59),\"\",InfoPro!Q59)","v":44805.407638888886},44805.407638888886,0.16082343014676556]
[{"$f":"IF(ISBLANK(InfoPro!#REF!),\"\",InfoPro!#REF!)","v":{"$error":"#REF!"}},{"$f":"IF(ISBLANK(InfoPro!#REF!),\"\",InfoPro!#REF!)","v":{"$error":"#REF!"}},{"$f":"IF(ISBLANK(InfoPro!#REF!),\"\",InfoPro!#REF!)","v":{"$error":"#REF!"}},{"$f":"IF(ISBLANK(InfoPro!#REF!),\"\",InfoPro!#REF!)","v":{"$error":"#REF!"}},{"$f":"IF(ISBLANK(InfoPro!#REF!),\"\",InfoPro!#REF!)","v":{"$error":"#REF!"}},{"$f":"IF(ISBLANK(InfoPro!#REF!),\"\",InfoPro!#REF!)","v":{"$error":"#REF!"}},{"$error":"#REF!"},{"$error":"#REF!"}]
[{"$f":"IF(ISBLANK(InfoPro!#REF!),\"\",InfoPro!#REF!)","v":{"$error":"#REF!"}},{"$f":"IF(ISBLANK(InfoPro!#REF!),\"\",InfoPro!#REF!)","v":{"$error":"#REF!"}},{"$f":"IF(ISBLANK(InfoPro!#REF!),\"\",InfoPro!#REF!)","v":{"$error":"#REF!"}},{"$f":"IF(ISBLANK(InfoPro!#REF!),\"\",InfoPro!#REF!)","v":{"$error":"#REF!"}},{"$f":"IF(ISBLANK(InfoPro!#REF!),\"\",InfoPro!#REF!)","v":{"$error":"#REF!"}},{"$f":"IF(ISBLANK(InfoPro!#REF!),\"\",InfoPro!#REF!)","v":{"$error":"#REF!"}},{"$error":"#REF!"},{"$error":"#REF!"}]
[{"$f":"IF(ISBLANK(InfoPro!A60),\"\",InfoPro!A60)","v":"SC_1891_A1"},{"$f":"IF(ISBLANK(InfoPro!B60),\"\",InfoPro!B60)","v":"KAIROS SOLAR PARK II - 19,9 MW"},{"$f":"IF(ISBLANK(InfoPro!E60),\"\",InfoPro!E60)","v":19.899999999999999},{"$f":"IF(ISBLANK(InfoPro!F60),\"\",InfoPro!F60)","v":"Solar FV"},{"$f":"IF(ISBLANK(InfoPro!O60),\"\",InfoPro!O60)","v":0},{"$f":"IF(ISBLANK(InfoPro!Q60),\"\",InfoPro!Q60)","v":""},"",""]
[{"$f":"IF(ISBLANK(InfoPro!A61),\"\",InfoPro!A61)","v":"SC_1891_A2"},{"$f":"IF(ISBLANK(InfoPro!B61),\"\",InfoPro!B61)","v":"KAIROS SOLAR PARK II - 19,9 MW"},{"$f":"IF(ISBLANK(InfoPro!E61),\"\",InfoPro!E61)","v":19.899999999999999},{"$f":"IF(ISBLANK(InfoPro!F61),\"\",InfoPro!F61)","v":"Solar FV"},{"$f":"IF(ISBLANK(InfoPro!O61),\"\",InfoPro!O61)","v":0},{"$f":"IF(ISBLANK(InfoPro!Q61),\"\",InfoPro!Q61)","v":""},"",""]
[{"$f":"IF(ISBLANK(InfoPro!A62),\"\",InfoPro!A62)","v":"SC_2239_A1"},{"$f":"IF(ISBLANK(InfoPro!B62),\"\",InfoPro!B62)","v":"PCH PANACEA III - 9,9 MW"},{"$f":"IF(ISBLANK(InfoPro!E62),\"\",InfoPro!E62)","v":9.9},{"$f":"IF(ISBLANK(InfoPro!F62),\"\",InfoPro!F62)","v":"PCH"},{"$f":"IF(ISBLANK(InfoPro!O62),\"\",InfoPro!O62)","v":0},{"$f":"IF(ISBLANK(InfoPro!Q62),\"\",InfoPro!Q62)","v":""},"",""]
[{"$f":"IF(ISBLANK(InfoPro!A63),\"\",InfoPro!A63)","v":""},{"$f":"IF(ISBLANK(InfoPro!B63),\"\",InfoPro!B63)","v":""},{"$f":"IF(ISBLANK(InfoPro!E63),\"\",InfoPro!E63)","v":""},{"$f":"IF(ISBLANK(InfoPro!F63),\"\",InfoPro!F63)","v":""},{"$f":"IF(ISBLANK(InfoPro!O63),\"\",InfoPro!O63)","v":""},{"$f":"IF(ISBLANK(InfoPro!Q63),\"\",InfoPro!Q63)","v":""},{"$f":"IF(F73=\"\",\"\",F73-E73)","v":""},{"$f":"IF(G73=\"\",\"\",G73/(C73*1000))","v":""}]
[{"$f":"IF(ISBLANK(InfoPro!A64),\"\",InfoPro!A64)","v":""},{"$f":"IF(ISBLANK(InfoPro!B64),\"\",InfoPro!B64)","v":""},{"$f":"IF(ISBLANK(InfoPro!E64),\"\",InfoPro!E64)","v":""},{"$f":"IF(ISBLANK(InfoPro!F64),\"\",InfoPro!F64)","v":""},{"$f":"IF(ISBLANK(InfoPro!O64),\"\",InfoPro!O64)","v":""},{"$f":"IF(ISBLANK(InfoPro!Q64),\"\",InfoPro!Q64)","v":""},"",""]
[{"$f":"IF(ISBLANK(InfoPro!A65),\"\",InfoPro!A65)","v":""},{"$f":"IF(ISBLANK(InfoPro!B65),\"\",InfoPro!B65)","v":""},{"$f":"IF(ISBLANK(InfoPro!E65),\"\",InfoPro!E65)","v":""},{"$f":"IF(ISBLANK(InfoPro!F65),\"\",InfoPro!F65)","v":""},{"$f":"IF(ISBLANK(InfoPro!O65),\"\",InfoPro!O65)","v":""},{"$f":"IF(ISBLANK(InfoPro!Q65),\"\",InfoPro!Q65)","v":""},"",""]
[{"$f":"IF(ISBLANK(InfoPro!A66),\"\",InfoPro!A66)","v":""},{"$f":"IF(ISBLANK(InfoPro!B66),\"\",InfoPro!B66)","v":""},{"$f":"IF(ISBLANK(InfoPro!E66),\"\",InfoPro!E66)","v":""},{"$f":"IF(ISBLANK(InfoPro!F66),\"\",InfoPro!F66)","v":""},{"$f":"IF(ISBLANK(InfoPro!O66),\"\",InfoPro!O66)","v":""},{"$f":"IF(ISBLANK(InfoPro!Q66),\"\",InfoPro!Q66)","v":""},"",""]
[{"$f":"IF(ISBLANK(InfoPro!A67),\"\",InfoPro!A67)","v":""},{"$f":"IF(ISBLANK(InfoPro!B67),\"\",InfoPro!B67)","v":""},{"$f":"IF(ISBLANK(InfoPro!E67),\"\",InfoPro!E67)","v":""},{"$f":"IF(ISBLANK(InfoPro!F67),\"\",InfoPro!F67)","v":""},{"$f":"IF(ISBLANK(InfoPro!O67),\"\",InfoPro!O67)","v":""},{"$f":"IF(ISBLANK(InfoPro!Q67),\"\",InfoPro!Q67)","v":""},"",""]
[{"$f":"IF(ISBLANK(InfoPro!A68),\"\",InfoPro!A68)","v":""},{"$f":"IF(ISBLANK(InfoPro!B68),\"\",InfoPro!B68)","v":""},{"$f":"IF(ISBLANK(InfoPro!E68),\"\",InfoPro!E68)","v":""},{"$f":"IF(ISBLANK(InfoPro!F68),\"\",InfoPro!F68)","v":""},{"$f":"IF(ISBLANK(InfoPro!O68),\"\",InfoPro!O68)","v":""},{"$f":"IF(ISBLANK(InfoPro!Q68),\"\",InfoPro!Q68)","v":""},"",""]
[{"$f":"IF(ISBLANK(InfoPro!A69),\"\",InfoPro!A69)","v":""},{"$f":"IF(ISBLANK(InfoPro!B69),\"\",InfoPro!B69)","v":""},{"$f":"IF(ISBLANK(InfoPro!E69),\"\",InfoPro!E69)","v":""},{"$f":"IF(ISBLANK(InfoPro!F69),\"\",InfoPro!F69)","v":""},{"$f":"IF(ISBLANK(InfoPro!O69),\"\",InfoPro!O69)","v":""},{"$f":"IF(ISBLANK(InfoPro!Q69),\"\",InfoPro!Q69)","v":""},"",""]
[{"$f":"IF(ISBLANK(InfoPro!A70),\"\",InfoPro!A70)","v":""},{"$f":"IF(ISBLANK(InfoPro!B70),\"\",InfoPro!B70)","v":""},{"$f":"IF(ISBLANK(InfoPro!E70),\"\",InfoPro!E70)","v":""},{"$f":"IF(ISBLANK(InfoPro!F70),\"\",InfoPro!F70)","v":""},{"$f":"IF(ISBLANK(InfoPro!O70),\"\",InfoPro!O70)","v":""},{"$f":"IF(ISBLANK(InfoPro!Q70),\"\",InfoPro!Q70)","v":""},"",""]
[{"$f":"IF(ISBLANK(InfoPro!A71),\"\",InfoPro!A71)","v":""},{"$f":"IF(ISBLANK(InfoPro!B71),\"\",InfoPro!B71)","v":""},{"$f":"IF(ISBLANK(InfoPro!E71),\"\",InfoPro!E71)","v":""},{"$f":"IF(ISBLANK(InfoPro!F71),\"\",InfoPro!F71)","v":""},{"$f":"IF(ISBLANK(InfoPro!O71),\"\",InfoPro!O71)","v":""},{"$f":"IF(ISBLANK(InfoPro!Q71),\"\",InfoPro!Q71)","v":""},"",""]
[{"$f":"IF(ISBLANK(InfoPro!A72),\"\",InfoPro!A72)","v":""},{"$f":"IF(ISBLANK(InfoPro!B72),\"\",InfoPro!B72)","v":""},{"$f":"IF(ISBLANK(InfoPro!E72),\"\",InfoPro!E72)","v":""},{"$f":"IF(ISBLANK(InfoPro!F72),\"\",InfoPro!F72)","v":""},{"$f":"IF(ISBLANK(InfoPro!O72),\"\",InfoPro!O72)","v":""},{"$f":"IF(ISBLANK(InfoPro!Q72),\"\",InfoPro!Q72)","v":""},"",""]
[{"$f":"IF(ISBLANK(InfoPro!A73),\"\",InfoPro!A73)","v":""},{"$f":"IF(ISBLANK(InfoPro!B73),\"\",InfoPro!B73)","v":""},{"$f":"IF(ISBLANK(InfoPro!E73),\"\",InfoPro!E73)","v":""},{"$f":"IF(ISBLANK(InfoPro!F73),\"\",InfoPro!F73)","v":""},{"$f":"IF(ISBLANK(InfoPro!O73),\"\",InfoPro!O73)","v":""},{"$f":"IF(ISBLANK(InfoPro!Q73),\"\",InfoPro!Q73)","v":""},"",""]
[{"$f":"IF(ISBLANK(InfoPro!A74),\"\",InfoPro!A74)","v":""},{"$f":"IF(ISBLANK(InfoPro!B74),\"\",InfoPro!B74)","v":""},{"$f":"IF(ISBLANK(InfoPro!E74),\"\",InfoPro!E74)","v":""},{"$f":"IF(ISBLANK(InfoPro!F74),\"\",InfoPro!F74)","v":""},{"$f":"IF(ISBLANK(InfoPro!O74),\"\",InfoPro!O74)","v":""},{"$f":"IF(ISBLANK(InfoPro!Q74),\"\",InfoPro!Q74)","v":""},"",""]
[{"$f":"IF(ISBLANK(InfoPro!A75),\"\",InfoPro!A75)","v":""},{"$f":"IF(ISBLANK(InfoPro!B75),\"\",InfoPro!B75)","v":""},{"$f":"IF(ISBLANK(InfoPro!E75),\"\",InfoPro!E75)","v":""},{"$f":"IF(ISBLANK(InfoPro!F75),\"\",InfoPro!F75)","v":""},{"$f":"IF(ISBLANK(InfoPro!O75),\"\",InfoPro!O75)","v":""},{"$f":"IF(ISBLANK(InfoPro!Q75),\"\",InfoPro!Q75)","v":""},"",""]
[{"$f":"IF(ISBLANK(InfoPro!A76),\"\",InfoPro!A76)","v":""},{"$f":"IF(ISBLANK(InfoPro!B76),\"\",InfoPro!B76)","v":""},{"$f":"IF(ISBLANK(InfoPro!E76),\"\",InfoPro!E76)","v":""},{"$f":"IF(ISBLANK(InfoPro!F76),\"\",InfoPro!F76)","v":""},{"$f":"IF(ISBLANK(InfoPro!O76),\"\",InfoPro!O76)","v":""},{"$f":"IF(ISBLANK(InfoPro!Q76),\"\",InfoPro!Q76)","v":""},"",""]
[{"$f":"IF(ISBLANK(InfoPro!A77),\"\",InfoPro!A77)","v":""},{"$f":"IF(ISBLANK(InfoPro!B77),\"\",InfoPro!B77)","v":""},{"$f":"IF(ISBLANK(InfoPro!E77),\"\",InfoPro!E77)","v":""},{"$f":"IF(ISBLANK(InfoPro!F77),\"\",InfoPro!F77)","v":""},{"$f":"IF(ISBLANK(InfoPro!O77),\"\",InfoPro!O77)","v":""},{"$f":"IF(ISBLANK(InfoPro!Q77),\"\",InfoPro!Q77)","v":""},"",""]
[{"$f":"IF(ISBLANK(InfoPro!A78),\"\",InfoPro!A78)","v":""},{"$f":"IF(ISBLANK(InfoPro!B78),\"\",InfoPro!B78)","v":""},{"$f":"IF(ISBLANK(InfoPro!E78),\"\",InfoPro!E78)","v":""},{"$f":"IF(ISBLANK(InfoPro!F78),\"\",InfoPro!F78)","v":""},{"$f":"IF(ISBLANK(InfoPro!O78),\"\",InfoPro!O78)","v":""},{"$f":"IF(ISBLANK(InfoPro!Q78),\"\",InfoPro!Q78)","v":""},"",""]
[{"$f":"IF(ISBLANK(InfoPro!A79),\"\",InfoPro!A79)","v":""},{"$f":"IF(ISBLANK(InfoPro!B79),\"\",InfoPro!B79)","v":""},{"$f":"IF(ISBLANK(InfoPro!E79),\"\",InfoPro!E79)","v":""},{"$f":"IF(ISBLANK(InfoPro!F79),\"\",InfoPro!F79)","v":""},{"$f":"IF(ISBLANK(InfoPro!O79),\"\",InfoPro!O79)","v":""},{"$f":"IF(ISBLANK(InfoPro!Q79),\"\",InfoPro!Q79)","v":""},"",""]
[{"$f":"IF(ISBLANK(InfoPro!A80),\"\",InfoPro!A80)","v":""},{"$f":"IF(ISBLANK(InfoPro!B80),\"\",InfoPro!B80)","v":""},{"$f":"IF(ISBLANK(InfoPro!E80),\"\",InfoPro!E80)","v":""},{"$f":"IF(ISBLANK(InfoPro!F80),\"\",InfoPro!F80)","v":""},{"$f":"IF(ISBLANK(InfoPro!O80),\"\",InfoPro!O80)","v":""},{"$f":"IF(ISBLANK(InfoPro!Q80),\"\",InfoPro!Q80)","v":""},"",""]
[{"$f":"IF(ISBLANK(InfoPro!A81),\"\",InfoPro!A81)","v":""},{"$f":"IF(ISBLANK(InfoPro!B81),\"\",InfoPro!B81)","v":""},{"$f":"IF(ISBLANK(InfoPro!E81),\"\",InfoPro!E81)","v":""},{"$f":"IF(ISBLANK(InfoPro!F81),\"\",InfoPro!F81)","v":""},{"$f":"IF(ISBLANK(InfoPro!O81),\"\",InfoPro!O81)","v":""},{"$f":"IF(ISBLANK(InfoPro!Q81),\"\",InfoPro!Q81)","v":""},"",""]
[{"$f":"IF(ISBLANK(InfoPro!A82),\"\",InfoPro!A82)","v":""},{"$f":"IF(ISBLANK(InfoPro!B82),\"\",InfoPro!B82)","v":""},{"$f":"IF(ISBLANK(InfoPro!E82),\"\",InfoPro!E82)","v":""},{"$f":"IF(ISBLANK(InfoPro!F82),\"\",InfoPro!F82)","v":""},{"$f":"IF(ISBLANK(InfoPro!O82),\"\",InfoPro!O82)","v":""},{"$f":"IF(ISBLANK(InfoPro!Q82),\"\",InfoPro!Q82)","v":""},"",""]
[{"$f":"IF(ISBLANK(InfoPro!A83),\"\",InfoPro!A83)","v":""},{"$f":"IF(ISBLANK(InfoPro!B83),\"\",InfoPro!B83)","v":""},{"$f":"IF(ISBLANK(InfoPro!E83),\"\",InfoPro!E83)","v":""},{"$f":"IF(ISBLANK(InfoPro!F83),\"\",InfoPro!F83)","v":""},{"$f":"IF(ISBLANK(InfoPro!O83),\"\",InfoPro!O83)","v":""},{"$f":"IF(ISBLANK(InfoPro!Q83),\"\",InfoPro!Q83)","v":""},"",""]
[]
[null,null,null,null,null,{"$f":"AVERAGE(F8:F87)","v":{"$error":"#REF!"}}]
[null,null,null,null,null,{"$f":"_xlfn.STDEV.S(F8:F87)","v":{"$error":"#REF!"}}]
[]
[]
[]
[]
[]
[null,null,null,null,null,3734000000]
[null,null,null,null,null,3734000000]
[null,null,null,null,null,5633917333.333333]
[null,null,null,null,null,5633917333.333333]
[null,null,null,null,null,1637200000]
[null,null,null,null,null,1637200000]
[null,null,null,null,null,58886066.666666672]
[null,null,null,null,null,58886066.666666672]
[null,null,null,null,null,48829000000]
[null,null,null,null,null,48829000000]
[null,null,null,null,null,43241330000]
[null,null,null,null,null,43241330000]
[]
[null,null,null,null,"PROM",{"$f":"AVERAGE(F102:F113)","v":17189055566.666668}]
[null,null,null,null,"DESVI",{"$f":"_xlfn.STDEV.S(F102:F113)","v":21446210707.69149}]
[]
[null,null,null,null,null,{"$f":"F116+F115","v":38635266274.358154}]

{"sheet":"BT-Flex","index":9,"n_rows":196,"n_cols":25,"rows_kept":196,"cut":false,"hidden":false,"merged":[]}
[]
[]
[null,"CEE",67453,"COP/MWh"]
[null,"Tasa de descuento",0.11799999999999999,null,null,"Año de Referencia",2023]
[null,null,null,null,null,"Mínimo",{"$f":"MIN(Y9:Y400)","v":0}]
[]
[null,null,null,null,null,null,null,null,0,1,2,3,4,5,6,7,8,9,10,11,12,13,14]
["Codigo","Nombre","capacidad","Tecnologia","Año de entrada","FP","Factor de Flexibilidad","Produccion media/a MWh/a","Flujo Descontado 0","Flujo Descontado 1","Flujo Descontado 2","Flujo Descontado 3","Flujo Descontado 4","Flujo Descontado 5","Flujo Descontado 6","Flujo Descontado 7","Flujo Descontado 8","Flujo Descontado 9","Flujo Descontado 10","Flujo Descontado 11","Flujo Descontado 12","Flujo Descontado 13","Flujo Descontado 14","VPN","Beneficio/kW"]
[{"$f":"IF(ISBLANK(InfoPro!A2),\"\",InfoPro!A2)","v":"SC_7_A2"},{"$f":"IF(ISBLANK(InfoPro!B2),\"\",InfoPro!B2)","v":"PSFV TONCHALÁ 19.9MW"},{"$f":"IF(ISBLANK(InfoPro!E2),\"\",InfoPro!E2)","v":19.899999999999999},{"$f":"IF(ISBLANK(InfoPro!F2),\"\",InfoPro!F2)","v":"Solar FV"},{"$f":"IF(ISBLANK(InfoPro!I2),\"\",YEAR(InfoPro!I2)-$G$4)","v":3},{"$f":"IF(B9=\"\",\"\",VLOOKUP(D9,Tablas!$B$2:$E$13,2,FALSE))","v":0.26},{"$f":"IF(B9=\"\",\"\",VLOOKUP(D9,Tablas!$B$2:$F$13,3,FALSE))","v":0},{"$f":"IF(C9=\"\",\"\",+C9*F9*24*365)","v":45324.24},{"$f":"IF($H9=\"\",\"\",(1/(1+$C$4)^(I$7+$E9))*$H9*$G9*$C$3)","v":0},{"$f":"IF($H9=\"\",\"\",(1/(1+$C$4)^(J$7+$E9))*$H9*$G9*$C$3)","v":0},0,0,0,0,0,0,0,0,0,0,0,0,0,{"$f":"IF(W9=\"\",\"\",SUM(I9:W9))","v":0},{"$f":"IF(C9=0,0,IF(X9=\"\",\"\",X9/(C9*1000)))","v":0}]
[{"$f":"IF(ISBLANK(InfoPro!A3),\"\",InfoPro!A3)","v":"SC_7_A1"},{"$f":"IF(ISBLANK(InfoPro!B3),\"\",InfoPro!B3)","v":"PSFV TONCHALÁ 19.9MW"},{"$f":"IF(ISBLANK(InfoPro!E3),\"\",InfoPro!E3)","v":19.899999999999999},{"$f":"IF(ISBLANK(InfoPro!F3),\"\",InfoPro!F3)","v":"Solar FV"},{"$f":"IF(ISBLANK(InfoPro!I3),\"\",YEAR(InfoPro!I3)-$G$4)","v":3},{"$f":"IF(B10=\"\",\"\",VLOOKUP(D10,Tablas!$B$2:$E$13,2,FALSE))","v":0.26},{"$f":"IF(B10=\"\",\"\",VLOOKUP(D10,Tablas!$B$2:$F$13,3,FALSE))","v":0},{"$f":"IF(C10=\"\",\"\",+C10*F10*24*365)","v":45324.24},0,0,0,0,0,0,0,0,0,0,0,0,0,0,0,{"$f":"IF(W10=\"\",\"\",SUM(I10:W10))","v":0},{"$f":"IF(C10=0,0,IF(X10=\"\",\"\",X10/(C10*1000)))","v":0}]
[{"$f":"IF(ISBLANK(InfoPro!A4),\"\",InfoPro!A4)","v":"SC_38_A2"},{"$f":"IF(ISBLANK(InfoPro!B4),\"\",InfoPro!B4)","v":"SOLENERGY NORTE"},{"$f":"IF(ISBLANK(InfoPro!E4),\"\",InfoPro!E4)","v":40},{"$f":"IF(ISBLANK(InfoPro!F4),\"\",InfoPro!F4)","v":"Solar FV"},{"$f":"IF(ISBLANK(InfoPro!I4),\"\",YEAR(InfoPro!I4)-$G$4)","v":2},{"$f":"IF(B11=\"\",\"\",VLOOKUP(D11,Tablas!$B$2:$E$13,2,FALSE))","v":0.26},{"$f":"IF(B11=\"\",\"\",VLOOKUP(D11,Tablas!$B$2:$F$13,3,FALSE))","v":0},91104.000000000015,0,0,0,0,0,0,0,0,0,0,0,0,0,0,0,0,0]
[{"$f":"IF(ISBLANK(InfoPro!A5),\"\",InfoPro!A5)","v":"SC_38_A1 \n"},{"$f":"IF(ISBLANK(InfoPro!B5),\"\",InfoPro!B5)","v":"SOLENERGY NORTE"},{"$f":"IF(ISBLANK(InfoPro!E5),\"\",InfoPro!E5)","v":40},{"$f":"IF(ISBLANK(InfoPro!F5),\"\",InfoPro!F5)","v":"Solar FV"},{"$f":"IF(ISBLANK(InfoPro!I5),\"\",YEAR(InfoPro!I5)-$G$4)","v":2},{"$f":"IF(B12=\"\",\"\",VLOOKUP(D12,Tablas!$B$2:$E$13,2,FALSE))","v":0.26},{"$f":"IF(B12=\"\",\"\",VLOOKUP(D12,Tablas!$B$2:$F$13,3,FALSE))","v":0},91104.000000000015,0,0,0,0,0,0,0,0,0,0,0,0,0,0,0,0,0]
[{"$f":"IF(ISBLANK(InfoPro!A6),\"\",InfoPro!A6)","v":"SC_485_A2"},{"$f":"IF(ISBLANK(InfoPro!B6),\"\",InfoPro!B6)","v":"Pradera - 40 MW"},{"$f":"IF(ISBLANK(InfoPro!E6),\"\",InfoPro!E6)","v":40},{"$f":"IF(ISBLANK(InfoPro!F6),\"\",InfoPro!F6)","v":"Solar FV"},{"$f":"IF(ISBLANK(InfoPro!I6),\"\",YEAR(InfoPro!I6)-$G$4)","v":2},{"$f":"IF(B13=\"\",\"\",VLOOKUP(D13,Tablas!$B$2:$E$13,2,FALSE))","v":0.26},{"$f":"IF(B13=\"\",\"\",VLOOKUP(D13,Tablas!$B$2:$F$13,3,FALSE))","v":0},91104.000000000015,0,0,0,0,0,0,0,0,0,0,0,0,0,0,0,0,0]
[{"$f":"IF(ISBLANK(InfoPro!A7),\"\",InfoPro!A7)","v":"SC_488_A2"},{"$f":"IF(ISBLANK(InfoPro!B7),\"\",InfoPro!B7)","v":"Frontera - 50 MW"},{"$f":"IF(ISBLANK(InfoPro!E7),\"\",InfoPro!E7)","v":50},{"$f":"IF(ISBLANK(InfoPro!F7),\"\",InfoPro!F7)","v":"Solar FV"},{"$f":"IF(ISBLANK(InfoPro!I7),\"\",YEAR(InfoPro!I7)-$G$4)","v":2},{"$f":"IF(B14=\"\",\"\",VLOOKUP(D14,Tablas!$B$2:$E$13,2,FALSE))","v":0.26},{"$f":"IF(B14=\"\",\"\",VLOOKUP(D14,Tablas!$B$2:$F$13,3,FALSE))","v":0},113880,0,0,0,0,0,0,0,0,0,0,0,0,0,0,0,0,0]
[{"$f":"IF(ISBLANK(InfoPro!A8),\"\",InfoPro!A8)","v":"SC_488_A1 \n"},{"$f":"IF(ISBLANK(InfoPro!B8),\"\",InfoPro!B8)","v":"Frontera - 50 MW"},{"$f":"IF(ISBLANK(InfoPro!E8),\"\",InfoPro!E8)","v":50},{"$f":"IF(ISBLANK(InfoPro!F8),\"\",InfoPro!F8)","v":"Solar FV"},{"$f":"IF(ISBLANK(InfoPro!I8),\"\",YEAR(InfoPro!I8)-$G$4)","v":2},{"$f":"IF(B15=\"\",\"\",VLOOKUP(D15,Tablas!$B$2:$E$13,2,FALSE))","v":0.26},{"$f":"IF(B15=\"\",\"\",VLOOKUP(D15,Tablas!$B$2:$F$13,3,FALSE))","v":0},113880,0,0,0,0,0,0,0,0,0,0,0,0,0,0,0,0,0]
[{"$f":"IF(ISBLANK(InfoPro!A9),\"\",InfoPro!A9)","v":"SC_485_A1"},{"$f":"IF(ISBLANK(InfoPro!B9),\"\",InfoPro!B9)","v":"Pradera - 40 MW"},{"$f":"IF(ISBLANK(InfoPro!E9),\"\",InfoPro!E9)","v":40},{"$f":"IF(ISBLANK(InfoPro!F9),\"\",InfoPro!F9)","v":"Solar FV"},{"$f":"IF(ISBLANK(InfoPro!I9),\"\",YEAR(InfoPro!I9)-$G$4)","v":2},{"$f":"IF(B16=\"\",\"\",VLOOKUP(D16,Tablas!$B$2:$E$13,2,FALSE))","v":0.26},{"$f":"IF(B16=\"\",\"\",VLOOKUP(D16,Tablas!$B$2:$F$13,3,FALSE))","v":0},91104.000000000015,0,0,0,0,0,0,0,0,0,0,0,0,0,0,0,0,0]
[{"$f":"IF(ISBLANK(InfoPro!A10),\"\",InfoPro!A10)","v":"SC_767_A2"},{"$f":"IF(ISBLANK(InfoPro!B10),\"\",InfoPro!B10)","v":"Parque Solar Fotovoltaico Alcaraván"},{"$f":"IF(ISBLANK(InfoPro!E10),\"\",InfoPro!E10)","v":79.599999999999994},{"$f":"IF(ISBLANK(InfoPro!F10),\"\",InfoPro!F10)","v":"Solar FV"},{"$f":"IF(ISBLANK(InfoPro!I10),\"\",YEAR(InfoPro!I10)-$G$4)","v":2},{"$f":"IF(B17=\"\",\"\",VLOOKUP(D17,Tablas!$B$2:$E$13,2,FALSE))","v":0.26},{"$f":"IF(B17=\"\",\"\",VLOOKUP(D17,Tablas!$B$2:$F$13,3,FALSE))","v":0},181296.96,0,0,0,0,0,0,0,0,0,0,0,0,0,0,0,0,0]
[{"$f":"IF(ISBLANK(InfoPro!A11),\"\",InfoPro!A11)","v":"SC_767_A1"},{"$f":"IF(ISBLANK(InfoPro!B11),\"\",InfoPro!B11)","v":"Parque Solar Fotovoltaico Alcaraván"},{"$f":"IF(ISBLANK(InfoPro!E11),\"\",InfoPro!E11)","v":79.599999999999994},{"$f":"IF(ISBLANK(InfoPro!F11),\"\",InfoPro!F11)","v":"Solar FV"},{"$f":"IF(ISBLANK(InfoPro!I11),\"\",YEAR(InfoPro!I11)-$G$4)","v":2},{"$f":"IF(B18=\"\",\"\",VLOOKUP(D18,Tablas!$B$2:$E$13,2,FALSE))","v":0.26},{"$f":"IF(B18=\"\",\"\",VLOOKUP(D18,Tablas!$B$2:$F$13,3,FALSE))","v":0},181296.96,0,0,0,0,0,0,0,0,0,0,0,0,0,0,0,0,0]
[{"$f":"IF(ISBLANK(InfoPro!A12),\"\",InfoPro!A12)","v":"SC_417_A2"},{"$f":"IF(ISBLANK(InfoPro!B12),\"\",InfoPro!B12)","v":"PCH PANACEA II"},{"$f":"IF(ISBLANK(InfoPro!E12),\"\",InfoPro!E12)","v":7},{"$f":"IF(ISBLANK(InfoPro!F12),\"\",InfoPro!F12)","v":"PCH"},{"$f":"IF(ISBLANK(InfoPro!I12),\"\",YEAR(InfoPro!I12)-$G$4)","v":3},{"$f":"IF(B19=\"\",\"\",VLOOKUP(D19,Tablas!$B$2:$E$13,2,FALSE))","v":0.54},{"$f":"IF(B19=\"\",\"\",VLOOKUP(D19,Tablas!$B$2:$F$13,3,FALSE))","v":0.61},33112.800000000003,{"$f":"IF($H19=\"\",\"\",(1/(1+$C$4)^(I$7+$E19))*$H19*$G19*$C$3)","v":974993230.23169005},872086968.00687838,780042010.73960507,697711995.29481673,624071552.14205432,558203535.01078212,499287598.3996262,446589980.67945099,399454365.54512626,357293708.00100732,319582923.07782412,285852346.22345632,255681883.92080176,228695781.6822913,204557944.25965241,7504105823.2150621,1072015.1176021518]
[{"$f":"IF(ISBLANK(InfoPro!A13),\"\",InfoPro!A13)","v":"SC_966_A1"},{"$f":"IF(ISBLANK(InfoPro!B13),\"\",InfoPro!B13)","v":"PROYECTO SOLAR FOTOVOLTAICA MORITAS DE 9,9MW"},{"$f":"IF(ISBLANK(InfoPro!E13),\"\",InfoPro!E13)","v":9.9},{"$f":"IF(ISBLANK(InfoPro!F13),\"\",InfoPro!F13)","v":"Solar FV"},{"$f":"IF(ISBLANK(InfoPro!I13),\"\",YEAR(InfoPro!I13)-$G$4)","v":3},{"$f":"IF(B20=\"\",\"\",VLOOKUP(D20,Tablas!$B$2:$E$13,2,FALSE))","v":0.26},{"$f":"IF(B20=\"\",\"\",VLOOKUP(D20,Tablas!$B$2:$F$13,3,FALSE))","v":0},22548.240000000005,0,0,0,0,0,0,0,0,0,0,0,0,0,0,0,0,0]
[{"$f":"IF(ISBLANK(InfoPro!A14),\"\",InfoPro!A14)","v":"SC_966_A2"},{"$f":"IF(ISBLANK(InfoPro!B14),\"\",InfoPro!B14)","v":"PROYECTO SOLAR FOTOVOLTAICA MORITAS DE 9,9MW"},{"$f":"IF(ISBLANK(InfoPro!E14),\"\",InfoPro!E14)","v":9.9},{"$f":"IF(ISBLANK(InfoPro!F14),\"\",InfoPro!F14)","v":"Solar FV"},{"$f":"IF(ISBLANK(InfoPro!I14),\"\",YEAR(InfoPro!I14)-$G$4)","v":3},{"$f":"IF(B21=\"\",\"\",VLOOKUP(D21,Tablas!$B$2:$E$13,2,FALSE))","v":0.26},{"$f":"IF(B21=\"\",\"\",VLOOKUP(D21,Tablas!$B$2:$F$13,3,FALSE))","v":0},22548.240000000005,0,0,0,0,0,0,0,0,0,0,0,0,0,0,0,0,0]
[{"$f":"IF(ISBLANK(InfoPro!A15),\"\",InfoPro!A15)","v":"SC_1130_A2"},{"$f":"IF(ISBLANK(InfoPro!B15),\"\",InfoPro!B15)","v":"PROYECTO SOLAR FOTOVOLTAICO MORITAS 9,9 MW"},{"$f":"IF(ISBLANK(InfoPro!E15),\"\",InfoPro!E15)","v":9.9},{"$f":"IF(ISBLANK(InfoPro!F15),\"\",InfoPro!F15)","v":"Solar FV"},{"$f":"IF(ISBLANK(InfoPro!I15),\"\",YEAR(InfoPro!I15)-$G$4)","v":3},{"$f":"IF(B22=\"\",\"\",VLOOKUP(D22,Tablas!$B$2:$E$13,2,FALSE))","v":0.26},{"$f":"IF(B22=\"\",\"\",VLOOKUP(D22,Tablas!$B$2:$F$13,3,FALSE))","v":0},22548.240000000005,0,0,0,0,0,0,0,0,0,0,0,0,0,0,0,0,0]
[{"$f":"IF(ISBLANK(InfoPro!A16),\"\",InfoPro!A16)","v":"SC_1130_A1"},{"$f":"IF(ISBLANK(InfoPro!B16),\"\",InfoPro!B16)","v":"PROYECTO SOLAR FOTOVOLTAICO MORITAS 9,9 MW"},{"$f":"IF(ISBLANK(InfoPro!E16),\"\",InfoPro!E16)","v":9.9},{"$f":"IF(ISBLANK(InfoPro!F16),\"\",InfoPro!F16)","v":"Solar FV"},{"$f":"IF(ISBLANK(InfoPro!I16),\"\",YEAR(InfoPro!I16)-$G$4)","v":3},{"$f":"IF(B23=\"\",\"\",VLOOKUP(D23,Tablas!$B$2:$E$13,2,FALSE))","v":0.26},{"$f":"IF(B23=\"\",\"\",VLOOKUP(D23,Tablas!$B$2:$F$13,3,FALSE))","v":0},22548.240000000005,0,0,0,0,0,0,0,0,0,0,0,0,0,0,0,0,0]
[{"$f":"IF(ISBLANK(InfoPro!A17),\"\",InfoPro!A17)","v":"SC_1024_A1"},{"$f":"IF(ISBLANK(InfoPro!B17),\"\",InfoPro!B17)","v":"Autogenerador CELSIA Solar Cenit Ayacucho"},{"$f":"IF(ISBLANK(InfoPro!E17),\"\",InfoPro!E17)","v":0},{"$f":"IF(ISBLANK(InfoPro!F17),\"\",InfoPro!F17)","v":"Solar FV"},{"$f":"IF(ISBLANK(InfoPro!I17),\"\",YEAR(InfoPro!I17)-$G$4)","v":0},{"$f":"IF(B24=\"\",\"\",VLOOKUP(D24,Tablas!$B$2:$E$13,2,FALSE))","v":0.26},{"$f":"IF(B24=\"\",\"\",VLOOKUP(D24,Tablas!$B$2:$F$13,3,FALSE))","v":0},0,0,0,0,0,0,0,0,0,0,0,0,0,0,0,0,0,0]
[{"$f":"IF(ISBLANK(InfoPro!A18),\"\",InfoPro!A18)","v":"SC_1278_A2"},{"$f":"IF(ISBLANK(InfoPro!B18),\"\",InfoPro!B18)","v":"PARQUE SOLAR LAS MARGARITAS de 60MW"},{"$f":"IF(ISBLANK(InfoPro!E18),\"\",InfoPro!E18)","v":60},{"$f":"IF(ISBLANK(InfoPro!F18),\"\",InfoPro!F18)","v":"Solar FV"},{"$f":"IF(ISBLANK(InfoPro!I18),\"\",YEAR(InfoPro!I18)-$G$4)","v":1},{"$f":"IF(B25=\"\",\"\",VLOOKUP(D25,Tablas!$B$2:$E$13,2,FALSE))","v":0.26},{"$f":"IF(B25=\"\",\"\",VLOOKUP(D25,Tablas!$B$2:$F$13,3,FALSE))","v":0},136656,0,0,0,0,0,0,0,0,0,0,0,0,0,0,0,0,0]
[{"$f":"IF(ISBLANK(InfoPro!A19),\"\",InfoPro!A19)","v":"SC_1278_A1"},{"$f":"IF(ISBLANK(InfoPro!B19),\"\",InfoPro!B19)","v":"PARQUE SOLAR LAS MARGARITAS de 60MW"},{"$f":"IF(ISBLANK(InfoPro!E19),\"\",InfoPro!E19)","v":60},{"$f":"IF(ISBLANK(InfoPro!F19),\"\",InfoPro!F19)","v":"Solar FV"},{"$f":"IF(ISBLANK(InfoPro!I19),\"\",YEAR(InfoPro!I19)-$G$4)","v":1},{"$f":"IF(B26=\"\",\"\",VLOOKUP(D26,Tablas!$B$2:$E$13,2,FALSE))","v":0.26},{"$f":"IF(B26=\"\",\"\",VLOOKUP(D26,Tablas!$B$2:$F$13,3,FALSE))","v":0},136656,0,0,0,0,0,0,0,0,0,0,0,0,0,0,0,0,0]
[{"$f":"IF(ISBLANK(InfoPro!A20),\"\",InfoPro!A20)","v":"SC_1245_A2"},{"$f":"IF(ISBLANK(InfoPro!B20),\"\",InfoPro!B20)","v":"PROYECTO FOTONORTE"},{"$f":"IF(ISBLANK(InfoPro!E20),\"\",InfoPro!E20)","v":99.5},{"$f":"IF(ISBLANK(InfoPro!F20),\"\",InfoPro!F20)","v":"Solar FV"},{"$f":"IF(ISBLANK(InfoPro!I20),\"\",YEAR(InfoPro!I20)-$G$4)","v":2},{"$f":"IF(B27=\"\",\"\",VLOOKUP(D27,Tablas!$B$2:$E$13,2,FALSE))","v":0.26},{"$f":"IF(B27=\"\",\"\",VLOOKUP(D27,Tablas!$B$2:$F$13,3,FALSE))","v":0},226621.2,0,0,0,0,0,0,0,0,0,0,0,0,0,0,0,0,0]
[{"$f":"IF(ISBLANK(InfoPro!A21),\"\",InfoPro!A21)","v":"SC_1245_A1"},{"$f":"IF(ISBLANK(InfoPro!B21),\"\",InfoPro!B21)","v":"PROYECTO FOTONORTE"},{"$f":"IF(ISBLANK(InfoPro!E21),\"\",InfoPro!E21)","v":99.5},{"$f":"IF(ISBLANK(InfoPro!F21),\"\",InfoPro!F21)","v":"Solar FV"},{"$f":"IF(ISBLANK(InfoPro!I21),\"\",YEAR(InfoPro!I21)-$G$4)","v":2},{"$f":"IF(B28=\"\",\"\",VLOOKUP(D28,Tablas!$B$2:$E$13,2,FALSE))","v":0.26},{"$f":"IF(B28=\"\",\"\",VLOOKUP(D28,Tablas!$B$2:$F$13,3,FALSE))","v":0},226621.2,0,0,0,0,0,0,0,0,0,0,0,0,0,0,0,0,0]
[{"$f":"IF(ISBLANK(InfoPro!A22),\"\",InfoPro!A22)","v":"SC_1547_A2"},{"$f":"IF(ISBLANK(InfoPro!B22),\"\",InfoPro!B22)","v":"Zulia I"},{"$f":"IF(ISBLANK(InfoPro!E22),\"\",InfoPro!E22)","v":9.9},{"$f":"IF(ISBLANK(InfoPro!F22),\"\",InfoPro!F22)","v":"Solar FV"},{"$f":"IF(ISBLANK(InfoPro!I22),\"\",YEAR(InfoPro!I22)-$G$4)","v":1},{"$f":"IF(B29=\"\",\"\",VLOOKUP(D29,Tablas!$B$2:$E$13,2,FALSE))","v":0.26},{"$f":"IF(B29=\"\",\"\",VLOOKUP(D29,Tablas!$B$2:$F$13,3,FALSE))","v":0},22548.240000000005,{"$f":"IF($H29=\"\",\"\",(1/(1+$C$4)^(I$7+$E29))*$H29*$G29*$C$3)","v":0},0,0,0,0,0,0,0,0,0,0,0,0,0,0,0,0]
[{"$f":"IF(ISBLANK(InfoPro!A23),\"\",InfoPro!A23)","v":"SC_1547_A1"},{"$f":"IF(ISBLANK(InfoPro!B23),\"\",InfoPro!B23)","v":"Zulia I"},{"$f":"IF(ISBLANK(InfoPro!E23),\"\",InfoPro!E23)","v":9.9},{"$f":"IF(ISBLANK(InfoPro!F23),\"\",InfoPro!F23)","v":"Solar FV"},{"$f":"IF(ISBLANK(InfoPro!I23),\"\",YEAR(InfoPro!I23)-$G$4)","v":1},{"$f":"IF(B30=\"\",\"\",VLOOKUP(D30,Tablas!$B$2:$E$13,2,FALSE))","v":0.26},{"$f":"IF(B30=\"\",\"\",VLOOKUP(D30,Tablas!$B$2:$F$13,3,FALSE))","v":0},22548.240000000005,0,0,0,0,0,0,0,0,0,0,0,0,0,0,0,0,0]
[{"$f":"IF(ISBLANK(InfoPro!A24),\"\",InfoPro!A24)","v":"SC_2161_A2"},{"$f":"IF(ISBLANK(InfoPro!B24),\"\",InfoPro!B24)","v":"Aguachica 1, 2, 3"},{"$f":"IF(ISBLANK(InfoPro!E24),\"\",InfoPro!E24)","v":150},{"$f":"IF(ISBLANK(InfoPro!F24),\"\",InfoPro!F24)","v":"Solar FV"},{"$f":"IF(ISBLANK(InfoPro!I24),\"\",YEAR(InfoPro!I24)-$G$4)","v":3},{"$f":"IF(B31=\"\",\"\",VLOOKUP(D31,Tablas!$B$2:$E$13,2,FALSE))","v":0.26},{"$f":"IF(B31=\"\",\"\",VLOOKUP(D31,Tablas!$B$2:$F$13,3,FALSE))","v":0},341640,0,0,0,0,0,0,0,0,0,0,0,0,0,0,0,0,0]
[{"$f":"IF(ISBLANK(InfoPro!A25),\"\",InfoPro!A25)","v":"SC_2161_A1"},{"$f":"IF(ISBLANK(InfoPro!B25),\"\",InfoPro!B25)","v":"Aguachica 1, 2, 3"},{"$f":"IF(ISBLANK(InfoPro!E25),\"\",InfoPro!E25)","v":150},{"$f":"IF(ISBLANK(InfoPro!F25),\"\",InfoPro!F25)","v":"Solar FV"},{"$f":"IF(ISBLANK(InfoPro!I25),\"\",YEAR(InfoPro!I25)-$G$4)","v":3},{"$f":"IF(B32=\"\",\"\",VLOOKUP(D32,Tablas!$B$2:$E$13,2,FALSE))","v":0.26},{"$f":"IF(B32=\"\",\"\",VLOOKUP(D32,Tablas!$B$2:$F$13,3,FALSE))","v":0},341640,0,0,0,0,0,0,0,0,0,0,0,0,0,0,0,0,0]
[{"$f":"IF(ISBLANK(InfoPro!A26),\"\",InfoPro!A26)","v":"SC_2196_A2"},{"$f":"IF(ISBLANK(InfoPro!B26),\"\",InfoPro!B26)","v":"Aguachica 1, 2, 3"},{"$f":"IF(ISBLANK(InfoPro!E26),\"\",InfoPro!E26)","v":30},{"$f":"IF(ISBLANK(InfoPro!F26),\"\",InfoPro!F26)","v":"Solar FV"},{"$f":"IF(ISBLANK(InfoPro!I26),\"\",YEAR(InfoPro!I26)-$G$4)","v":3},{"$f":"IF(B33=\"\",\"\",VLOOKUP(D33,Tablas!$B$2:$E$13,2,FALSE))","v":0.26},{"$f":"IF(B33=\"\",\"\",VLOOKUP(D33,Tablas!$B$2:$F$13,3,FALSE))","v":0},68328,{"$f":"IF($H33=\"\",\"\",(1/(1+$C$4)^(I$7+$E33))*$H33*$G33*$C$3)","v":0},0,0,0,0,0,0,0,0,0,0,0,0,0,0,0,0]
[{"$f":"IF(ISBLANK(InfoPro!A27),\"\",InfoPro!A27)","v":"SC_2196_A1"},{"$f":"IF(ISBLANK(InfoPro!B27),\"\",InfoPro!B27)","v":"Aguachica 1, 2, 3"},{"$f":"IF(ISBLANK(InfoPro!E27),\"\",InfoPro!E27)","v":30},{"$f":"IF(ISBLANK(InfoPro!F27),\"\",InfoPro!F27)","v":"Solar FV"},{"$f":"IF(ISBLANK(InfoPro!I27),\"\",YEAR(InfoPro!I27)-$G$4)","v":3},{"$f":"IF(B34=\"\",\"\",VLOOKUP(D34,Tablas!$B$2:$E$13,2,FALSE))","v":0.26},{"$f":"IF(B34=\"\",\"\",VLOOKUP(D34,Tablas!$B$2:$F$13,3,FALSE))","v":0},68328,0,0,0,0,0,0,0,0,0,0,0,0,0,0,0,0,0]
[{"$f":"IF(ISBLANK(InfoPro!A28),\"\",InfoPro!A28)","v":"SC_1626_A1"},{"$f":"IF(ISBLANK(InfoPro!B28),\"\",InfoPro!B28)","v":"Manzanare"},{"$f":"IF(ISBLANK(InfoPro!E28),\"\",InfoPro!E28)","v":9.99},{"$f":"IF(ISBLANK(InfoPro!F28),\"\",InfoPro!F28)","v":"Solar FV"},{"$f":"IF(ISBLANK(InfoPro!I28),\"\",YEAR(InfoPro!I28)-$G$4)","v":2},{"$f":"IF(B35=\"\",\"\",VLOOKUP(D35,Tablas!$B$2:$E$13,2,FALSE))","v":0.26},{"$f":"IF(B35=\"\",\"\",VLOOKUP(D35,Tablas!$B$2:$F$13,3,FALSE))","v":0},22753.223999999998,0,0,0,0,0,0,0,0,0,0,0,0,0,0,0,0,0]
[{"$f":"IF(ISBLANK(InfoPro!A29),\"\",InfoPro!A29)","v":"SC_1626_A2"},{"$f":"IF(ISBLANK(InfoPro!B29),\"\",InfoPro!B29)","v":"Manzanare"},{"$f":"IF(ISBLANK(InfoPro!E29),\"\",InfoPro!E29)","v":9.99},{"$f":"IF(ISBLANK(InfoPro!F29),\"\",InfoPro!F29)","v":"Solar FV"},{"$f":"IF(ISBLANK(InfoPro!I29),\"\",YEAR(InfoPro!I29)-$G$4)","v":2},{"$f":"IF(B36=\"\",\"\",VLOOKUP(D36,Tablas!$B$2:$E$13,2,FALSE))","v":0.26},{"$f":"IF(B36=\"\",\"\",VLOOKUP(D36,Tablas!$B$2:$F$13,3,FALSE))","v":0},22753.223999999998,0,0,0,0,0,0,0,0,0,0,0,0,0,0,0,0,0]
[{"$f":"IF(ISBLANK(InfoPro!A30),\"\",InfoPro!A30)","v":"SC_1842_A2"},{"$f":"IF(ISBLANK(InfoPro!B30),\"\",InfoPro!B30)","v":"KAIROS SOLAR PARK I - 19,9 MW"},{"$f":"IF(ISBLANK(InfoPro!E30),\"\",InfoPro!E30)","v":19.899999999999999},{"$f":"IF(ISBLANK(InfoPro!F30),\"\",InfoPro!F30)","v":"Solar FV"},{"$f":"IF(ISBLANK(InfoPro!I30),\"\",YEAR(InfoPro!I30)-$G$4)","v":0},{"$f":"IF(B37=\"\",\"\",VLOOKUP(D37,Tablas!$B$2:$E$13,2,FALSE))","v":0.26},{"$f":"IF(B37=\"\",\"\",VLOOKUP(D37,Tablas!$B$2:$F$13,3,FALSE))","v":0},45324.24,0,0,0,0,0,0,0,0,0,0,0,0,0,0,0,0,0]
[{"$f":"IF(ISBLANK(InfoPro!A31),\"\",InfoPro!A31)","v":"SC_1842_A1"},{"$f":"IF(ISBLANK(InfoPro!B31),\"\",InfoPro!B31)","v":"KAIROS SOLAR PARK I - 19,9 MW"},{"$f":"IF(ISBLANK(InfoPro!E31),\"\",InfoPro!E31)","v":19.899999999999999},{"$f":"IF(ISBLANK(InfoPro!F31),\"\",InfoPro!F31)","v":"Solar FV"},{"$f":"IF(ISBLANK(InfoPro!I31),\"\",YEAR(InfoPro!I31)-$G$4)","v":0},{"$f":"IF(B38=\"\",\"\",VLOOKUP(D38,Tablas!$B$2:$E$13,2,FALSE))","v":0.26},{"$f":"IF(B38=\"\",\"\",VLOOKUP(D38,Tablas!$B$2:$F$13,3,FALSE))","v":0},45324.24,0,0,0,0,0,0,0,0,0,0,0,0,0,0,0,0,0]
[{"$f":"IF(ISBLANK(InfoPro!A32),\"\",InfoPro!A32)","v":"SC_2032_A2"},{"$f":"IF(ISBLANK(InfoPro!B32),\"\",InfoPro!B32)","v":"KAIROS SOLAR PARK_19.9MW"},{"$f":"IF(ISBLANK(InfoPro!E32),\"\",InfoPro!E32)","v":19.899999999999999},{"$f":"IF(ISBLANK(InfoPro!F32),\"\",InfoPro!F32)","v":"Solar FV"},{"$f":"IF(ISBLANK(InfoPro!I32),\"\",YEAR(InfoPro!I32)-$G$4)","v":0},{"$f":"IF(B39=\"\",\"\",VLOOKUP(D39,Tablas!$B$2:$E$13,2,FALSE))","v":0.26},{"$f":"IF(B39=\"\",\"\",VLOOKUP(D39,Tablas!$B$2:$F$13,3,FALSE))","v":0},45324.24,{"$f":"IF($H39=\"\",\"\",(1/(1+$C$4)^(I$7+$E39))*$H39*$G39*$C$3)","v":0},0,0,0,0,0,0,0,0,0,0,0,0,0,0,0,0]
[{"$f":"IF(ISBLANK(InfoPro!A33),\"\",InfoPro!A33)","v":"SC_2032_A1"},{"$f":"IF(ISBLANK(InfoPro!B33),\"\",InfoPro!B33)","v":"KAIROS SOLAR PARK_19.9MW"},{"$f":"IF(ISBLANK(InfoPro!E33),\"\",InfoPro!E33)","v":19.899999999999999},{"$f":"IF(ISBLANK(InfoPro!F33),\"\",InfoPro!F33)","v":"Solar FV"},{"$f":"IF(ISBLANK(InfoPro!I33),\"\",YEAR(InfoPro!I33)-$G$4)","v":0},{"$f":"IF(B40=\"\",\"\",VLOOKUP(D40,Tablas!$B$2:$E$13,2,FALSE))","v":0.26},{"$f":"IF(B40=\"\",\"\",VLOOKUP(D40,Tablas!$B$2:$F$13,3,FALSE))","v":0},45324.24,0,0,0,0,0,0,0,0,0,0,0,0,0,0,0,0,0]
[{"$f":"IF(ISBLANK(InfoPro!A34),\"\",InfoPro!A34)","v":"SC_1943_A2"},{"$f":"IF(ISBLANK(InfoPro!B34),\"\",InfoPro!B34)","v":"KAIROS SOLAR PARK V 19.9MW"},{"$f":"IF(ISBLANK(InfoPro!E34),\"\",InfoPro!E34)","v":19.899999999999999},{"$f":"IF(ISBLANK(InfoPro!F34),\"\",InfoPro!F34)","v":"Solar FV"},{"$f":"IF(ISBLANK(InfoPro!I34),\"\",YEAR(InfoPro!I34)-$G$4)","v":0},{"$f":"IF(B41=\"\",\"\",VLOOKUP(D41,Tablas!$B$2:$E$13,2,FALSE))","v":0.26},{"$f":"IF(B41=\"\",\"\",VLOOKUP(D41,Tablas!$B$2:$F$13,3,FALSE))","v":0},{"$f":"IF(C41=\"\",\"\",+C41*F41*24*365)","v":45324.24},0,0,0,0,0,0,0,0,0,0,0,0,0,0,0,0,0]
[{"$f":"IF(ISBLANK(InfoPro!A35),\"\",InfoPro!A35)","v":"SC_1943_A1"},{"$f":"IF(ISBLANK(InfoPro!B35),\"\",InfoPro!B35)","v":"KAIROS SOLAR PARK V 19.9MW"},{"$f":"IF(ISBLANK(InfoPro!E35),\"\",InfoPro!E35)","v":19.899999999999999},{"$f":"IF(ISBLANK(InfoPro!F35),\"\",InfoPro!F35)","v":"Solar FV"},{"$f":"IF(ISBLANK(InfoPro!I35),\"\",YEAR(InfoPro!I35)-$G$4)","v":0},{"$f":"IF(B42=\"\",\"\",VLOOKUP(D42,Tablas!$B$2:$E$13,2,FALSE))","v":0.26},{"$f":"IF(B42=\"\",\"\",VLOOKUP(D42,Tablas!$B$2:$F$13,3,FALSE))","v":0},45324.24,0,0,0,0,0,0,0,0,0,0,0,0,0,0,0,0,0]
[{"$f":"IF(ISBLANK(InfoPro!A36),\"\",InfoPro!A36)","v":"SC_2033_A2"},{"$f":"IF(ISBLANK(InfoPro!B36),\"\",InfoPro!B36)","v":"KAIROS SOLAR PARK IV19.9"},{"$f":"IF(ISBLANK(InfoPro!E36),\"\",InfoPro!E36)","v":19.899999999999999},{"$f":"IF(ISBLANK(InfoPro!F36),\"\",InfoPro!F36)","v":"Solar FV"},{"$f":"IF(ISBLANK(InfoPro!I36),\"\",YEAR(InfoPro!I36)-$G$4)","v":0},{"$f":"IF(B43=\"\",\"\",VLOOKUP(D43,Tablas!$B$2:$E$13,2,FALSE))","v":0.26},{"$f":"IF(B43=\"\",\"\",VLOOKUP(D43,Tablas!$B$2:$F$13,3,FALSE))","v":0},45324.24,0,0,0,0,0,0,0,0,0,0,0,0,0,0,0,0,0]
[{"$f":"IF(ISBLANK(InfoPro!A37),\"\",InfoPro!A37)","v":"SC_2033_A1"},{"$f":"IF(ISBLANK(InfoPro!B37),\"\",InfoPro!B37)","v":"KAIROS SOLAR PARK IV19.9"},{"$f":"IF(ISBLANK(InfoPro!E37),\"\",InfoPro!E37)","v":19.899999999999999},{"$f":"IF(ISBLANK(InfoPro!F37),\"\",InfoPro!F37)","v":"Solar FV"},{"$f":"IF(ISBLANK(InfoPro!I37),\"\",YEAR(InfoPro!I37)-$G$4)","v":0},{"$f":"IF(B44=\"\",\"\",VLOOKUP(D44,Tablas!$B$2:$E$13,2,FALSE))","v":0.26},{"$f":"IF(B44=\"\",\"\",VLOOKUP(D44,Tablas!$B$2:$F$13,3,FALSE))","v":0},45324.24,0,0,0,0,0,0,0,0,0,0,0,0,0,0,0,0,0]
[{"$f":"IF(ISBLANK(InfoPro!A38),\"\",InfoPro!A38)","v":"SC_2257_A2"},{"$f":"IF(ISBLANK(InfoPro!B38),\"\",InfoPro!B38)","v":"Proyecto de generación Eólico Norte"},{"$f":"IF(ISBLANK(InfoPro!E38),\"\",InfoPro!E38)","v":200},{"$f":"IF(ISBLANK(InfoPro!F38),\"\",InfoPro!F38)","v":"Eólico Onshore"},{"$f":"IF(ISBLANK(InfoPro!I38),\"\",YEAR(InfoPro!I38)-$G$4)","v":3},{"$f":"IF(B45=\"\",\"\",VLOOKUP(D45,Tablas!$B$2:$E$13,2,FALSE))","v":0.56999999999999995},{"$f":"IF(B45=\"\",\"\",VLOOKUP(D45,Tablas!$B$2:$F$13,3,FALSE))","v":0},998639.99999999988,0,0,0,0,0,0,0,0,0,0,0,0,0,0,0,0,0]
[{"$f":"IF(ISBLANK(InfoPro!A39),\"\",InfoPro!A39)","v":"SC_2257_A1"},{"$f":"IF(ISBLANK(InfoPro!B39),\"\",InfoPro!B39)","v":"Proyecto de generación Eólico Norte"},{"$f":"IF(ISBLANK(InfoPro!E39),\"\",InfoPro!E39)","v":200},{"$f":"IF(ISBLANK(InfoPro!F39),\"\",InfoPro!F39)","v":"Eólico Onshore"},{"$f":"IF(ISBLANK(InfoPro!I39),\"\",YEAR(InfoPro!I39)-$G$4)","v":3},{"$f":"IF(B46=\"\",\"\",VLOOKUP(D46,Tablas!$B$2:$E$13,2,FALSE))","v":0.56999999999999995},{"$f":"IF(B46=\"\",\"\",VLOOKUP(D46,Tablas!$B$2:$F$13,3,FALSE))","v":0},998639.99999999988,0,0,0,0,0,0,0,0,0,0,0,0,0,0,0,0,0]
[{"$f":"IF(ISBLANK(InfoPro!A40),\"\",InfoPro!A40)","v":"SC_2074_A2"},{"$f":"IF(ISBLANK(InfoPro!B40),\"\",InfoPro!B40)","v":"CULEBRA I"},{"$f":"IF(ISBLANK(InfoPro!E40),\"\",InfoPro!E40)","v":5},{"$f":"IF(ISBLANK(InfoPro!F40),\"\",InfoPro!F40)","v":"Solar FV"},{"$f":"IF(ISBLANK(InfoPro!I40),\"\",YEAR(InfoPro!I40)-$G$4)","v":1},{"$f":"IF(B47=\"\",\"\",VLOOKUP(D47,Tablas!$B$2:$E$13,2,FALSE))","v":0.26},{"$f":"IF(B47=\"\",\"\",VLOOKUP(D47,Tablas!$B$2:$F$13,3,FALSE))","v":0},11388.000000000002,0,0,0,0,0,0,0,0,0,0,0,0,0,0,0,0,0]
[{"$f":"IF(ISBLANK(InfoPro!A41),\"\",InfoPro!A41)","v":"SC_2074_A1"},{"$f":"IF(ISBLANK(InfoPro!B41),\"\",InfoPro!B41)","v":"CULEBRA I"},{"$f":"IF(ISBLANK(InfoPro!E41),\"\",InfoPro!E41)","v":5},{"$f":"IF(ISBLANK(InfoPro!F41),\"\",InfoPro!F41)","v":"Solar FV"},{"$f":"IF(ISBLANK(InfoPro!I41),\"\",YEAR(InfoPro!I41)-$G$4)","v":1},{"$f":"IF(B48=\"\",\"\",VLOOKUP(D48,Tablas!$B$2:$E$13,2,FALSE))","v":0.26},{"$f":"IF(B48=\"\",\"\",VLOOKUP(D48,Tablas!$B$2:$F$13,3,FALSE))","v":0},11388.000000000002,0,0,0,0,0,0,0,0,0,0,0,0,0,0,0,0,0]
[{"$f":"IF(ISBLANK(InfoPro!A42),\"\",InfoPro!A42)","v":"SC_2085_A2"},{"$f":"IF(ISBLANK(InfoPro!B42),\"\",InfoPro!B42)","v":"Insula I"},{"$f":"IF(ISBLANK(InfoPro!E42),\"\",InfoPro!E42)","v":19.899999999999999},{"$f":"IF(ISBLANK(InfoPro!F42),\"\",InfoPro!F42)","v":"Solar FV"},{"$f":"IF(ISBLANK(InfoPro!I42),\"\",YEAR(InfoPro!I42)-$G$4)","v":2},{"$f":"IF(B49=\"\",\"\",VLOOKUP(D49,Tablas!$B$2:$E$13,2,FALSE))","v":0.26},{"$f":"IF(B49=\"\",\"\",VLOOKUP(D49,Tablas!$B$2:$F$13,3,FALSE))","v":0},45324.24,{"$f":"IF($H49=\"\",\"\",(1/(1+$C$4)^(I$7+$E49))*$H49*$G49*$C$3)","v":0},0,0,0,0,0,0,0,0,0,0,0,0,0,0,0,0]
[{"$f":"IF(ISBLANK(InfoPro!A43),\"\",InfoPro!A43)","v":"SC_2085_A1"},{"$f":"IF(ISBLANK(InfoPro!B43),\"\",InfoPro!B43)","v":"Insula I"},{"$f":"IF(ISBLANK(InfoPro!E43),\"\",InfoPro!E43)","v":19.899999999999999},{"$f":"IF(ISBLANK(InfoPro!F43),\"\",InfoPro!F43)","v":"Solar FV"},{"$f":"IF(ISBLANK(InfoPro!I43),\"\",YEAR(InfoPro!I43)-$G$4)","v":2},{"$f":"IF(B50=\"\",\"\",VLOOKUP(D50,Tablas!$B$2:$E$13,2,FALSE))","v":0.26},{"$f":"IF(B50=\"\",\"\",VLOOKUP(D50,Tablas!$B$2:$F$13,3,FALSE))","v":0},45324.24,0,0,0,0,0,0,0,0,0,0,0,0,0,0,0,0,0]
[{"$f":"IF(ISBLANK(InfoPro!A44),\"\",InfoPro!A44)","v":"SC_1983_A2"},{"$f":"IF(ISBLANK(InfoPro!B44),\"\",InfoPro!B44)","v":"EL TOCHE II"},{"$f":"IF(ISBLANK(InfoPro!E44),\"\",InfoPro!E44)","v":99.9},{"$f":"IF(ISBLANK(InfoPro!F44),\"\",InfoPro!F44)","v":"Solar FV"},{"$f":"IF(ISBLANK(InfoPro!I44),\"\",YEAR(InfoPro!I44)-$G$4)","v":3},{"$f":"IF(B51=\"\",\"\",VLOOKUP(D51,Tablas!$B$2:$E$13,2,FALSE))","v":0.26},{"$f":"IF(B51=\"\",\"\",VLOOKUP(D51,Tablas!$B$2:$F$13,3,FALSE))","v":0},227532.24000000002,0,0,0,0,0,0,0,0,0,0,0,0,0,0,0,0,0]
[{"$f":"IF(ISBLANK(InfoPro!A45),\"\",InfoPro!A45)","v":"SC_1983_A1"},{"$f":"IF(ISBLANK(InfoPro!B45),\"\",InfoPro!B45)","v":"EL TOCHE II"},{"$f":"IF(ISBLANK(InfoPro!E45),\"\",InfoPro!E45)","v":99.9},{"$f":"IF(ISBLANK(InfoPro!F45),\"\",InfoPro!F45)","v":"Solar FV"},{"$f":"IF(ISBLANK(InfoPro!I45),\"\",YEAR(InfoPro!I45)-$G$4)","v":3},{"$f":"IF(B52=\"\",\"\",VLOOKUP(D52,Tablas!$B$2:$E$13,2,FALSE))","v":0.26},{"$f":"IF(B52=\"\",\"\",VLOOKUP(D52,Tablas!$B$2:$F$13,3,FALSE))","v":0},227532.24000000002,0,0,0,0,0,0,0,0,0,0,0,0,0,0,0,0,0]
[{"$f":"IF(ISBLANK(InfoPro!A46),\"\",InfoPro!A46)","v":"SC_2079_A2"},{"$f":"IF(ISBLANK(InfoPro!B46),\"\",InfoPro!B46)","v":"PGF Tibú II"},{"$f":"IF(ISBLANK(InfoPro!E46),\"\",InfoPro!E46)","v":99.9},{"$f":"IF(ISBLANK(InfoPro!F46),\"\",InfoPro!F46)","v":"Solar FV"},{"$f":"IF(ISBLANK(InfoPro!I46),\"\",YEAR(InfoPro!I46)-$G$4)","v":3},{"$f":"IF(B53=\"\",\"\",VLOOKUP(D53,Tablas!$B$2:$E$13,2,FALSE))","v":0.26},{"$f":"IF(B53=\"\",\"\",VLOOKUP(D53,Tablas!$B$2:$F$13,3,FALSE))","v":0},227532.24000000002,0,0,0,0,0,0,0,0,0,0,0,0,0,0,0,0,0]
[{"$f":"IF(ISBLANK(InfoPro!A47),\"\",InfoPro!A47)","v":"SC_2079_A1"},{"$f":"IF(ISBLANK(InfoPro!B47),\"\",InfoPro!B47)","v":"PGF Tibú II"},{"$f":"IF(ISBLANK(InfoPro!E47),\"\",InfoPro!E47)","v":99.9},{"$f":"IF(ISBLANK(InfoPro!F47),\"\",InfoPro!F47)","v":"Solar FV"},{"$f":"IF(ISBLANK(InfoPro!I47),\"\",YEAR(InfoPro!I47)-$G$4)","v":3},{"$f":"IF(B54=\"\",\"\",VLOOKUP(D54,Tablas!$B$2:$E$13,2,FALSE))","v":0.26},{"$f":"IF(B54=\"\",\"\",VLOOKUP(D54,Tablas!$B$2:$F$13,3,FALSE))","v":0},227532.24000000002,0,0,0,0,0,0,0,0,0,0,0,0,0,0,0,0,0]
[{"$f":"IF(ISBLANK(InfoPro!A48),\"\",InfoPro!A48)","v":"SC_2013_A2"},{"$f":"IF(ISBLANK(InfoPro!B48),\"\",InfoPro!B48)","v":"PGF TIBÚ I"},{"$f":"IF(ISBLANK(InfoPro!E48),\"\",InfoPro!E48)","v":99.9},{"$f":"IF(ISBLANK(InfoPro!F48),\"\",InfoPro!F48)","v":"Solar FV"},{"$f":"IF(ISBLANK(InfoPro!I48),\"\",YEAR(InfoPro!I48)-$G$4)","v":3},{"$f":"IF(B55=\"\",\"\",VLOOKUP(D55,Tablas!$B$2:$E$13,2,FALSE))","v":0.26},{"$f":"IF(B55=\"\",\"\",VLOOKUP(D55,Tablas!$B$2:$F$13,3,FALSE))","v":0},227532.24000000002,0,0,0,0,0,0,0,0,0,0,0,0,0,0,0,0,0]
[{"$f":"IF(ISBLANK(InfoPro!A49),\"\",InfoPro!A49)","v":"SC_2013_A1"},{"$f":"IF(ISBLANK(InfoPro!B49),\"\",InfoPro!B49)","v":"PGF TIBÚ I"},{"$f":"IF(ISBLANK(InfoPro!E49),\"\",InfoPro!E49)","v":99.9},{"$f":"IF(ISBLANK(InfoPro!F49),\"\",InfoPro!F49)","v":"Solar FV"},{"$f":"IF(ISBLANK(InfoPro!I49),\"\",YEAR(InfoPro!I49)-$G$4)","v":3},{"$f":"IF(B56=\"\",\"\",VLOOKUP(D56,Tablas!$B$2:$E$13,2,FALSE))","v":0.26},{"$f":"IF(B56=\"\",\"\",VLOOKUP(D56,Tablas!$B$2:$F$13,3,FALSE))","v":0},227532.24000000002,0,0,0,0,0,0,0,0,0,0,0,0,0,0,0,0,0]
[{"$f":"IF(ISBLANK(InfoPro!A50),\"\",InfoPro!A50)","v":"SC_1994_A2"},{"$f":"IF(ISBLANK(InfoPro!B50),\"\",InfoPro!B50)","v":"Parque Solar Ábrego de 9,9 MW"},{"$f":"IF(ISBLANK(InfoPro!E50),\"\",InfoPro!E50)","v":9.9},{"$f":"IF(ISBLANK(InfoPro!F50),\"\",InfoPro!F50)","v":"Solar FV"},{"$f":"IF(ISBLANK(InfoPro!I50),\"\",YEAR(InfoPro!I50)-$G$4)","v":4},{"$f":"IF(B57=\"\",\"\",VLOOKUP(D57,Tablas!$B$2:$E$13,2,FALSE))","v":0.26},{"$f":"IF(B57=\"\",\"\",VLOOKUP(D57,Tablas!$B$2:$F$13,3,FALSE))","v":0},22548.240000000005,0,0,0,0,0,0,0,0,0,0,0,0,0,0,0,0,0]
[{"$f":"IF(ISBLANK(InfoPro!A51),\"\",InfoPro!A51)","v":"SC_1994_A1"},{"$f":"IF(ISBLANK(InfoPro!B51),\"\",InfoPro!B51)","v":"Parque Solar Ábrego de 9,9 MW"},{"$f":"IF(ISBLANK(InfoPro!E51),\"\",InfoPro!E51)","v":9.9},{"$f":"IF(ISBLANK(InfoPro!F51),\"\",InfoPro!F51)","v":"Solar FV"},{"$f":"IF(ISBLANK(InfoPro!I51),\"\",YEAR(InfoPro!I51)-$G$4)","v":4},{"$f":"IF(B58=\"\",\"\",VLOOKUP(D58,Tablas!$B$2:$E$13,2,FALSE))","v":0.26},{"$f":"IF(B58=\"\",\"\",VLOOKUP(D58,Tablas!$B$2:$F$13,3,FALSE))","v":0},22548.240000000005,0,0,0,0,0,0,0,0,0,0,0,0,0,0,0,0,0]
[{"$f":"IF(ISBLANK(InfoPro!A52),\"\",InfoPro!A52)","v":"SC_2157_A2"},{"$f":"IF(ISBLANK(InfoPro!B52),\"\",InfoPro!B52)","v":"PGF El Toche I 99,9 MW"},{"$f":"IF(ISBLANK(InfoPro!E52),\"\",InfoPro!E52)","v":99.9},{"$f":"IF(ISBLANK(InfoPro!F52),\"\",InfoPro!F52)","v":"Solar FV"},{"$f":"IF(ISBLANK(InfoPro!I52),\"\",YEAR(InfoPro!I52)-$G$4)","v":3},{"$f":"IF(B59=\"\",\"\",VLOOKUP(D59,Tablas!$B$2:$E$13,2,FALSE))","v":0.26},{"$f":"IF(B59=\"\",\"\",VLOOKUP(D59,Tablas!$B$2:$F$13,3,FALSE))","v":0},227532.24000000002,{"$f":"IF($H59=\"\",\"\",(1/(1+$C$4)^(I$7+$E59))*$H59*$G59*$C$3)","v":0},0,0,0,0,0,0,0,0,0,0,0,0,0,0,0,0]
[{"$f":"IF(ISBLANK(InfoPro!A53),\"\",InfoPro!A53)","v":"SC_2157_A1"},{"$f":"IF(ISBLANK(InfoPro!B53),\"\",InfoPro!B53)","v":"PGF El Toche I 99,9 MW"},{"$f":"IF(ISBLANK(InfoPro!E53),\"\",InfoPro!E53)","v":99.9},{"$f":"IF(ISBLANK(InfoPro!F53),\"\",InfoPro!F53)","v":"Solar FV"},{"$f":"IF(ISBLANK(InfoPro!I53),\"\",YEAR(InfoPro!I53)-$G$4)","v":3},{"$f":"IF(B60=\"\",\"\",VLOOKUP(D60,Tablas!$B$2:$E$13,2,FALSE))","v":0.26},{"$f":"IF(B60=\"\",\"\",VLOOKUP(D60,Tablas!$B$2:$F$13,3,FALSE))","v":0},227532.24000000002,0,0,0,0,0,0,0,0,0,0,0,0,0,0,0,0,0]
[{"$f":"IF(ISBLANK(InfoPro!A54),\"\",InfoPro!A54)","v":"SC_2291_A2"},{"$f":"IF(ISBLANK(InfoPro!B54),\"\",InfoPro!B54)","v":"Termotasajero Solar Tres"},{"$f":"IF(ISBLANK(InfoPro!E54),\"\",InfoPro!E54)","v":3},{"$f":"IF(ISBLANK(InfoPro!F54),\"\",InfoPro!F54)","v":"Solar FV"},{"$f":"IF(ISBLANK(InfoPro!I54),\"\",YEAR(InfoPro!I54)-$G$4)","v":1},{"$f":"IF(B61=\"\",\"\",VLOOKUP(D61,Tablas!$B$2:$E$13,2,FALSE))","v":0.26},{"$f":"IF(B61=\"\",\"\",VLOOKUP(D61,Tablas!$B$2:$F$13,3,FALSE))","v":0},6832.7999999999993,0,0,0,0,0,0,0,0,0,0,0,0,0,0,0,0,0]
[{"$f":"IF(ISBLANK(InfoPro!A55),\"\",InfoPro!A55)","v":"SC_2291_A1"},{"$f":"IF(ISBLANK(InfoPro!B55),\"\",InfoPro!B55)","v":"Termotasajero Solar Tres"},{"$f":"IF(ISBLANK(InfoPro!E55),\"\",InfoPro!E55)","v":3},{"$f":"IF(ISBLANK(InfoPro!F55),\"\",InfoPro!F55)","v":"Solar FV"},{"$f":"IF(ISBLANK(InfoPro!I55),\"\",YEAR(InfoPro!I55)-$G$4)","v":1},{"$f":"IF(B62=\"\",\"\",VLOOKUP(D62,Tablas!$B$2:$E$13,2,FALSE))","v":0.26},{"$f":"IF(B62=\"\",\"\",VLOOKUP(D62,Tablas!$B$2:$F$13,3,FALSE))","v":0},6832.7999999999993,0,0,0,0,0,0,0,0,0,0,0,0,0,0,0,0,0]
[{"$f":"IF(ISBLANK(InfoPro!A56),\"\",InfoPro!A56)","v":"SC_2279_A2"},{"$f":"IF(ISBLANK(InfoPro!B56),\"\",InfoPro!B56)","v":"PROYECTO SOLAR FOTOVOLTAICO COCOTAS DE 9,9 MW"},{"$f":"IF(ISBLANK(InfoPro!E56),\"\",InfoPro!E56)","v":9.9},{"$f":"IF(ISBLANK(InfoPro!F56),\"\",InfoPro!F56)","v":"Solar FV"},{"$f":"IF(ISBLANK(InfoPro!I56),\"\",YEAR(InfoPro!I56)-$G$4)","v":3},{"$f":"IF(B63=\"\",\"\",VLOOKUP(D63,Tablas!$B$2:$E$13,2,FALSE))","v":0.26},{"$f":"IF(B63=\"\",\"\",VLOOKUP(D63,Tablas!$B$2:$F$13,3,FALSE))","v":0},22548.240000000005,0,0,0,0,0,0,0,0,0,0,0,0,0,0,0,0,0]
[{"$f":"IF(ISBLANK(InfoPro!A57),\"\",InfoPro!A57)","v":"SC_2279_A1"},{"$f":"IF(ISBLANK(InfoPro!B57),\"\",InfoPro!B57)","v":"PROYECTO SOLAR FOTOVOLTAICO COCOTAS DE 9,9 MW"},{"$f":"IF(ISBLANK(InfoPro!E57),\"\",InfoPro!E57)","v":9.9},{"$f":"IF(ISBLANK(InfoPro!F57),\"\",InfoPro!F57)","v":"Solar FV"},{"$f":"IF(ISBLANK(InfoPro!I57),\"\",YEAR(InfoPro!I57)-$G$4)","v":3},{"$f":"IF(B64=\"\",\"\",VLOOKUP(D64,Tablas!$B$2:$E$13,2,FALSE))","v":0.26},{"$f":"IF(B64=\"\",\"\",VLOOKUP(D64,Tablas!$B$2:$F$13,3,FALSE))","v":0},22548.240000000005,0,0,0,0,0,0,0,0,0,0,0,0,0,0,0,0,0]
[{"$f":"IF(ISBLANK(InfoPro!A58),\"\",InfoPro!A58)","v":"SC_2319_A2"},{"$f":"IF(ISBLANK(InfoPro!B58),\"\",InfoPro!B58)","v":"SOLAR FOTOVOLTAICO MORRISON DE 278,6 MW"},{"$f":"IF(ISBLANK(InfoPro!E58),\"\",InfoPro!E58)","v":278.60000000000002},{"$f":"IF(ISBLANK(InfoPro!F58),\"\",InfoPro!F58)","v":"Solar FV"},{"$f":"IF(ISBLANK(InfoPro!I58),\"\",YEAR(InfoPro!I58)-$G$4)","v":3},{"$f":"IF(B65=\"\",\"\",VLOOKUP(D65,Tablas!$B$2:$E$13,2,FALSE))","v":0.26},{"$f":"IF(B65=\"\",\"\",VLOOKUP(D65,Tablas!$B$2:$F$13,3,FALSE))","v":0},634539.3600000001,0,0,0,0,0,0,0,0,0,0,0,0,0,0,0,0,0]
[{"$f":"IF(ISBLANK(InfoPro!A59),\"\",InfoPro!A59)","v":"SC_2319_A1"},{"$f":"IF(ISBLANK(InfoPro!B59),\"\",InfoPro!B59)","v":"SOLAR FOTOVOLTAICO MORRISON DE 278,6 MW"},{"$f":"IF(ISBLANK(InfoPro!E59),\"\",InfoPro!E59)","v":278.60000000000002},{"$f":"IF(ISBLANK(InfoPro!F59),\"\",InfoPro!F59)","v":"Solar FV"},{"$f":"IF(ISBLANK(InfoPro!I59),\"\",YEAR(InfoPro!I59)-$G$4)","v":3},{"$f":"IF(B66=\"\",\"\",VLOOKUP(D66,Tablas!$B$2:$E$13,2,FALSE))","v":0.26},{"$f":"IF(B66=\"\",\"\",VLOOKUP(D66,Tablas!$B$2:$F$13,3,FALSE))","v":0},634539.3600000001,0,0,0,0,0,0,0,0,0,0,0,0,0,0,0,0,0]
[{"$f":"IF(ISBLANK(InfoPro!A60),\"\",InfoPro!A60)","v":"SC_1891_A1"},{"$f":"IF(ISBLANK(InfoPro!B60),\"\",InfoPro!B60)","v":"KAIROS SOLAR PARK II - 19,9 MW"},{"$f":"IF(ISBLANK(InfoPro!E60),\"\",InfoPro!E60)","v":19.899999999999999},{"$f":"IF(ISBLANK(InfoPro!F60),\"\",InfoPro!F60)","v":"Solar FV"},{"$f":"IF(ISBLANK(InfoPro!I60),\"\",YEAR(InfoPro!I60)-$G$4)","v":0},{"$f":"IF(B67=\"\",\"\",VLOOKUP(D67,Tablas!$B$2:$E$13,2,FALSE))","v":0.26},{"$f":"IF(B67=\"\",\"\",VLOOKUP(D67,Tablas!$B$2:$F$13,3,FALSE))","v":0},{"$f":"IF(C67=\"\",\"\",+C67*F67*24*365)","v":45324.24},0,0,0,0,0,0,0,0,0,0,0,0,0,0,0,{"$f":"IF(W67=\"\",\"\",SUM(I67:W67))","v":0},{"$f":"IF(C67=0,0,IF(X67=\"\",\"\",X67/(C67*1000)))","v":0}]
[{"$f":"IF(ISBLANK(InfoPro!A61),\"\",InfoPro!A61)","v":"SC_1891_A2"},{"$f":"IF(ISBLANK(InfoPro!B61),\"\",InfoPro!B61)","v":"KAIROS SOLAR PARK II - 19,9 MW"},{"$f":"IF(ISBLANK(InfoPro!E61),\"\",InfoPro!E61)","v":19.899999999999999},{"$f":"IF(ISBLANK(InfoPro!F61),\"\",InfoPro!F61)","v":"Solar FV"},{"$f":"IF(ISBLANK(InfoPro!I61),\"\",YEAR(InfoPro!I61)-$G$4)","v":0},{"$f":"IF(B68=\"\",\"\",VLOOKUP(D68,Tablas!$B$2:$E$13,2,FALSE))","v":0.26},{"$f":"IF(B68=\"\",\"\",VLOOKUP(D68,Tablas!$B$2:$F$13,3,FALSE))","v":0},45324.24,0,0,0,0,0,0,0,0,0,0,0,0,0,0,0,0,0]
[{"$f":"IF(ISBLANK(InfoPro!A60),\"\",InfoPro!A60)","v":"SC_1891_A1"},{"$f":"IF(ISBLANK(InfoPro!B60),\"\",InfoPro!B60)","v":"KAIROS SOLAR PARK II - 19,9 MW"},{"$f":"IF(ISBLANK(InfoPro!E60),\"\",InfoPro!E60)","v":19.899999999999999},{"$f":"IF(ISBLANK(InfoPro!F60),\"\",InfoPro!F60)","v":"Solar FV"},{"$f":"IF(ISBLANK(InfoPro!I60),\"\",YEAR(InfoPro!I60)-$G$4)","v":0},{"$f":"IF(B69=\"\",\"\",VLOOKUP(D69,Tablas!$B$2:$E$13,2,FALSE))","v":0.26},{"$f":"IF(B69=\"\",\"\",VLOOKUP(D69,Tablas!$B$2:$F$13,3,FALSE))","v":0},45324.24,{"$f":"IF($H69=\"\",\"\",(1/(1+$C$4)^(I$7+$E69))*$H69*$G69*$C$3)","v":0},0,0,0,0,0,0,0,0,0,0,0,0,0,0,0,0]
[{"$f":"IF(ISBLANK(InfoPro!A61),\"\",InfoPro!A61)","v":"SC_1891_A2"},{"$f":"IF(ISBLANK(InfoPro!B61),\"\",InfoPro!B61)","v":"KAIROS SOLAR PARK II - 19,9 MW"},{"$f":"IF(ISBLANK(InfoPro!E61),\"\",InfoPro!E61)","v":19.899999999999999},{"$f":"IF(ISBLANK(InfoPro!F61),\"\",InfoPro!F61)","v":"Solar FV"},{"$f":"IF(ISBLANK(InfoPro!I61),\"\",YEAR(InfoPro!I61)-$G$4)","v":0},{"$f":"IF(B70=\"\",\"\",VLOOKUP(D70,Tablas!$B$2:$E$13,2,FALSE))","v":0.26},{"$f":"IF(B70=\"\",\"\",VLOOKUP(D70,Tablas!$B$2:$F$13,3,FALSE))","v":0},45324.24,0,0,0,0,0,0,0,0,0,0,0,0,0,0,0,0,0]
[{"$f":"IF(ISBLANK(InfoPro!A62),\"\",InfoPro!A62)","v":"SC_2239_A1"},{"$f":"IF(ISBLANK(InfoPro!B62),\"\",InfoPro!B62)","v":"PCH PANACEA III - 9,9 MW"},{"$f":"IF(ISBLANK(InfoPro!E62),\"\",InfoPro!E62)","v":9.9},{"$f":"IF(ISBLANK(InfoPro!F62),\"\",InfoPro!F62)","v":"PCH"},{"$f":"IF(ISBLANK(InfoPro!I62),\"\",YEAR(InfoPro!I62)-$G$4)","v":2},{"$f":"IF(B71=\"\",\"\",VLOOKUP(D71,Tablas!$B$2:$E$13,2,FALSE))","v":0.54},{"$f":"IF(B71=\"\",\"\",VLOOKUP(D71,Tablas!$B$2:$F$13,3,FALSE))","v":0.61},46830.960000000014,1541631438.6929133,1378918997.0419621,1233380140.4668713,1103202272.3317275,986764107.63124096,882615480.88661993,789459285.22953486,706135317.73661447,631605829.81808078,564942602.69953585,505315387.02999616,451981562.63863713,404276889.65888828,361607235.83084834,323441176.95066929,11865277724.644142,1198512.9014792063]
[{"$f":"IF(ISBLANK(InfoPro!A63),\"\",InfoPro!A63)","v":""},{"$f":"IF(ISBLANK(InfoPro!B63),\"\",InfoPro!B63)","v":""},{"$f":"IF(ISBLANK(InfoPro!E63),\"\",InfoPro!E63)","v":""},{"$f":"IF(ISBLANK(InfoPro!F63),\"\",InfoPro!F63)","v":""},{"$f":"IF(ISBLANK(InfoPro!I63),\"\",YEAR(InfoPro!I63)-$G$4)","v":""},{"$f":"IF(B72=\"\",\"\",VLOOKUP(D72,Tablas!$B$2:$E$13,2,FALSE))","v":""},{"$f":"IF(B72=\"\",\"\",VLOOKUP(D72,Tablas!$B$2:$F$13,3,FALSE))","v":""},"","","","","","","","","","","","","","","","","",""]
[{"$f":"IF(ISBLANK(InfoPro!A64),\"\",InfoPro!A64)","v":""},{"$f":"IF(ISBLANK(InfoPro!B64),\"\",InfoPro!B64)","v":""},{"$f":"IF(ISBLANK(InfoPro!E64),\"\",InfoPro!E64)","v":""},{"$f":"IF(ISBLANK(InfoPro!F64),\"\",InfoPro!F64)","v":""},{"$f":"IF(ISBLANK(InfoPro!I64),\"\",YEAR(InfoPro!I64)-$G$4)","v":""},{"$f":"IF(B73=\"\",\"\",VLOOKUP(D73,Tablas!$B$2:$E$13,2,FALSE))","v":""},{"$f":"IF(B73=\"\",\"\",VLOOKUP(D73,Tablas!$B$2:$F$13,3,FALSE))","v":""},{"$f":"IF(C73=\"\",\"\",+C73*F73*24*365)","v":""},"","","","","","","","","","","","","","","","",""]
[{"$f":"IF(ISBLANK(InfoPro!A65),\"\",InfoPro!A65)","v":""},{"$f":"IF(ISBLANK(InfoPro!B65),\"\",InfoPro!B65)","v":""},{"$f":"IF(ISBLANK(InfoPro!E65),\"\",InfoPro!E65)","v":""},{"$f":"IF(ISBLANK(InfoPro!F65),\"\",InfoPro!F65)","v":""},{"$f":"IF(ISBLANK(InfoPro!I65),\"\",YEAR(InfoPro!I65)-$G$4)","v":""},{"$f":"IF(B74=\"\",\"\",VLOOKUP(D74,Tablas!$B$2:$E$13,2,FALSE))","v":""},{"$f":"IF(B74=\"\",\"\",VLOOKUP(D74,Tablas!$B$2:$F$13,3,FALSE))","v":""},"","","","","","","","","","","","","","","","",{"$f":"IF(W74=\"\",\"\",SUM(I74:W74))","v":""},{"$f":"IF(C74=0,0,IF(X74=\"\",\"\",X74/(C74*1000)))","v":""}]
[{"$f":"IF(ISBLANK(InfoPro!A66),\"\",InfoPro!A66)","v":""},{"$f":"IF(ISBLANK(InfoPro!B66),\"\",InfoPro!B66)","v":""},{"$f":"IF(ISBLANK(InfoPro!E66),\"\",InfoPro!E66)","v":""},{"$f":"IF(ISBLANK(InfoPro!F66),\"\",InfoPro!F66)","v":""},{"$f":"IF(ISBLANK(InfoPro!I66),\"\",YEAR(InfoPro!I66)-$G$4)","v":""},{"$f":"IF(B75=\"\",\"\",VLOOKUP(D75,Tablas!$B$2:$E$13,2,FALSE))","v":""},{"$f":"IF(B75=\"\",\"\",VLOOKUP(D75,Tablas!$B$2:$F$13,3,FALSE))","v":""},"","","","","","","","","","","","","","","","","",""]
[{"$f":"IF(ISBLANK(InfoPro!A67),\"\",InfoPro!A67)","v":""},{"$f":"IF(ISBLANK(InfoPro!B67),\"\",InfoPro!B67)","v":""},{"$f":"IF(ISBLANK(InfoPro!E67),\"\",InfoPro!E67)","v":""},{"$f":"IF(ISBLANK(InfoPro!F67),\"\",InfoPro!F67)","v":""},{"$f":"IF(ISBLANK(InfoPro!I67),\"\",YEAR(InfoPro!I67)-$G$4)","v":""},{"$f":"IF(B76=\"\",\"\",VLOOKUP(D76,Tablas!$B$2:$E$13,2,FALSE))","v":""},{"$f":"IF(B76=\"\",\"\",VLOOKUP(D76,Tablas!$B$2:$F$13,3,FALSE))","v":""},"","","","","","","","","","","","","","","","","",""]
[{"$f":"IF(ISBLANK(InfoPro!A68),\"\",InfoPro!A68)","v":""},{"$f":"IF(ISBLANK(InfoPro!B68),\"\",InfoPro!B68)","v":""},{"$f":"IF(ISBLANK(InfoPro!E68),\"\",InfoPro!E68)","v":""},{"$f":"IF(ISBLANK(InfoPro!F68),\"\",InfoPro!F68)","v":""},{"$f":"IF(ISBLANK(InfoPro!I68),\"\",YEAR(InfoPro!I68)-$G$4)","v":""},{"$f":"IF(B77=\"\",\"\",VLOOKUP(D77,Tablas!$B$2:$E$13,2,FALSE))","v":""},{"$f":"IF(B77=\"\",\"\",VLOOKUP(D77,Tablas!$B$2:$F$13,3,FALSE))","v":""},"","","","","","","","","","","","","","","","","",""]
[{"$f":"IF(ISBLANK(InfoPro!A69),\"\",InfoPro!A69)","v":""},{"$f":"IF(ISBLANK(InfoPro!B69),\"\",InfoPro!B69)","v":""},{"$f":"IF(ISBLANK(InfoPro!E69),\"\",InfoPro!E69)","v":""},{"$f":"IF(ISBLANK(InfoPro!F69),\"\",InfoPro!F69)","v":""},{"$f":"IF(ISBLANK(InfoPro!I69),\"\",YEAR(InfoPro!I69)-$G$4)","v":""},{"$f":"IF(B78=\"\",\"\",VLOOKUP(D78,Tablas!$B$2:$E$13,2,FALSE))","v":""},{"$f":"IF(B78=\"\",\"\",VLOOKUP(D78,Tablas!$B$2:$F$13,3,FALSE))","v":""},"","","","","","","","","","","","","","","","","",""]
[{"$f":"IF(ISBLANK(InfoPro!A70),\"\",InfoPro!A70)","v":""},{"$f":"IF(ISBLANK(InfoPro!B70),\"\",InfoPro!B70)","v":""},{"$f":"IF(ISBLANK(InfoPro!E70),\"\",InfoPro!E70)","v":""},{"$f":"IF(ISBLANK(InfoPro!F70),\"\",InfoPro!F70)","v":""},{"$f":"IF(ISBLANK(InfoPro!I70),\"\",YEAR(InfoPro!I70)-$G$4)","v":""},{"$f":"IF(B79=\"\",\"\",VLOOKUP(D79,Tablas!$B$2:$E$13,2,FALSE))","v":""},{"$f":"IF(B79=\"\",\"\",VLOOKUP(D79,Tablas!$B$2:$F$13,3,FALSE))","v":""},"",{"$f":"IF($H79=\"\",\"\",(1/(1+$C$4)^(I$7+$E79))*$H79*$G79*$C$3)","v":""},"","","","","","","","","","","","","","","",""]
[{"$f":"IF(ISBLANK(InfoPro!A71),\"\",InfoPro!A71)","v":""},{"$f":"IF(ISBLANK(InfoPro!B71),\"\",InfoPro!B71)","v":""},{"$f":"IF(ISBLANK(InfoPro!E71),\"\",InfoPro!E71)","v":""},{"$f":"IF(ISBLANK(InfoPro!F71),\"\",InfoPro!F71)","v":""},{"$f":"IF(ISBLANK(InfoPro!I71),\"\",YEAR(InfoPro!I71)-$G$4)","v":""},{"$f":"IF(B80=\"\",\"\",VLOOKUP(D80,Tablas!$B$2:$E$13,2,FALSE))","v":""},{"$f":"IF(B80=\"\",\"\",VLOOKUP(D80,Tablas!$B$2:$F$13,3,FALSE))","v":""},"","","","","","","","","","","","","","","","","",""]
[{"$f":"IF(ISBLANK(InfoPro!A72),\"\",InfoPro!A72)","v":""},{"$f":"IF(ISBLANK(InfoPro!B72),\"\",InfoPro!B72)","v":""},{"$f":"IF(ISBLANK(InfoPro!E72),\"\",InfoPro!E72)","v":""},{"$f":"IF(ISBLANK(InfoPro!F72),\"\",InfoPro!F72)","v":""},{"$f":"IF(ISBLANK(InfoPro!I72),\"\",YEAR(InfoPro!I72)-$G$4)","v":""},{"$f":"IF(B81=\"\",\"\",VLOOKUP(D81,Tablas!$B$2:$E$13,2,FALSE))","v":""},{"$f":"IF(B81=\"\",\"\",VLOOKUP(D81,Tablas!$B$2:$F$13,3,FALSE))","v":""},"","","","","","","","","","","","","","","","","",""]
[{"$f":"IF(ISBLANK(InfoPro!A73),\"\",InfoPro!A73)","v":""},{"$f":"IF(ISBLANK(InfoPro!B73),\"\",InfoPro!B73)","v":""},{"$f":"IF(ISBLANK(InfoPro!E73),\"\",InfoPro!E73)","v":""},{"$f":"IF(ISBLANK(InfoPro!F73),\"\",InfoPro!F73)","v":""},{"$f":"IF(ISBLANK(InfoPro!I73),\"\",YEAR(InfoPro!I73)-$G$4)","v":""},{"$f":"IF(B82=\"\",\"\",VLOOKUP(D82,Tablas!$B$2:$E$13,2,FALSE))","v":""},{"$f":"IF(B82=\"\",\"\",VLOOKUP(D82,Tablas!$B$2:$F$13,3,FALSE))","v":""},"","","","","","","","","","","","","","","","","",""]
[{"$f":"IF(ISBLANK(InfoPro!A74),\"\",InfoPro!A74)","v":""},{"$f":"IF(ISBLANK(InfoPro!B74),\"\",InfoPro!B74)","v":""},{"$f":"IF(ISBLANK(InfoPro!E74),\"\",InfoPro!E74)","v":""},{"$f":"IF(ISBLANK(InfoPro!F74),\"\",InfoPro!F74)","v":""},{"$f":"IF(ISBLANK(InfoPro!I74),\"\",YEAR(InfoPro!I74)-$G$4)","v":""},{"$f":"IF(B83=\"\",\"\",VLOOKUP(D83,Tablas!$B$2:$E$13,2,FALSE))","v":""},{"$f":"IF(B83=\"\",\"\",VLOOKUP(D83,Tablas!$B$2:$F$13,3,FALSE))","v":""},"","","","","","","","","","","","","","","","","",""]
[{"$f":"IF(ISBLANK(InfoPro!A75),\"\",InfoPro!A75)","v":""},{"$f":"IF(ISBLANK(InfoPro!B75),\"\",InfoPro!B75)","v":""},{"$f":"IF(ISBLANK(InfoPro!E75),\"\",InfoPro!E75)","v":""},{"$f":"IF(ISBLANK(InfoPro!F75),\"\",InfoPro!F75)","v":""},{"$f":"IF(ISBLANK(InfoPro!I75),\"\",YEAR(InfoPro!I75)-$G$4)","v":""},{"$f":"IF(B84=\"\",\"\",VLOOKUP(D84,Tablas!$B$2:$E$13,2,FALSE))","v":""},{"$f":"IF(B84=\"\",\"\",VLOOKUP(D84,Tablas!$B$2:$F$13,3,FALSE))","v":""},"","","","","","","","","","","","","","","","","",""]
[{"$f":"IF(ISBLANK(InfoPro!A76),\"\",InfoPro!A76)","v":""},{"$f":"IF(ISBLANK(InfoPro!B76),\"\",InfoPro!B76)","v":""},{"$f":"IF(ISBLANK(InfoPro!E76),\"\",InfoPro!E76)","v":""},{"$f":"IF(ISBLANK(InfoPro!F76),\"\",InfoPro!F76)","v":""},{"$f":"IF(ISBLANK(InfoPro!I76),\"\",YEAR(InfoPro!I76)-$G$4)","v":""},{"$f":"IF(B85=\"\",\"\",VLOOKUP(D85,Tablas!$B$2:$E$13,2,FALSE))","v":""},{"$f":"IF(B85=\"\",\"\",VLOOKUP(D85,Tablas!$B$2:$F$13,3,FALSE))","v":""},"","","","","","","","","","","","","","","","","",""]
[{"$f":"IF(ISBLANK(InfoPro!A77),\"\",InfoPro!A77)","v":""},{"$f":"IF(ISBLANK(InfoPro!B77),\"\",InfoPro!B77)","v":""},{"$f":"IF(ISBLANK(InfoPro!E77),\"\",InfoPro!E77)","v":""},{"$f":"IF(ISBLANK(InfoPro!F77),\"\",InfoPro!F77)","v":""},{"$f":"IF(ISBLANK(InfoPro!I77),\"\",YEAR(InfoPro!I77)-$G$4)","v":""},{"$f":"IF(B86=\"\",\"\",VLOOKUP(D86,Tablas!$B$2:$E$13,2,FALSE))","v":""},{"$f":"IF(B86=\"\",\"\",VLOOKUP(D86,Tablas!$B$2:$F$13,3,FALSE))","v":""},"","","","","","","","","","","","","","","","","",""]
[{"$f":"IF(ISBLANK(InfoPro!A78),\"\",InfoPro!A78)","v":""},{"$f":"IF(ISBLANK(InfoPro!B78),\"\",InfoPro!B78)","v":""},{"$f":"IF(ISBLANK(InfoPro!E78),\"\",InfoPro!E78)","v":""},{"$f":"IF(ISBLANK(InfoPro!F78),\"\",InfoPro!F78)","v":""},{"$f":"IF(ISBLANK(InfoPro!I78),\"\",YEAR(InfoPro!I78)-$G$4)","v":""},{"$f":"IF(B87=\"\",\"\",VLOOKUP(D87,Tablas!$B$2:$E$13,2,FALSE))","v":""},{"$f":"IF(B87=\"\",\"\",VLOOKUP(D87,Tablas!$B$2:$F$13,3,FALSE))","v":""},"","","","","","","","","","","","","","","","","",""]
[{"$f":"IF(ISBLANK(InfoPro!A79),\"\",InfoPro!A79)","v":""},{"$f":"IF(ISBLANK(InfoPro!B79),\"\",InfoPro!B79)","v":""},{"$f":"IF(ISBLANK(InfoPro!E79),\"\",InfoPro!E79)","v":""},{"$f":"IF(ISBLANK(InfoPro!F79),\"\",InfoPro!F79)","v":""},{"$f":"IF(ISBLANK(InfoPro!I79),\"\",YEAR(InfoPro!I79)-$G$4)","v":""},{"$f":"IF(B88=\"\",\"\",VLOOKUP(D88,Tablas!$B$2:$E$13,2,FALSE))","v":""},{"$f":"IF(B88=\"\",\"\",VLOOKUP(D88,Tablas!$B$2:$F$13,3,FALSE))","v":""},"","","","","","","","","","","","","","","","","",""]
[{"$f":"IF(ISBLANK(InfoPro!A80),\"\",InfoPro!A80)","v":""},{"$f":"IF(ISBLANK(InfoPro!B80),\"\",InfoPro!B80)","v":""},{"$f":"IF(ISBLANK(InfoPro!E80),\"\",InfoPro!E80)","v":""},{"$f":"IF(ISBLANK(InfoPro!F80),\"\",InfoPro!F80)","v":""},{"$f":"IF(ISBLANK(InfoPro!I80),\"\",YEAR(InfoPro!I80)-$G$4)","v":""},{"$f":"IF(B89=\"\",\"\",VLOOKUP(D89,Tablas!$B$2:$E$13,2,FALSE))","v":""},{"$f":"IF(B89=\"\",\"\",VLOOKUP(D89,Tablas!$B$2:$F$13,3,FALSE))","v":""},"","","","","","","","","","","","","","","","","",""]
[{"$f":"IF(ISBLANK(InfoPro!A81),\"\",InfoPro!A81)","v":""},{"$f":"IF(ISBLANK(InfoPro!B81),\"\",InfoPro!B81)","v":""},{"$f":"IF(ISBLANK(InfoPro!E81),\"\",InfoPro!E81)","v":""},{"$f":"IF(ISBLANK(InfoPro!F81),\"\",InfoPro!F81)","v":""},{"$f":"IF(ISBLANK(InfoPro!I81),\"\",YEAR(InfoPro!I81)-$G$4)","v":""},{"$f":"IF(B90=\"\",\"\",VLOOKUP(D90,Tablas!$B$2:$E$13,2,FALSE))","v":""},{"$f":"IF(B90=\"\",\"\",VLOOKUP(D90,Tablas!$B$2:$F$13,3,FALSE))","v":""},"","","","","","","","","","","","","","","","","",""]
[{"$f":"IF(ISBLANK(InfoPro!A82),\"\",InfoPro!A82)","v":""},{"$f":"IF(ISBLANK(InfoPro!B82),\"\",InfoPro!B82)","v":""},{"$f":"IF(ISBLANK(InfoPro!E82),\"\",InfoPro!E82)","v":""},{"$f":"IF(ISBLANK(InfoPro!F82),\"\",InfoPro!F82)","v":""},{"$f":"IF(ISBLANK(InfoPro!I82),\"\",YEAR(InfoPro!I82)-$G$4)","v":""},{"$f":"IF(B91=\"\",\"\",VLOOKUP(D91,Tablas!$B$2:$E$13,2,FALSE))","v":""},{"$f":"IF(B91=\"\",\"\",VLOOKUP(D91,Tablas!$B$2:$F$13,3,FALSE))","v":""},"","","","","","","","","","","","","","","","","",""]
[{"$f":"IF(ISBLANK(InfoPro!A83),\"\",InfoPro!A83)","v":""},{"$f":"IF(ISBLANK(InfoPro!B83),\"\",InfoPro!B83)","v":""},{"$f":"IF(ISBLANK(InfoPro!E83),\"\",InfoPro!E83)","v":""},{"$f":"IF(ISBLANK(InfoPro!F83),\"\",InfoPro!F83)","v":""},{"$f":"IF(ISBLANK(InfoPro!I83),\"\",YEAR(InfoPro!I83)-$G$4)","v":""},{"$f":"IF(B92=\"\",\"\",VLOOKUP(D92,Tablas!$B$2:$E$13,2,FALSE))","v":""},{"$f":"IF(B92=\"\",\"\",VLOOKUP(D92,Tablas!$B$2:$F$13,3,FALSE))","v":""},"","","","","","","","","","","","","","","","","",""]
[{"$f":"IF(ISBLANK(InfoPro!A84),\"\",InfoPro!A84)","v":""},{"$f":"IF(ISBLANK(InfoPro!B84),\"\",InfoPro!B84)","v":""},{"$f":"IF(ISBLANK(InfoPro!E84),\"\",InfoPro!E84)","v":""},{"$f":"IF(ISBLANK(InfoPro!F84),\"\",InfoPro!F84)","v":""},{"$f":"IF(ISBLANK(InfoPro!I84),\"\",YEAR(InfoPro!I84)-$G$4)","v":""},{"$f":"IF(B93=\"\",\"\",VLOOKUP(D93,Tablas!$B$2:$E$13,2,FALSE))","v":""},{"$f":"IF(B93=\"\",\"\",VLOOKUP(D93,Tablas!$B$2:$F$13,3,FALSE))","v":""},{"$f":"IF(C93=\"\",\"\",+C93*F93*24*365)","v":""},"","","","","","","","","","","","","","","",{"$f":"IF(W93=\"\",\"\",SUM(I93:W93))","v":""},{"$f":"IF(C93=0,0,IF(X93=\"\",\"\",X93/(C93*1000)))","v":""}]
[{"$f":"IF(ISBLANK(InfoPro!A85),\"\",InfoPro!A85)","v":""},{"$f":"IF(ISBLANK(InfoPro!B85),\"\",InfoPro!B85)","v":""},{"$f":"IF(ISBLANK(InfoPro!E85),\"\",InfoPro!E85)","v":""},{"$f":"IF(ISBLANK(InfoPro!F85),\"\",InfoPro!F85)","v":""},{"$f":"IF(ISBLANK(InfoPro!I85),\"\",YEAR(InfoPro!I85)-$G$4)","v":""},{"$f":"IF(B94=\"\",\"\",VLOOKUP(D94,Tablas!$B$2:$E$13,2,FALSE))","v":""},{"$f":"IF(B94=\"\",\"\",VLOOKUP(D94,Tablas!$B$2:$F$13,3,FALSE))","v":""},"","","","","","","","","","","","","","","","","",""]
[{"$f":"IF(ISBLANK(InfoPro!A86),\"\",InfoPro!A86)","v":""},{"$f":"IF(ISBLANK(InfoPro!B86),\"\",InfoPro!B86)","v":""},{"$f":"IF(ISBLANK(InfoPro!E86),\"\",InfoPro!E86)","v":""},{"$f":"IF(ISBLANK(InfoPro!F86),\"\",InfoPro!F86)","v":""},{"$f":"IF(ISBLANK(InfoPro!I86),\"\",YEAR(InfoPro!I86)-$G$4)","v":""},{"$f":"IF(B95=\"\",\"\",VLOOKUP(D95,Tablas!$B$2:$E$13,2,FALSE))","v":""},{"$f":"IF(B95=\"\",\"\",VLOOKUP(D95,Tablas!$B$2:$F$13,3,FALSE))","v":""},"",{"$f":"IF($H95=\"\",\"\",(1/(1+$C$4)^(I$7+$E95))*$H95*$G95*$C$3)","v":""},"","","","","","","","","","","","","","","",""]
[{"$f":"IF(ISBLANK(InfoPro!A87),\"\",InfoPro!A87)","v":""},{"$f":"IF(ISBLANK(InfoPro!B87),\"\",InfoPro!B87)","v":""},{"$f":"IF(ISBLANK(InfoPro!E87),\"\",InfoPro!E87)","v":""},{"$f":"IF(ISBLANK(InfoPro!F87),\"\",InfoPro!F87)","v":""},{"$f":"IF(ISBLANK(InfoPro!I87),\"\",YEAR(InfoPro!I87)-$G$4)","v":""},{"$f":"IF(B96=\"\",\"\",VLOOKUP(D96,Tablas!$B$2:$E$13,2,FALSE))","v":""},{"$f":"IF(B96=\"\",\"\",VLOOKUP(D96,Tablas!$B$2:$F$13,3,FALSE))","v":""},"","","","","","","","","","","","","","","","","",""]
[{"$f":"IF(ISBLANK(InfoPro!A88),\"\",InfoPro!A88)","v":""},{"$f":"IF(ISBLANK(InfoPro!B88),\"\",InfoPro!B88)","v":""},{"$f":"IF(ISBLANK(InfoPro!E88),\"\",InfoPro!E88)","v":""},{"$f":"IF(ISBLANK(InfoPro!F88),\"\",InfoPro!F88)","v":""},{"$f":"IF(ISBLANK(InfoPro!I88),\"\",YEAR(InfoPro!I88)-$G$4)","v":""},{"$f":"IF(B97=\"\",\"\",VLOOKUP(D97,Tablas!$B$2:$E$13,2,FALSE))","v":""},{"$f":"IF(B97=\"\",\"\",VLOOKUP(D97,Tablas!$B$2:$F$13,3,FALSE))","v":""},"","","","","","","","","","","","","","","","","",""]
[{"$f":"IF(ISBLANK(InfoPro!A89),\"\",InfoPro!A89)","v":""},{"$f":"IF(ISBLANK(InfoPro!B89),\"\",InfoPro!B89)","v":""},{"$f":"IF(ISBLANK(InfoPro!E89),\"\",InfoPro!E89)","v":""},{"$f":"IF(ISBLANK(InfoPro!F89),\"\",InfoPro!F89)","v":""},{"$f":"IF(ISBLANK(InfoPro!I89),\"\",YEAR(InfoPro!I89)-$G$4)","v":""},{"$f":"IF(B98=\"\",\"\",VLOOKUP(D98,Tablas!$B$2:$E$13,2,FALSE))","v":""},{"$f":"IF(B98=\"\",\"\",VLOOKUP(D98,Tablas!$B$2:$F$13,3,FALSE))","v":""},"","","","","","","","","","","","","","","","","",""]
[{"$f":"IF(ISBLANK(InfoPro!A90),\"\",InfoPro!A90)","v":""},{"$f":"IF(ISBLANK(InfoPro!B90),\"\",InfoPro!B90)","v":""},{"$f":"IF(ISBLANK(InfoPro!E90),\"\",InfoPro!E90)","v":""},{"$f":"IF(ISBLANK(InfoPro!F90),\"\",InfoPro!F90)","v":""},{"$f":"IF(ISBLANK(InfoPro!I90),\"\",YEAR(InfoPro!I90)-$G$4)","v":""},{"$f":"IF(B99=\"\",\"\",VLOOKUP(D99,Tablas!$B$2:$E$13,2,FALSE))","v":""},{"$f":"IF(B99=\"\",\"\",VLOOKUP(D99,Tablas!$B$2:$F$13,3,FALSE))","v":""},"","","","","","","","","","","","","","","","","",""]
[{"$f":"IF(ISBLANK(InfoPro!A91),\"\",InfoPro!A91)","v":""},{"$f":"IF(ISBLANK(InfoPro!B91),\"\",InfoPro!B91)","v":""},{"$f":"IF(ISBLANK(InfoPro!E91),\"\",InfoPro!E91)","v":""},{"$f":"IF(ISBLANK(InfoPro!F91),\"\",InfoPro!F91)","v":""},{"$f":"IF(ISBLANK(InfoPro!I91),\"\",YEAR(InfoPro!I91)-$G$4)","v":""},{"$f":"IF(B100=\"\",\"\",VLOOKUP(D100,Tablas!$B$2:$E$13,2,FALSE))","v":""},{"$f":"IF(B100=\"\",\"\",VLOOKUP(D100,Tablas!$B$2:$F$13,3,FALSE))","v":""},"","","","","","","","","","","","","","","","","",""]
[{"$f":"IF(ISBLANK(InfoPro!A92),\"\",InfoPro!A92)","v":""},{"$f":"IF(ISBLANK(InfoPro!B92),\"\",InfoPro!B92)","v":""},{"$f":"IF(ISBLANK(InfoPro!E92),\"\",InfoPro!E92)","v":""},{"$f":"IF(ISBLANK(InfoPro!F92),\"\",InfoPro!F92)","v":""},{"$f":"IF(ISBLANK(InfoPro!I92),\"\",YEAR(InfoPro!I92)-$G$4)","v":""},{"$f":"IF(B101=\"\",\"\",VLOOKUP(D101,Tablas!$B$2:$E$13,2,FALSE))","v":""},{"$f":"IF(B101=\"\",\"\",VLOOKUP(D101,Tablas!$B$2:$F$13,3,FALSE))","v":""},"","","","","","","","","","","","","","","","","",""]
[{"$f":"IF(ISBLANK(InfoPro!A93),\"\",InfoPro!A93)","v":""},{"$f":"IF(ISBLANK(InfoPro!B93),\"\",InfoPro!B93)","v":""},{"$f":"IF(ISBLANK(InfoPro!E93),\"\",InfoPro!E93)","v":""},{"$f":"IF(ISBLANK(InfoPro!F93),\"\",InfoPro!F93)","v":""},{"$f":"IF(ISBLANK(InfoPro!I93),\"\",YEAR(InfoPro!I93)-$G$4)","v":""},{"$f":"IF(B102=\"\",\"\",VLOOKUP(D102,Tablas!$B$2:$E$13,2,FALSE))","v":""},{"$f":"IF(B102=\"\",\"\",VLOOKUP(D102,Tablas!$B$2:$F$13,3,FALSE))","v":""},"","","","","","","","","","","","","","","","","",""]
[{"$f":"IF(ISBLANK(InfoPro!A94),\"\",InfoPro!A94)","v":""},{"$f":"IF(ISBLANK(InfoPro!B94),\"\",InfoPro!B94)","v":""},{"$f":"IF(ISBLANK(InfoPro!E94),\"\",InfoPro!E94)","v":""},{"$f":"IF(ISBLANK(InfoPro!F94),\"\",InfoPro!F94)","v":""},{"$f":"IF(ISBLANK(InfoPro!I94),\"\",YEAR(InfoPro!I94)-$G$4)","v":""},{"$f":"IF(B103=\"\",\"\",VLOOKUP(D103,Tablas!$B$2:$E$13,2,FALSE))","v":""},{"$f":"IF(B103=\"\",\"\",VLOOKUP(D103,Tablas!$B$2:$F$13,3,FALSE))","v":""},"","","","","","","","","","","","","","","","","",""]
[{"$f":"IF(ISBLANK(InfoPro!A95),\"\",InfoPro!A95)","v":""},{"$f":"IF(ISBLANK(InfoPro!B95),\"\",InfoPro!B95)","v":""},{"$f":"IF(ISBLANK(InfoPro!E95),\"\",InfoPro!E95)","v":""},{"$f":"IF(ISBLANK(InfoPro!F95),\"\",InfoPro!F95)","v":""},{"$f":"IF(ISBLANK(InfoPro!I95),\"\",YEAR(InfoPro!I95)-$G$4)","v":""},{"$f":"IF(B104=\"\",\"\",VLOOKUP(D104,Tablas!$B$2:$E$13,2,FALSE))","v":""},{"$f":"IF(B104=\"\",\"\",VLOOKUP(D104,Tablas!$B$2:$F$13,3,FALSE))","v":""},"","","","","","","","","","","","","","","","","",""]
[{"$f":"IF(ISBLANK(InfoPro!A96),\"\",InfoPro!A96)","v":""},{"$f":"IF(ISBLANK(InfoPro!B96),\"\",InfoPro!B96)","v":""},{"$f":"IF(ISBLANK(InfoPro!E96),\"\",InfoPro!E96)","v":""},{"$f":"IF(ISBLANK(InfoPro!F96),\"\",InfoPro!F96)","v":""},{"$f":"IF(ISBLANK(InfoPro!I96),\"\",YEAR(InfoPro!I96)-$G$4)","v":""},{"$f":"IF(B105=\"\",\"\",VLOOKUP(D105,Tablas!$B$2:$E$13,2,FALSE))","v":""},{"$f":"IF(B105=\"\",\"\",VLOOKUP(D105,Tablas!$B$2:$F$13,3,FALSE))","v":""},"","","","","","","","","","","","","","","","","",""]
[{"$f":"IF(ISBLANK(InfoPro!A97),\"\",InfoPro!A97)","v":""},{"$f":"IF(ISBLANK(InfoPro!B97),\"\",InfoPro!B97)","v":""},{"$f":"IF(ISBLANK(InfoPro!E97),\"\",InfoPro!E97)","v":""},{"$f":"IF(ISBLANK(InfoPro!F97),\"\",InfoPro!F97)","v":""},{"$f":"IF(ISBLANK(InfoPro!I97),\"\",YEAR(InfoPro!I97)-$G$4)","v":""},{"$f":"IF(B106=\"\",\"\",VLOOKUP(D106,Tablas!$B$2:$E$13,2,FALSE))","v":""},{"$f":"IF(B106=\"\",\"\",VLOOKUP(D106,Tablas!$B$2:$F$13,3,FALSE))","v":""},"","","","","","","","","","","","","","","","","",""]
[{"$f":"IF(ISBLANK(InfoPro!A98),\"\",InfoPro!A98)","v":""},{"$f":"IF(ISBLANK(InfoPro!B98),\"\",InfoPro!B98)","v":""},{"$f":"IF(ISBLANK(InfoPro!E98),\"\",InfoPro!E98)","v":""},{"$f":"IF(ISBLANK(InfoPro!F98),\"\",InfoPro!F98)","v":""},{"$f":"IF(ISBLANK(InfoPro!I98),\"\",YEAR(InfoPro!I98)-$G$4)","v":""},{"$f":"IF(B107=\"\",\"\",VLOOKUP(D107,Tablas!$B$2:$E$13,2,FALSE))","v":""},{"$f":"IF(B107=\"\",\"\",VLOOKUP(D107,Tablas!$B$2:$F$13,3,FALSE))","v":""},"","","","","","","","","","","","","","","","","",""]
[{"$f":"IF(ISBLANK(InfoPro!A99),\"\",InfoPro!A99)","v":""},{"$f":"IF(ISBLANK(InfoPro!B99),\"\",InfoPro!B99)","v":""},{"$f":"IF(ISBLANK(InfoPro!E99),\"\",InfoPro!E99)","v":""},{"$f":"IF(ISBLANK(InfoPro!F99),\"\",InfoPro!F99)","v":""},{"$f":"IF(ISBLANK(InfoPro!I99),\"\",YEAR(InfoPro!I99)-$G$4)","v":""},{"$f":"IF(B108=\"\",\"\",VLOOKUP(D108,Tablas!$B$2:$E$13,2,FALSE))","v":""},{"$f":"IF(B108=\"\",\"\",VLOOKUP(D108,Tablas!$B$2:$F$13,3,FALSE))","v":""},"","","","","","","","","","","","","","","","","",""]
[{"$f":"IF(ISBLANK(InfoPro!A100),\"\",InfoPro!A100)","v":""},{"$f":"IF(ISBLANK(InfoPro!B100),\"\",InfoPro!B100)","v":""},{"$f":"IF(ISBLANK(InfoPro!E100),\"\",InfoPro!E100)","v":""},{"$f":"IF(ISBLANK(InfoPro!F100),\"\",InfoPro!F100)","v":""},{"$f":"IF(ISBLANK(InfoPro!I100),\"\",YEAR(InfoPro!I100)-$G$4)","v":""},{"$f":"IF(B109=\"\",\"\",VLOOKUP(D109,Tablas!$B$2:$E$13,2,FALSE))","v":""},{"$f":"IF(B109=\"\",\"\",VLOOKUP(D109,Tablas!$B$2:$F$13,3,FALSE))","v":""},"","","","","","","","","","","","","","","","","",""]
[{"$f":"IF(ISBLANK(InfoPro!A101),\"\",InfoPro!A101)","v":""},{"$f":"IF(ISBLANK(InfoPro!B101),\"\",InfoPro!B101)","v":""},{"$f":"IF(ISBLANK(InfoPro!E101),\"\",InfoPro!E101)","v":""},{"$f":"IF(ISBLANK(InfoPro!F101),\"\",InfoPro!F101)","v":""},{"$f":"IF(ISBLANK(InfoPro!I101),\"\",YEAR(InfoPro!I101)-$G$4)","v":""},{"$f":"IF(B110=\"\",\"\",VLOOKUP(D110,Tablas!$B$2:$E$13,2,FALSE))","v":""},{"$f":"IF(B110=\"\",\"\",VLOOKUP(D110,Tablas!$B$2:$F$13,3,FALSE))","v":""},"","","","","","","","","","","","","","","","","",""]
[{"$f":"IF(ISBLANK(InfoPro!A102),\"\",InfoPro!A102)","v":""},{"$f":"IF(ISBLANK(InfoPro!B102),\"\",InfoPro!B102)","v":""},{"$f":"IF(ISBLANK(InfoPro!E102),\"\",InfoPro!E102)","v":""},{"$f":"IF(ISBLANK(InfoPro!F102),\"\",InfoPro!F102)","v":""},{"$f":"IF(ISBLANK(InfoPro!I102),\"\",YEAR(InfoPro!I102)-$G$4)","v":""},{"$f":"IF(B111=\"\",\"\",VLOOKUP(D111,Tablas!$B$2:$E$13,2,FALSE))","v":""},{"$f":"IF(B111=\"\",\"\",VLOOKUP(D111,Tablas!$B$2:$F$13,3,FALSE))","v":""},"","","","","","","","","","","","","","","","","",""]
[{"$f":"IF(ISBLANK(InfoPro!A103),\"\",InfoPro!A103)","v":""},{"$f":"IF(ISBLANK(InfoPro!B103),\"\",InfoPro!B103)","v":""},{"$f":"IF(ISBLANK(InfoPro!E103),\"\",InfoPro!E103)","v":""},{"$f":"IF(ISBLANK(InfoPro!F103),\"\",InfoPro!F103)","v":""},{"$f":"IF(ISBLANK(InfoPro!I103),\"\",YEAR(InfoPro!I103)-$G$4)","v":""},{"$f":"IF(B112=\"\",\"\",VLOOKUP(D112,Tablas!$B$2:$E$13,2,FALSE))","v":""},{"$f":"IF(B112=\"\",\"\",VLOOKUP(D112,Tablas!$B$2:$F$13,3,FALSE))","v":""},"",{"$f":"IF($H112=\"\",\"\",(1/(1+$C$4)^(I$7+$E112))*$H112*$G112*$C$3)","v":""},"","","","","","","","","","","","","","","",""]
[{"$f":"IF(ISBLANK(InfoPro!A104),\"\",InfoPro!A104)","v":""},{"$f":"IF(ISBLANK(InfoPro!B104),\"\",InfoPro!B104)","v":""},{"$f":"IF(ISBLANK(InfoPro!E104),\"\",InfoPro!E104)","v":""},{"$f":"IF(ISBLANK(InfoPro!F104),\"\",InfoPro!F104)","v":""},{"$f":"IF(ISBLANK(InfoPro!I104),\"\",YEAR(InfoPro!I104)-$G$4)","v":""},{"$f":"IF(B113=\"\",\"\",VLOOKUP(D113,Tablas!$B$2:$E$13,2,FALSE))","v":""},{"$f":"IF(B113=\"\",\"\",VLOOKUP(D113,Tablas!$B$2:$F$13,3,FALSE))","v":""},"","","","","","","","","","","","","","","","","",""]
[{"$f":"IF(ISBLANK(InfoPro!A105),\"\",InfoPro!A105)","v":""},{"$f":"IF(ISBLANK(InfoPro!B105),\"\",InfoPro!B105)","v":""},{"$f":"IF(ISBLANK(InfoPro!E105),\"\",InfoPro!E105)","v":""},{"$f":"IF(ISBLANK(InfoPro!F105),\"\",InfoPro!F105)","v":""},{"$f":"IF(ISBLANK(InfoPro!I105),\"\",YEAR(InfoPro!I105)-$G$4)","v":""},{"$f":"IF(B114=\"\",\"\",VLOOKUP(D114,Tablas!$B$2:$E$13,2,FALSE))","v":""},{"$f":"IF(B114=\"\",\"\",VLOOKUP(D114,Tablas!$B$2:$F$13,3,FALSE))","v":""},"","","","","","","","","","","","","","","","","",""]
[{"$f":"IF(ISBLANK(InfoPro!A106),\"\",InfoPro!A106)","v":""},{"$f":"IF(ISBLANK(InfoPro!B106),\"\",InfoPro!B106)","v":""},{"$f":"IF(ISBLANK(InfoPro!E106),\"\",InfoPro!E106)","v":""},{"$f":"IF(ISBLANK(InfoPro!F106),\"\",InfoPro!F106)","v":""},{"$f":"IF(ISBLANK(InfoPro!I106),\"\",YEAR(InfoPro!I106)-$G$4)","v":""},{"$f":"IF(B115=\"\",\"\",VLOOKUP(D115,Tablas!$B$2:$E$13,2,FALSE))","v":""},{"$f":"IF(B115=\"\",\"\",VLOOKUP(D115,Tablas!$B$2:$F$13,3,FALSE))","v":""},"","","","","","","","","","","","","","","","","",""]
[{"$f":"IF(ISBLANK(InfoPro!A107),\"\",InfoPro!A107)","v":""},{"$f":"IF(ISBLANK(InfoPro!B107),\"\",InfoPro!B107)","v":""},{"$f":"IF(ISBLANK(InfoPro!E107),\"\",InfoPro!E107)","v":""},{"$f":"IF(ISBLANK(InfoPro!F107),\"\",InfoPro!F107)","v":""},{"$f":"IF(ISBLANK(InfoPro!I107),\"\",YEAR(InfoPro!I107)-$G$4)","v":""},{"$f":"IF(B116=\"\",\"\",VLOOKUP(D116,Tablas!$B$2:$E$13,2,FALSE))","v":""},{"$f":"IF(B116=\"\",\"\",VLOOKUP(D116,Tablas!$B$2:$F$13,3,FALSE))","v":""},"","","","","","","","","","","","","","","","","",""]
[{"$f":"IF(ISBLANK(InfoPro!A108),\"\",InfoPro!A108)","v":""},{"$f":"IF(ISBLANK(InfoPro!B108),\"\",InfoPro!B108)","v":""},{"$f":"IF(ISBLANK(InfoPro!E108),\"\",InfoPro!E108)","v":""},{"$f":"IF(ISBLANK(InfoPro!F108),\"\",InfoPro!F108)","v":""},{"$f":"IF(ISBLANK(InfoPro!I108),\"\",YEAR(InfoPro!I108)-$G$4)","v":""},{"$f":"IF(B117=\"\",\"\",VLOOKUP(D117,Tablas!$B$2:$E$13,2,FALSE))","v":""},{"$f":"IF(B117=\"\",\"\",VLOOKUP(D117,Tablas!$B$2:$F$13,3,FALSE))","v":""},"","","","","","","","","","","","","","","","","",""]
[{"$f":"IF(ISBLANK(InfoPro!A109),\"\",InfoPro!A109)","v":""},{"$f":"IF(ISBLANK(InfoPro!B109),\"\",InfoPro!B109)","v":""},{"$f":"IF(ISBLANK(InfoPro!E109),\"\",InfoPro!E109)","v":""},{"$f":"IF(ISBLANK(InfoPro!F109),\"\",InfoPro!F109)","v":""},{"$f":"IF(ISBLANK(InfoPro!I109),\"\",YEAR(InfoPro!I109)-$G$4)","v":""},{"$f":"IF(B118=\"\",\"\",VLOOKUP(D118,Tablas!$B$2:$E$13,2,FALSE))","v":""},{"$f":"IF(B118=\"\",\"\",VLOOKUP(D118,Tablas!$B$2:$F$13,3,FALSE))","v":""},"","","","","","","","","","","","","","","","","",""]
[{"$f":"IF(ISBLANK(InfoPro!A110),\"\",InfoPro!A110)","v":""},{"$f":"IF(ISBLANK(InfoPro!B110),\"\",InfoPro!B110)","v":""},{"$f":"IF(ISBLANK(InfoPro!E110),\"\",InfoPro!E110)","v":""},{"$f":"IF(ISBLANK(InfoPro!F110),\"\",InfoPro!F110)","v":""},{"$f":"IF(ISBLANK(InfoPro!I110),\"\",YEAR(InfoPro!I110)-$G$4)","v":""},{"$f":"IF(B119=\"\",\"\",VLOOKUP(D119,Tablas!$B$2:$E$13,2,FALSE))","v":""},{"$f":"IF(B119=\"\",\"\",VLOOKUP(D119,Tablas!$B$2:$F$13,3,FALSE))","v":""},"","","","","","","","","","","","","","","","","",""]
[{"$f":"IF(ISBLANK(InfoPro!A111),\"\",InfoPro!A111)","v":""},{"$f":"IF(ISBLANK(InfoPro!B111),\"\",InfoPro!B111)","v":""},{"$f":"IF(ISBLANK(InfoPro!E111),\"\",InfoPro!E111)","v":""},{"$f":"IF(ISBLANK(InfoPro!F111),\"\",InfoPro!F111)","v":""},{"$f":"IF(ISBLANK(InfoPro!I111),\"\",YEAR(InfoPro!I111)-$G$4)","v":""},{"$f":"IF(B120=\"\",\"\",VLOOKUP(D120,Tablas!$B$2:$E$13,2,FALSE))","v":""},{"$f":"IF(B120=\"\",\"\",VLOOKUP(D120,Tablas!$B$2:$F$13,3,FALSE))","v":""},"","","","","","","","","","","","","","","","","",""]
[{"$f":"IF(ISBLANK(InfoPro!A112),\"\",InfoPro!A112)","v":""},{"$f":"IF(ISBLANK(InfoPro!B112),\"\",InfoPro!B112)","v":""},{"$f":"IF(ISBLANK(InfoPro!E112),\"\",InfoPro!E112)","v":""},{"$f":"IF(ISBLANK(InfoPro!F112),\"\",InfoPro!F112)","v":""},{"$f":"IF(ISBLANK(InfoPro!I112),\"\",YEAR(InfoPro!I112)-$G$4)","v":""},{"$f":"IF(B121=\"\",\"\",VLOOKUP(D121,Tablas!$B$2:$E$13,2,FALSE))","v":""},{"$f":"IF(B121=\"\",\"\",VLOOKUP(D121,Tablas!$B$2:$F$13,3,FALSE))","v":""},"","","","","","","","","","","","","","","","","",""]
[{"$f":"IF(ISBLANK(InfoPro!A113),\"\",InfoPro!A113)","v":""},{"$f":"IF(ISBLANK(InfoPro!B113),\"\",InfoPro!B113)","v":""},{"$f":"IF(ISBLANK(InfoPro!E113),\"\",InfoPro!E113)","v":""},{"$f":"IF(ISBLANK(InfoPro!F113),\"\",InfoPro!F113)","v":""},{"$f":"IF(ISBLANK(InfoPro!I113),\"\",YEAR(InfoPro!I113)-$G$4)","v":""},{"$f":"IF(B122=\"\",\"\",VLOOKUP(D122,Tablas!$B$2:$E$13,2,FALSE))","v":""},{"$f":"IF(B122=\"\",\"\",VLOOKUP(D122,Tablas!$B$2:$F$13,3,FALSE))","v":""},"","","","","","","","","","","","","","","","","",""]
[{"$f":"IF(ISBLANK(InfoPro!A114),\"\",InfoPro!A114)","v":""},{"$f":"IF(ISBLANK(InfoPro!B114),\"\",InfoPro!B114)","v":""},{"$f":"IF(ISBLANK(InfoPro!E114),\"\",InfoPro!E114)","v":""},{"$f":"IF(ISBLANK(InfoPro!F114),\"\",InfoPro!F114)","v":""},{"$f":"IF(ISBLANK(InfoPro!I114),\"\",YEAR(InfoPro!I114)-$G$4)","v":""},{"$f":"IF(B123=\"\",\"\",VLOOKUP(D123,Tablas!$B$2:$E$13,2,FALSE))","v":""},{"$f":"IF(B123=\"\",\"\",VLOOKUP(D123,Tablas!$B$2:$F$13,3,FALSE))","v":""},"","","","","","","","","","","","","","","","","",""]
[{"$f":"IF(ISBLANK(InfoPro!A115),\"\",InfoPro!A115)","v":""},{"$f":"IF(ISBLANK(InfoPro!B115),\"\",InfoPro!B115)","v":""},{"$f":"IF(ISBLANK(InfoPro!E115),\"\",InfoPro!E115)","v":""},{"$f":"IF(ISBLANK(InfoPro!F115),\"\",InfoPro!F115)","v":""},{"$f":"IF(ISBLANK(InfoPro!I115),\"\",YEAR(InfoPro!I115)-$G$4)","v":""},{"$f":"IF(B124=\"\",\"\",VLOOKUP(D124,Tablas!$B$2:$E$13,2,FALSE))","v":""},{"$f":"IF(B124=\"\",\"\",VLOOKUP(D124,Tablas!$B$2:$F$13,3,FALSE))","v":""},"","","","","","","","","","","","","","","","","",""]
[{"$f":"IF(ISBLANK(InfoPro!A116),\"\",InfoPro!A116)","v":""},{"$f":"IF(ISBLANK(InfoPro!B116),\"\",InfoPro!B116)","v":""},{"$f":"IF(ISBLANK(InfoPro!E116),\"\",InfoPro!E116)","v":""},{"$f":"IF(ISBLANK(InfoPro!F116),\"\",InfoPro!F116)","v":""},{"$f":"IF(ISBLANK(InfoPro!I116),\"\",YEAR(InfoPro!I116)-$G$4)","v":""},{"$f":"IF(B125=\"\",\"\",VLOOKUP(D125,Tablas!$B$2:$E$13,2,FALSE))","v":""},{"$f":"IF(B125=\"\",\"\",VLOOKUP(D125,Tablas!$B$2:$F$13,3,FALSE))","v":""},"","","","","","","","","","","","","","","","","",""]
[{"$f":"IF(ISBLANK(InfoPro!A117),\"\",InfoPro!A117)","v":""},{"$f":"IF(ISBLANK(InfoPro!B117),\"\",InfoPro!B117)","v":""},{"$f":"IF(ISBLANK(InfoPro!E117),\"\",InfoPro!E117)","v":""},{"$f":"IF(ISBLANK(InfoPro!F117),\"\",InfoPro!F117)","v":""},{"$f":"IF(ISBLANK(InfoPro!I117),\"\",YEAR(InfoPro!I117)-$G$4)","v":""},{"$f":"IF(B126=\"\",\"\",VLOOKUP(D126,Tablas!$B$2:$E$13,2,FALSE))","v":""},{"$f":"IF(B126=\"\",\"\",VLOOKUP(D126,Tablas!$B$2:$F$13,3,FALSE))","v":""},"","","","","","","","","","","","","","","","","",""]
[{"$f":"IF(ISBLANK(InfoPro!A118),\"\",InfoPro!A118)","v":""},{"$f":"IF(ISBLANK(InfoPro!B118),\"\",InfoPro!B118)","v":""},{"$f":"IF(ISBLANK(InfoPro!E118),\"\",InfoPro!E118)","v":""},{"$f":"IF(ISBLANK(InfoPro!F118),\"\",InfoPro!F118)","v":""},{"$f":"IF(ISBLANK(InfoPro!I118),\"\",YEAR(InfoPro!I118)-$G$4)","v":""},{"$f":"IF(B127=\"\",\"\",VLOOKUP(D127,Tablas!$B$2:$E$13,2,FALSE))","v":""},{"$f":"IF(B127=\"\",\"\",VLOOKUP(D127,Tablas!$B$2:$F$13,3,FALSE))","v":""},"","","","","","","","","","","","","","","","","",""]
[{"$f":"IF(ISBLANK(InfoPro!A119),\"\",InfoPro!A119)","v":""},{"$f":"IF(ISBLANK(InfoPro!B119),\"\",InfoPro!B119)","v":""},{"$f":"IF(ISBLANK(InfoPro!E119),\"\",InfoPro!E119)","v":""},{"$f":"IF(ISBLANK(InfoPro!F119),\"\",InfoPro!F119)","v":""},{"$f":"IF(ISBLANK(InfoPro!I119),\"\",YEAR(InfoPro!I119)-$G$4)","v":""},{"$f":"IF(B128=\"\",\"\",VLOOKUP(D128,Tablas!$B$2:$E$13,2,FALSE))","v":""},{"$f":"IF(B128=\"\",\"\",VLOOKUP(D128,Tablas!$B$2:$F$13,3,FALSE))","v":""},"","","","","","","","","","","","","","","","","",""]
[{"$f":"IF(ISBLANK(InfoPro!A120),\"\",InfoPro!A120)","v":""},{"$f":"IF(ISBLANK(InfoPro!B120),\"\",InfoPro!B120)","v":""},{"$f":"IF(ISBLANK(InfoPro!E120),\"\",InfoPro!E120)","v":""},{"$f":"IF(ISBLANK(InfoPro!F120),\"\",InfoPro!F120)","v":""},{"$f":"IF(ISBLANK(InfoPro!I120),\"\",YEAR(InfoPro!I120)-$G$4)","v":""},{"$f":"IF(B129=\"\",\"\",VLOOKUP(D129,Tablas!$B$2:$E$13,2,FALSE))","v":""},{"$f":"IF(B129=\"\",\"\",VLOOKUP(D129,Tablas!$B$2:$F$13,3,FALSE))","v":""},"",{"$f":"IF($H129=\"\",\"\",(1/(1+$C$4)^(I$7+$E129))*$H129*$G129*$C$3)","v":""},"","","","","","","","","","","","","","","",""]
[{"$f":"IF(ISBLANK(InfoPro!A121),\"\",InfoPro!A121)","v":""},{"$f":"IF(ISBLANK(InfoPro!B121),\"\",InfoPro!B121)","v":""},{"$f":"IF(ISBLANK(InfoPro!E121),\"\",InfoPro!E121)","v":""},{"$f":"IF(ISBLANK(InfoPro!F121),\"\",InfoPro!F121)","v":""},{"$f":"IF(ISBLANK(InfoPro!I121),\"\",YEAR(InfoPro!I121)-$G$4)","v":""},{"$f":"IF(B130=\"\",\"\",VLOOKUP(D130,Tablas!$B$2:$E$13,2,FALSE))","v":""},{"$f":"IF(B130=\"\",\"\",VLOOKUP(D130,Tablas!$B$2:$F$13,3,FALSE))","v":""},"","","","","","","","","","","","","","","","","",""]
[{"$f":"IF(ISBLANK(InfoPro!A122),\"\",InfoPro!A122)","v":""},{"$f":"IF(ISBLANK(InfoPro!B122),\"\",InfoPro!B122)","v":""},{"$f":"IF(ISBLANK(InfoPro!E122),\"\",InfoPro!E122)","v":""},{"$f":"IF(ISBLANK(InfoPro!F122),\"\",InfoPro!F122)","v":""},{"$f":"IF(ISBLANK(InfoPro!I122),\"\",YEAR(InfoPro!I122)-$G$4)","v":""},{"$f":"IF(B131=\"\",\"\",VLOOKUP(D131,Tablas!$B$2:$E$13,2,FALSE))","v":""},{"$f":"IF(B131=\"\",\"\",VLOOKUP(D131,Tablas!$B$2:$F$13,3,FALSE))","v":""},"","","","","","","","","","","","","","","","","",""]
[{"$f":"IF(ISBLANK(InfoPro!A123),\"\",InfoPro!A123)","v":""},{"$f":"IF(ISBLANK(InfoPro!B123),\"\",InfoPro!B123)","v":""},{"$f":"IF(ISBLANK(InfoPro!E123),\"\",InfoPro!E123)","v":""},{"$f":"IF(ISBLANK(InfoPro!F123),\"\",InfoPro!F123)","v":""},{"$f":"IF(ISBLANK(InfoPro!I123),\"\",YEAR(InfoPro!I123)-$G$4)","v":""},{"$f":"IF(B132=\"\",\"\",VLOOKUP(D132,Tablas!$B$2:$E$13,2,FALSE))","v":""},{"$f":"IF(B132=\"\",\"\",VLOOKUP(D132,Tablas!$B$2:$F$13,3,FALSE))","v":""},"","","","","","","","","","","","","","","","","",""]
[{"$f":"IF(ISBLANK(InfoPro!A124),\"\",InfoPro!A124)","v":""},{"$f":"IF(ISBLANK(InfoPro!B124),\"\",InfoPro!B124)","v":""},{"$f":"IF(ISBLANK(InfoPro!E124),\"\",InfoPro!E124)","v":""},{"$f":"IF(ISBLANK(InfoPro!F124),\"\",InfoPro!F124)","v":""},{"$f":"IF(ISBLANK(InfoPro!I124),\"\",YEAR(InfoPro!I124)-$G$4)","v":""},{"$f":"IF(B133=\"\",\"\",VLOOKUP(D133,Tablas!$B$2:$E$13,2,FALSE))","v":""},{"$f":"IF(B133=\"\",\"\",VLOOKUP(D133,Tablas!$B$2:$F$13,3,FALSE))","v":""},"","","","","","","","","","","","","","","","","",""]
[{"$f":"IF(ISBLANK(InfoPro!A125),\"\",InfoPro!A125)","v":""},{"$f":"IF(ISBLANK(InfoPro!B125),\"\",InfoPro!B125)","v":""},{"$f":"IF(ISBLANK(InfoPro!E125),\"\",InfoPro!E125)","v":""},{"$f":"IF(ISBLANK(InfoPro!F125),\"\",InfoPro!F125)","v":""},{"$f":"IF(ISBLANK(InfoPro!I125),\"\",YEAR(InfoPro!I125)-$G$4)","v":""},{"$f":"IF(B134=\"\",\"\",VLOOKUP(D134,Tablas!$B$2:$E$13,2,FALSE))","v":""},{"$f":"IF(B134=\"\",\"\",VLOOKUP(D134,Tablas!$B$2:$F$13,3,FALSE))","v":""},"","","","","","","","","","","","","","","","","",""]
[{"$f":"IF(ISBLANK(InfoPro!A126),\"\",InfoPro!A126)","v":""},{"$f":"IF(ISBLANK(InfoPro!B126),\"\",InfoPro!B126)","v":""},{"$f":"IF(ISBLANK(InfoPro!E126),\"\",InfoPro!E126)","v":""},{"$f":"IF(ISBLANK(InfoPro!F126),\"\",InfoPro!F126)","v":""},{"$f":"IF(ISBLANK(InfoPro!I126),\"\",YEAR(InfoPro!I126)-$G$4)","v":""},{"$f":"IF(B135=\"\",\"\",VLOOKUP(D135,Tablas!$B$2:$E$13,2,FALSE))","v":""},{"$f":"IF(B135=\"\",\"\",VLOOKUP(D135,Tablas!$B$2:$F$13,3,FALSE))","v":""},"","","","","","","","","","","","","","","","","",""]
[{"$f":"IF(ISBLANK(InfoPro!A127),\"\",InfoPro!A127)","v":""},{"$f":"IF(ISBLANK(InfoPro!B127),\"\",InfoPro!B127)","v":""},{"$f":"IF(ISBLANK(InfoPro!E127),\"\",InfoPro!E127)","v":""},{"$f":"IF(ISBLANK(InfoPro!F127),\"\",InfoPro!F127)","v":""},{"$f":"IF(ISBLANK(InfoPro!I127),\"\",YEAR(InfoPro!I127)-$G$4)","v":""},{"$f":"IF(B136=\"\",\"\",VLOOKUP(D136,Tablas!$B$2:$E$13,2,FALSE))","v":""},{"$f":"IF(B136=\"\",\"\",VLOOKUP(D136,Tablas!$B$2:$F$13,3,FALSE))","v":""},"","","","","","","","","","","","","","","","","",""]
[{"$f":"IF(ISBLANK(InfoPro!A128),\"\",InfoPro!A128)","v":""},{"$f":"IF(ISBLANK(InfoPro!B128),\"\",InfoPro!B128)","v":""},{"$f":"IF(ISBLANK(InfoPro!E128),\"\",InfoPro!E128)","v":""},{"$f":"IF(ISBLANK(InfoPro!F128),\"\",InfoPro!F128)","v":""},{"$f":"IF(ISBLANK(InfoPro!I128),\"\",YEAR(InfoPro!I128)-$G$4)","v":""},{"$f":"IF(B137=\"\",\"\",VLOOKUP(D137,Tablas!$B$2:$E$13,2,FALSE))","v":""},{"$f":"IF(B137=\"\",\"\",VLOOKUP(D137,Tablas!$B$2:$F$13,3,FALSE))","v":""},"","","","","","","","","","","","","","","","","",""]
[{"$f":"IF(ISBLANK(InfoPro!A129),\"\",InfoPro!A129)","v":""},{"$f":"IF(ISBLANK(InfoPro!B129),\"\",InfoPro!B129)","v":""},{"$f":"IF(ISBLANK(InfoPro!E129),\"\",InfoPro!E129)","v":""},{"$f":"IF(ISBLANK(InfoPro!F129),\"\",InfoPro!F129)","v":""},{"$f":"IF(ISBLANK(InfoPro!I129),\"\",YEAR(InfoPro!I129)-$G$4)","v":""},{"$f":"IF(B138=\"\",\"\",VLOOKUP(D138,Tablas!$B$2:$E$13,2,FALSE))","v":""},{"$f":"IF(B138=\"\",\"\",VLOOKUP(D138,Tablas!$B$2:$F$13,3,FALSE))","v":""},"","","","","","","","","","","","","","","","","",""]
[{"$f":"IF(ISBLANK(InfoPro!A130),\"\",InfoPro!A130)","v":""},{"$f":"IF(ISBLANK(InfoPro!B130),\"\",InfoPro!B130)","v":""},{"$f":"IF(ISBLANK(InfoPro!E130),\"\",InfoPro!E130)","v":""},{"$f":"IF(ISBLANK(InfoPro!F130),\"\",InfoPro!F130)","v":""},{"$f":"IF(ISBLANK(InfoPro!I130),\"\",YEAR(InfoPro!I130)-$G$4)","v":""},{"$f":"IF(B139=\"\",\"\",VLOOKUP(D139,Tablas!$B$2:$E$13,2,FALSE))","v":""},{"$f":"IF(B139=\"\",\"\",VLOOKUP(D139,Tablas!$B$2:$F$13,3,FALSE))","v":""},"","","","","","","","","","","","","","","","","",""]
[{"$f":"IF(ISBLANK(InfoPro!A131),\"\",InfoPro!A131)","v":""},{"$f":"IF(ISBLANK(InfoPro!B131),\"\",InfoPro!B131)","v":""},{"$f":"IF(ISBLANK(InfoPro!E131),\"\",InfoPro!E131)","v":""},{"$f":"IF(ISBLANK(InfoPro!F131),\"\",InfoPro!F131)","v":""},{"$f":"IF(ISBLANK(InfoPro!I131),\"\",YEAR(InfoPro!I131)-$G$4)","v":""},{"$f":"IF(B140=\"\",\"\",VLOOKUP(D140,Tablas!$B$2:$E$13,2,FALSE))","v":""},{"$f":"IF(B140=\"\",\"\",VLOOKUP(D140,Tablas!$B$2:$F$13,3,FALSE))","v":""},"","","","","","","","","","","","","","","","","",""]
[{"$f":"IF(ISBLANK(InfoPro!A132),\"\",InfoPro!A132)","v":""},{"$f":"IF(ISBLANK(InfoPro!B132),\"\",InfoPro!B132)","v":""},{"$f":"IF(ISBLANK(InfoPro!E132),\"\",InfoPro!E132)","v":""},{"$f":"IF(ISBLANK(InfoPro!F132),\"\",InfoPro!F132)","v":""},{"$f":"IF(ISBLANK(InfoPro!I132),\"\",YEAR(InfoPro!I132)-$G$4)","v":""},{"$f":"IF(B141=\"\",\"\",VLOOKUP(D141,Tablas!$B$2:$E$13,2,FALSE))","v":""},{"$f":"IF(B141=\"\",\"\",VLOOKUP(D141,Tablas!$B$2:$F$13,3,FALSE))","v":""},"","","","","","","","","","","","","","","","","",""]
[{"$f":"IF(ISBLANK(InfoPro!A133),\"\",InfoPro!A133)","v":""},{"$f":"IF(ISBLANK(InfoPro!B133),\"\",InfoPro!B133)","v":""},{"$f":"IF(ISBLANK(InfoPro!E133),\"\",InfoPro!E133)","v":""},{"$f":"IF(ISBLANK(InfoPro!F133),\"\",InfoPro!F133)","v":""},{"$f":"IF(ISBLANK(InfoPro!I133),\"\",YEAR(InfoPro!I133)-$G$4)","v":""},{"$f":"IF(B142=\"\",\"\",VLOOKUP(D142,Tablas!$B$2:$E$13,2,FALSE))","v":""},{"$f":"IF(B142=\"\",\"\",VLOOKUP(D142,Tablas!$B$2:$F$13,3,FALSE))","v":""},"","","","","","","","","","","","","","","","","",""]
[{"$f":"IF(ISBLANK(InfoPro!A134),\"\",InfoPro!A134)","v":""},{"$f":"IF(ISBLANK(InfoPro!B134),\"\",InfoPro!B134)","v":""},{"$f":"IF(ISBLANK(InfoPro!E134),\"\",InfoPro!E134)","v":""},{"$f":"IF(ISBLANK(InfoPro!F134),\"\",InfoPro!F134)","v":""},{"$f":"IF(ISBLANK(InfoPro!I134),\"\",YEAR(InfoPro!I134)-$G$4)","v":""},{"$f":"IF(B143=\"\",\"\",VLOOKUP(D143,Tablas!$B$2:$E$13,2,FALSE))","v":""},{"$f":"IF(B143=\"\",\"\",VLOOKUP(D143,Tablas!$B$2:$F$13,3,FALSE))","v":""},"","","","","","","","","","","","","","","","","",""]
[{"$f":"IF(ISBLANK(InfoPro!A135),\"\",InfoPro!A135)","v":""},{"$f":"IF(ISBLANK(InfoPro!B135),\"\",InfoPro!B135)","v":""},{"$f":"IF(ISBLANK(InfoPro!E135),\"\",InfoPro!E135)","v":""},{"$f":"IF(ISBLANK(InfoPro!F135),\"\",InfoPro!F135)","v":""},{"$f":"IF(ISBLANK(InfoPro!I135),\"\",YEAR(InfoPro!I135)-$G$4)","v":""},{"$f":"IF(B144=\"\",\"\",VLOOKUP(D144,Tablas!$B$2:$E$13,2,FALSE))","v":""},{"$f":"IF(B144=\"\",\"\",VLOOKUP(D144,Tablas!$B$2:$F$13,3,FALSE))","v":""},"","","","","","","","","","","","","","","","","",""]
[{"$f":"IF(ISBLANK(InfoPro!A136),\"\",InfoPro!A136)","v":""},{"$f":"IF(ISBLANK(InfoPro!B136),\"\",InfoPro!B136)","v":""},{"$f":"IF(ISBLANK(InfoPro!E136),\"\",InfoPro!E136)","v":""},{"$f":"IF(ISBLANK(InfoPro!F136),\"\",InfoPro!F136)","v":""},{"$f":"IF(ISBLANK(InfoPro!I136),\"\",YEAR(InfoPro!I136)-$G$4)","v":""},{"$f":"IF(B145=\"\",\"\",VLOOKUP(D145,Tablas!$B$2:$E$13,2,FALSE))","v":""},{"$f":"IF(B145=\"\",\"\",VLOOKUP(D145,Tablas!$B$2:$F$13,3,FALSE))","v":""},"","","","","","","","","","","","","","","","","",""]
[{"$f":"IF(ISBLANK(InfoPro!A137),\"\",InfoPro!A137)","v":""},{"$f":"IF(ISBLANK(InfoPro!B137),\"\",InfoPro!B137)","v":""},{"$f":"IF(ISBLANK(InfoPro!E137),\"\",InfoPro!E137)","v":""},{"$f":"IF(ISBLANK(InfoPro!F137),\"\",InfoPro!F137)","v":""},{"$f":"IF(ISBLANK(InfoPro!I137),\"\",YEAR(InfoPro!I137)-$G$4)","v":""},{"$f":"IF(B146=\"\",\"\",VLOOKUP(D146,Tablas!$B$2:$E$13,2,FALSE))","v":""},{"$f":"IF(B146=\"\",\"\",VLOOKUP(D146,Tablas!$B$2:$F$13,3,FALSE))","v":""},"",{"$f":"IF($H146=\"\",\"\",(1/(1+$C$4)^(I$7+$E146))*$H146*$G146*$C$3)","v":""},"","","","","","","","","","","","","","","",""]
[{"$f":"IF(ISBLANK(InfoPro!A138),\"\",InfoPro!A138)","v":""},{"$f":"IF(ISBLANK(InfoPro!B138),\"\",InfoPro!B138)","v":""},{"$f":"IF(ISBLANK(InfoPro!E138),\"\",InfoPro!E138)","v":""},{"$f":"IF(ISBLANK(InfoPro!F138),\"\",InfoPro!F138)","v":""},{"$f":"IF(ISBLANK(InfoPro!I138),\"\",YEAR(InfoPro!I138)-$G$4)","v":""},{"$f":"IF(B147=\"\",\"\",VLOOKUP(D147,Tablas!$B$2:$E$13,2,FALSE))","v":""},{"$f":"IF(B147=\"\",\"\",VLOOKUP(D147,Tablas!$B$2:$F$13,3,FALSE))","v":""},"","","","","","","","","","","","","","","","","",""]
[{"$f":"IF(ISBLANK(InfoPro!A139),\"\",InfoPro!A139)","v":""},{"$f":"IF(ISBLANK(InfoPro!B139),\"\",InfoPro!B139)","v":""},{"$f":"IF(ISBLANK(InfoPro!E139),\"\",InfoPro!E139)","v":""},{"$f":"IF(ISBLANK(InfoPro!F139),\"\",InfoPro!F139)","v":""},{"$f":"IF(ISBLANK(InfoPro!I139),\"\",YEAR(InfoPro!I139)-$G$4)","v":""},{"$f":"IF(B148=\"\",\"\",VLOOKUP(D148,Tablas!$B$2:$E$13,2,FALSE))","v":""},{"$f":"IF(B148=\"\",\"\",VLOOKUP(D148,Tablas!$B$2:$F$13,3,FALSE))","v":""},"","","","","","","","","","","","","","","","","",""]
[{"$f":"IF(ISBLANK(InfoPro!A140),\"\",InfoPro!A140)","v":""},{"$f":"IF(ISBLANK(InfoPro!B140),\"\",InfoPro!B140)","v":""},{"$f":"IF(ISBLANK(InfoPro!E140),\"\",InfoPro!E140)","v":""},{"$f":"IF(ISBLANK(InfoPro!F140),\"\",InfoPro!F140)","v":""},{"$f":"IF(ISBLANK(InfoPro!I140),\"\",YEAR(InfoPro!I140)-$G$4)","v":""},{"$f":"IF(B149=\"\",\"\",VLOOKUP(D149,Tablas!$B$2:$E$13,2,FALSE))","v":""},{"$f":"IF(B149=\"\",\"\",VLOOKUP(D149,Tablas!$B$2:$F$13,3,FALSE))","v":""},"","","","","","","","","","","","","","","","","",""]
[{"$f":"IF(ISBLANK(InfoPro!A141),\"\",InfoPro!A141)","v":""},{"$f":"IF(ISBLANK(InfoPro!B141),\"\",InfoPro!B141)","v":""},{"$f":"IF(ISBLANK(InfoPro!E141),\"\",InfoPro!E141)","v":""},{"$f":"IF(ISBLANK(InfoPro!F141),\"\",InfoPro!F141)","v":""},{"$f":"IF(ISBLANK(InfoPro!I141),\"\",YEAR(InfoPro!I141)-$G$4)","v":""},{"$f":"IF(B150=\"\",\"\",VLOOKUP(D150,Tablas!$B$2:$E$13,2,FALSE))","v":""},{"$f":"IF(B150=\"\",\"\",VLOOKUP(D150,Tablas!$B$2:$F$13,3,FALSE))","v":""},"","","","","","","","","","","","","","","","","",""]
[{"$f":"IF(ISBLANK(InfoPro!A142),\"\",InfoPro!A142)","v":""},{"$f":"IF(ISBLANK(InfoPro!B142),\"\",InfoPro!B142)","v":""},{"$f":"IF(ISBLANK(InfoPro!E142),\"\",InfoPro!E142)","v":""},{"$f":"IF(ISBLANK(InfoPro!F142),\"\",InfoPro!F142)","v":""},{"$f":"IF(ISBLANK(InfoPro!I142),\"\",YEAR(InfoPro!I142)-$G$4)","v":""},{"$f":"IF(B151=\"\",\"\",VLOOKUP(D151,Tablas!$B$2:$E$13,2,FALSE))","v":""},{"$f":"IF(B151=\"\",\"\",VLOOKUP(D151,Tablas!$B$2:$F$13,3,FALSE))","v":""},"","","","","","","","","","","","","","","","","",""]
[{"$f":"IF(ISBLANK(InfoPro!A143),\"\",InfoPro!A143)","v":""},{"$f":"IF(ISBLANK(InfoPro!B143),\"\",InfoPro!B143)","v":""},{"$f":"IF(ISBLANK(InfoPro!E143),\"\",InfoPro!E143)","v":""},{"$f":"IF(ISBLANK(InfoPro!F143),\"\",InfoPro!F143)","v":""},{"$f":"IF(ISBLANK(InfoPro!I143),\"\",YEAR(InfoPro!I143)-$G$4)","v":""},{"$f":"IF(B152=\"\",\"\",VLOOKUP(D152,Tablas!$B$2:$E$13,2,FALSE))","v":""},{"$f":"IF(B152=\"\",\"\",VLOOKUP(D152,Tablas!$B$2:$F$13,3,FALSE))","v":""},"","","","","","","","","","","","","","","","","",""]
[{"$f":"IF(ISBLANK(InfoPro!A144),\"\",InfoPro!A144)","v":""},{"$f":"IF(ISBLANK(InfoPro!B144),\"\",InfoPro!B144)","v":""},{"$f":"IF(ISBLANK(InfoPro!E144),\"\",InfoPro!E144)","v":""},{"$f":"IF(ISBLANK(InfoPro!F144),\"\",InfoPro!F144)","v":""},{"$f":"IF(ISBLANK(InfoPro!I144),\"\",YEAR(InfoPro!I144)-$G$4)","v":""},{"$f":"IF(B153=\"\",\"\",VLOOKUP(D153,Tablas!$B$2:$E$13,2,FALSE))","v":""},{"$f":"IF(B153=\"\",\"\",VLOOKUP(D153,Tablas!$B$2:$F$13,3,FALSE))","v":""},"","","","","","","","","","","","","","","","","",""]
[{"$f":"IF(ISBLANK(InfoPro!A145),\"\",InfoPro!A145)","v":""},{"$f":"IF(ISBLANK(InfoPro!B145),\"\",InfoPro!B145)","v":""},{"$f":"IF(ISBLANK(InfoPro!E145),\"\",InfoPro!E145)","v":""},{"$f":"IF(ISBLANK(InfoPro!F145),\"\",InfoPro!F145)","v":""},{"$f":"IF(ISBLANK(InfoPro!I145),\"\",YEAR(InfoPro!I145)-$G$4)","v":""},{"$f":"IF(B154=\"\",\"\",VLOOKUP(D154,Tablas!$B$2:$E$13,2,FALSE))","v":""},{"$f":"IF(B154=\"\",\"\",VLOOKUP(D154,Tablas!$B$2:$F$13,3,FALSE))","v":""},"","","","","","","","","","","","","","","","","",""]
[{"$f":"IF(ISBLANK(InfoPro!A146),\"\",InfoPro!A146)","v":""},{"$f":"IF(ISBLANK(InfoPro!B146),\"\",InfoPro!B146)","v":""},{"$f":"IF(ISBLANK(InfoPro!E146),\"\",InfoPro!E146)","v":""},{"$f":"IF(ISBLANK(InfoPro!F146),\"\",InfoPro!F146)","v":""},{"$f":"IF(ISBLANK(InfoPro!I146),\"\",YEAR(InfoPro!I146)-$G$4)","v":""},{"$f":"IF(B155=\"\",\"\",VLOOKUP(D155,Tablas!$B$2:$E$13,2,FALSE))","v":""},{"$f":"IF(B155=\"\",\"\",VLOOKUP(D155,Tablas!$B$2:$F$13,3,FALSE))","v":""},"","","","","","","","","","","","","","","","","",""]
[{"$f":"IF(ISBLANK(InfoPro!A147),\"\",InfoPro!A147)","v":""},{"$f":"IF(ISBLANK(InfoPro!B147),\"\",InfoPro!B147)","v":""},{"$f":"IF(ISBLANK(InfoPro!E147),\"\",InfoPro!E147)","v":""},{"$f":"IF(ISBLANK(InfoPro!F147),\"\",InfoPro!F147)","v":""},{"$f":"IF(ISBLANK(InfoPro!I147),\"\",YEAR(InfoPro!I147)-$G$4)","v":""},{"$f":"IF(B156=\"\",\"\",VLOOKUP(D156,Tablas!$B$2:$E$13,2,FALSE))","v":""},{"$f":"IF(B156=\"\",\"\",VLOOKUP(D156,Tablas!$B$2:$F$13,3,FALSE))","v":""},"","","","","","","","","","","","","","","","","",""]
[{"$f":"IF(ISBLANK(InfoPro!A148),\"\",InfoPro!A148)","v":""},{"$f":"IF(ISBLANK(InfoPro!B148),\"\",InfoPro!B148)","v":""},{"$f":"IF(ISBLANK(InfoPro!E148),\"\",InfoPro!E148)","v":""},{"$f":"IF(ISBLANK(InfoPro!F148),\"\",InfoPro!F148)","v":""},{"$f":"IF(ISBLANK(InfoPro!I148),\"\",YEAR(InfoPro!I148)-$G$4)","v":""},{"$f":"IF(B157=\"\",\"\",VLOOKUP(D157,Tablas!$B$2:$E$13,2,FALSE))","v":""},{"$f":"IF(B157=\"\",\"\",VLOOKUP(D157,Tablas!$B$2:$F$13,3,FALSE))","v":""},{"$f":"IF(C157=\"\",\"\",+C157*F157*24*365)","v":""},"","","","","","","","","","","","","","","",{"$f":"IF(W157=\"\",\"\",SUM(I157:W157))","v":""},{"$f":"IF(C157=0,0,IF(X157=\"\",\"\",X157/(C157*1000)))","v":""}]
[{"$f":"IF(ISBLANK(InfoPro!A149),\"\",InfoPro!A149)","v":""},{"$f":"IF(ISBLANK(InfoPro!B149),\"\",InfoPro!B149)","v":""},{"$f":"IF(ISBLANK(InfoPro!E149),\"\",InfoPro!E149)","v":""},{"$f":"IF(ISBLANK(InfoPro!F149),\"\",InfoPro!F149)","v":""},{"$f":"IF(ISBLANK(InfoPro!I149),\"\",YEAR(InfoPro!I149)-$G$4)","v":""},{"$f":"IF(B158=\"\",\"\",VLOOKUP(D158,Tablas!$B$2:$E$13,2,FALSE))","v":""},{"$f":"IF(B158=\"\",\"\",VLOOKUP(D158,Tablas!$B$2:$F$13,3,FALSE))","v":""},"","","","","","","","","","","","","","","","","",""]
[{"$f":"IF(ISBLANK(InfoPro!A150),\"\",InfoPro!A150)","v":""},{"$f":"IF(ISBLANK(InfoPro!B150),\"\",InfoPro!B150)","v":""},{"$f":"IF(ISBLANK(InfoPro!E150),\"\",InfoPro!E150)","v":""},{"$f":"IF(ISBLANK(InfoPro!F150),\"\",InfoPro!F150)","v":""},{"$f":"IF(ISBLANK(InfoPro!I150),\"\",YEAR(InfoPro!I150)-$G$4)","v":""},{"$f":"IF(B159=\"\",\"\",VLOOKUP(D159,Tablas!$B$2:$E$13,2,FALSE))","v":""},{"$f":"IF(B159=\"\",\"\",VLOOKUP(D159,Tablas!$B$2:$F$13,3,FALSE))","v":""},"","","","","","","","","","","","","","","","","",""]
[{"$f":"IF(ISBLANK(InfoPro!A151),\"\",InfoPro!A151)","v":""},{"$f":"IF(ISBLANK(InfoPro!B151),\"\",InfoPro!B151)","v":""},{"$f":"IF(ISBLANK(InfoPro!E151),\"\",InfoPro!E151)","v":""},{"$f":"IF(ISBLANK(InfoPro!F151),\"\",InfoPro!F151)","v":""},{"$f":"IF(ISBLANK(InfoPro!I151),\"\",YEAR(InfoPro!I151)-$G$4)","v":""},{"$f":"IF(B160=\"\",\"\",VLOOKUP(D160,Tablas!$B$2:$E$13,2,FALSE))","v":""},{"$f":"IF(B160=\"\",\"\",VLOOKUP(D160,Tablas!$B$2:$F$13,3,FALSE))","v":""},"","","","","","","","","","","","","","","","","",""]
[{"$f":"IF(ISBLANK(InfoPro!A152),\"\",InfoPro!A152)","v":""},{"$f":"IF(ISBLANK(InfoPro!B152),\"\",InfoPro!B152)","v":""},{"$f":"IF(ISBLANK(InfoPro!E152),\"\",InfoPro!E152)","v":""},{"$f":"IF(ISBLANK(InfoPro!F152),\"\",InfoPro!F152)","v":""},{"$f":"IF(ISBLANK(InfoPro!I152),\"\",YEAR(InfoPro!I152)-$G$4)","v":""},{"$f":"IF(B161=\"\",\"\",VLOOKUP(D161,Tablas!$B$2:$E$13,2,FALSE))","v":""},{"$f":"IF(B161=\"\",\"\",VLOOKUP(D161,Tablas!$B$2:$F$13,3,FALSE))","v":""},"","","","","","","","","","","","","","","","","",""]
[{"$f":"IF(ISBLANK(InfoPro!A153),\"\",InfoPro!A153)","v":""},{"$f":"IF(ISBLANK(InfoPro!B153),\"\",InfoPro!B153)","v":""},{"$f":"IF(ISBLANK(InfoPro!E153),\"\",InfoPro!E153)","v":""},{"$f":"IF(ISBLANK(InfoPro!F153),\"\",InfoPro!F153)","v":""},{"$f":"IF(ISBLANK(InfoPro!I153),\"\",YEAR(InfoPro!I153)-$G$4)","v":""},{"$f":"IF(B162=\"\",\"\",VLOOKUP(D162,Tablas!$B$2:$E$13,2,FALSE))","v":""},{"$f":"IF(B162=\"\",\"\",VLOOKUP(D162,Tablas!$B$2:$F$13,3,FALSE))","v":""},"","","","","","","","","","","","","","","","","",""]
[{"$f":"IF(ISBLANK(InfoPro!A154),\"\",InfoPro!A154)","v":""},{"$f":"IF(ISBLANK(InfoPro!B154),\"\",InfoPro!B154)","v":""},{"$f":"IF(ISBLANK(InfoPro!E154),\"\",InfoPro!E154)","v":""},{"$f":"IF(ISBLANK(InfoPro!F154),\"\",InfoPro!F154)","v":""},{"$f":"IF(ISBLANK(InfoPro!I154),\"\",YEAR(InfoPro!I154)-$G$4)","v":""},{"$f":"IF(B163=\"\",\"\",VLOOKUP(D163,Tablas!$B$2:$E$13,2,FALSE))","v":""},{"$f":"IF(B163=\"\",\"\",VLOOKUP(D163,Tablas!$B$2:$F$13,3,FALSE))","v":""},"",{"$f":"IF($H163=\"\",\"\",(1/(1+$C$4)^(I$7+$E163))*$H163*$G163*$C$3)","v":""},"","","","","","","","","","","","","","","",""]
[{"$f":"IF(ISBLANK(InfoPro!A155),\"\",InfoPro!A155)","v":""},{"$f":"IF(ISBLANK(InfoPro!B155),\"\",InfoPro!B155)","v":""},{"$f":"IF(ISBLANK(InfoPro!E155),\"\",InfoPro!E155)","v":""},{"$f":"IF(ISBLANK(InfoPro!F155),\"\",InfoPro!F155)","v":""},{"$f":"IF(ISBLANK(InfoPro!I155),\"\",YEAR(InfoPro!I155)-$G$4)","v":""},{"$f":"IF(B164=\"\",\"\",VLOOKUP(D164,Tablas!$B$2:$E$13,2,FALSE))","v":""},{"$f":"IF(B164=\"\",\"\",VLOOKUP(D164,Tablas!$B$2:$F$13,3,FALSE))","v":""},"","","","","","","","","","","","","","","","","",""]
[{"$f":"IF(ISBLANK(InfoPro!A156),\"\",InfoPro!A156)","v":""},{"$f":"IF(ISBLANK(InfoPro!B156),\"\",InfoPro!B156)","v":""},{"$f":"IF(ISBLANK(InfoPro!E156),\"\",InfoPro!E156)","v":""},{"$f":"IF(ISBLANK(InfoPro!F156),\"\",InfoPro!F156)","v":""},{"$f":"IF(ISBLANK(InfoPro!I156),\"\",YEAR(InfoPro!I156)-$G$4)","v":""},{"$f":"IF(B165=\"\",\"\",VLOOKUP(D165,Tablas!$B$2:$E$13,2,FALSE))","v":""},{"$f":"IF(B165=\"\",\"\",VLOOKUP(D165,Tablas!$B$2:$F$13,3,FALSE))","v":""},"","","","","","","","","","","","","","","","","",""]
[{"$f":"IF(ISBLANK(InfoPro!A157),\"\",InfoPro!A157)","v":""},{"$f":"IF(ISBLANK(InfoPro!B157),\"\",InfoPro!B157)","v":""},{"$f":"IF(ISBLANK(InfoPro!E157),\"\",InfoPro!E157)","v":""},{"$f":"IF(ISBLANK(InfoPro!F157),\"\",InfoPro!F157)","v":""},{"$f":"IF(ISBLANK(InfoPro!I157),\"\",YEAR(InfoPro!I157)-$G$4)","v":""},{"$f":"IF(B166=\"\",\"\",VLOOKUP(D166,Tablas!$B$2:$E$13,2,FALSE))","v":""},{"$f":"IF(B166=\"\",\"\",VLOOKUP(D166,Tablas!$B$2:$F$13,3,FALSE))","v":""},"","","","","","","","","","","","","","","","","",""]
[{"$f":"IF(ISBLANK(InfoPro!A158),\"\",InfoPro!A158)","v":""},{"$f":"IF(ISBLANK(InfoPro!B158),\"\",InfoPro!B158)","v":""},{"$f":"IF(ISBLANK(InfoPro!E158),\"\",InfoPro!E158)","v":""},{"$f":"IF(ISBLANK(InfoPro!F158),\"\",InfoPro!F158)","v":""},{"$f":"IF(ISBLANK(InfoPro!I158),\"\",YEAR(InfoPro!I158)-$G$4)","v":""},{"$f":"IF(B167=\"\",\"\",VLOOKUP(D167,Tablas!$B$2:$E$13,2,FALSE))","v":""},{"$f":"IF(B167=\"\",\"\",VLOOKUP(D167,Tablas!$B$2:$F$13,3,FALSE))","v":""},"","","","","","","","","","","","","","","","","",""]
[{"$f":"IF(ISBLANK(InfoPro!A159),\"\",InfoPro!A159)","v":""},{"$f":"IF(ISBLANK(InfoPro!B159),\"\",InfoPro!B159)","v":""},{"$f":"IF(ISBLANK(InfoPro!E159),\"\",InfoPro!E159)","v":""},{"$f":"IF(ISBLANK(InfoPro!F159),\"\",InfoPro!F159)","v":""},{"$f":"IF(ISBLANK(InfoPro!I159),\"\",YEAR(InfoPro!I159)-$G$4)","v":""},{"$f":"IF(B168=\"\",\"\",VLOOKUP(D168,Tablas!$B$2:$E$13,2,FALSE))","v":""},{"$f":"IF(B168=\"\",\"\",VLOOKUP(D168,Tablas!$B$2:$F$13,3,FALSE))","v":""},"","","","","","","","","","","","","","","","","",""]
[{"$f":"IF(ISBLANK(InfoPro!A160),\"\",InfoPro!A160)","v":""},{"$f":"IF(ISBLANK(InfoPro!B160),\"\",InfoPro!B160)","v":""},{"$f":"IF(ISBLANK(InfoPro!E160),\"\",InfoPro!E160)","v":""},{"$f":"IF(ISBLANK(InfoPro!F160),\"\",InfoPro!F160)","v":""},{"$f":"IF(ISBLANK(InfoPro!I160),\"\",YEAR(InfoPro!I160)-$G$4)","v":""},{"$f":"IF(B169=\"\",\"\",VLOOKUP(D169,Tablas!$B$2:$E$13,2,FALSE))","v":""},{"$f":"IF(B169=\"\",\"\",VLOOKUP(D169,Tablas!$B$2:$F$13,3,FALSE))","v":""},"","","","","","","","","","","","","","","","","",""]
[{"$f":"IF(ISBLANK(InfoPro!A161),\"\",InfoPro!A161)","v":""},{"$f":"IF(ISBLANK(InfoPro!B161),\"\",InfoPro!B161)","v":""},{"$f":"IF(ISBLANK(InfoPro!E161),\"\",InfoPro!E161)","v":""},{"$f":"IF(ISBLANK(InfoPro!F161),\"\",InfoPro!F161)","v":""},{"$f":"IF(ISBLANK(InfoPro!I161),\"\",YEAR(InfoPro!I161)-$G$4)","v":""},{"$f":"IF(B170=\"\",\"\",VLOOKUP(D170,Tablas!$B$2:$E$13,2,FALSE))","v":""},{"$f":"IF(B170=\"\",\"\",VLOOKUP(D170,Tablas!$B$2:$F$13,3,FALSE))","v":""},"","","","","","","","","","","","","","","","","",""]
[{"$f":"IF(ISBLANK(InfoPro!A162),\"\",InfoPro!A162)","v":""},{"$f":"IF(ISBLANK(InfoPro!B162),\"\",InfoPro!B162)","v":""},{"$f":"IF(ISBLANK(InfoPro!E162),\"\",InfoPro!E162)","v":""},{"$f":"IF(ISBLANK(InfoPro!F162),\"\",InfoPro!F162)","v":""},{"$f":"IF(ISBLANK(InfoPro!I162),\"\",YEAR(InfoPro!I162)-$G$4)","v":""},{"$f":"IF(B171=\"\",\"\",VLOOKUP(D171,Tablas!$B$2:$E$13,2,FALSE))","v":""},{"$f":"IF(B171=\"\",\"\",VLOOKUP(D171,Tablas!$B$2:$F$13,3,FALSE))","v":""},"","","","","","","","","","","","","","","","","",""]
[{"$f":"IF(ISBLANK(InfoPro!A163),\"\",InfoPro!A163)","v":""},{"$f":"IF(ISBLANK(InfoPro!B163),\"\",InfoPro!B163)","v":""},{"$f":"IF(ISBLANK(InfoPro!E163),\"\",InfoPro!E163)","v":""},{"$f":"IF(ISBLANK(InfoPro!F163),\"\",InfoPro!F163)","v":""},{"$f":"IF(ISBLANK(InfoPro!I163),\"\",YEAR(InfoPro!I163)-$G$4)","v":""},{"$f":"IF(B172=\"\",\"\",VLOOKUP(D172,Tablas!$B$2:$E$13,2,FALSE))","v":""},{"$f":"IF(B172=\"\",\"\",VLOOKUP(D172,Tablas!$B$2:$F$13,3,FALSE))","v":""},"","","","","","","","","","","","","","","","","",""]
[{"$f":"IF(ISBLANK(InfoPro!A164),\"\",InfoPro!A164)","v":""},{"$f":"IF(ISBLANK(InfoPro!B164),\"\",InfoPro!B164)","v":""},{"$f":"IF(ISBLANK(InfoPro!E164),\"\",InfoPro!E164)","v":""},{"$f":"IF(ISBLANK(InfoPro!F164),\"\",InfoPro!F164)","v":""},{"$f":"IF(ISBLANK(InfoPro!I164),\"\",YEAR(InfoPro!I164)-$G$4)","v":""},{"$f":"IF(B173=\"\",\"\",VLOOKUP(D173,Tablas!$B$2:$E$13,2,FALSE))","v":""},{"$f":"IF(B173=\"\",\"\",VLOOKUP(D173,Tablas!$B$2:$F$13,3,FALSE))","v":""},"","","","","","","","","","","","","","","","","",""]
[{"$f":"IF(ISBLANK(InfoPro!A165),\"\",InfoPro!A165)","v":""},{"$f":"IF(ISBLANK(InfoPro!B165),\"\",InfoPro!B165)","v":""},{"$f":"IF(ISBLANK(InfoPro!E165),\"\",InfoPro!E165)","v":""},{"$f":"IF(ISBLANK(InfoPro!F165),\"\",InfoPro!F165)","v":""},{"$f":"IF(ISBLANK(InfoPro!I165),\"\",YEAR(InfoPro!I165)-$G$4)","v":""},{"$f":"IF(B174=\"\",\"\",VLOOKUP(D174,Tablas!$B$2:$E$13,2,FALSE))","v":""},{"$f":"IF(B174=\"\",\"\",VLOOKUP(D174,Tablas!$B$2:$F$13,3,FALSE))","v":""},"","","","","","","","","","","","","","","","","",""]
[{"$f":"IF(ISBLANK(InfoPro!A166),\"\",InfoPro!A166)","v":""},{"$f":"IF(ISBLANK(InfoPro!B166),\"\",InfoPro!B166)","v":""},{"$f":"IF(ISBLANK(InfoPro!E166),\"\",InfoPro!E166)","v":""},{"$f":"IF(ISBLANK(InfoPro!F166),\"\",InfoPro!F166)","v":""},{"$f":"IF(ISBLANK(InfoPro!I166),\"\",YEAR(InfoPro!I166)-$G$4)","v":""},{"$f":"IF(B175=\"\",\"\",VLOOKUP(D175,Tablas!$B$2:$E$13,2,FALSE))","v":""},{"$f":"IF(B175=\"\",\"\",VLOOKUP(D175,Tablas!$B$2:$F$13,3,FALSE))","v":""},"","","","","","","","","","","","","","","","","",""]
[{"$f":"IF(ISBLANK(InfoPro!A167),\"\",InfoPro!A167)","v":""},{"$f":"IF(ISBLANK(InfoPro!B167),\"\",InfoPro!B167)","v":""},{"$f":"IF(ISBLANK(InfoPro!E167),\"\",InfoPro!E167)","v":""},{"$f":"IF(ISBLANK(InfoPro!F167),\"\",InfoPro!F167)","v":""},{"$f":"IF(ISBLANK(InfoPro!I167),\"\",YEAR(InfoPro!I167)-$G$4)","v":""},{"$f":"IF(B176=\"\",\"\",VLOOKUP(D176,Tablas!$B$2:$E$13,2,FALSE))","v":""},{"$f":"IF(B176=\"\",\"\",VLOOKUP(D176,Tablas!$B$2:$F$13,3,FALSE))","v":""},"","","","","","","","","","","","","","","","","",""]
[{"$f":"IF(ISBLANK(InfoPro!A168),\"\",InfoPro!A168)","v":""},{"$f":"IF(ISBLANK(InfoPro!B168),\"\",InfoPro!B168)","v":""},{"$f":"IF(ISBLANK(InfoPro!E168),\"\",InfoPro!E168)","v":""},{"$f":"IF(ISBLANK(InfoPro!F168),\"\",InfoPro!F168)","v":""},{"$f":"IF(ISBLANK(InfoPro!I168),\"\",YEAR(InfoPro!I168)-$G$4)","v":""},{"$f":"IF(B177=\"\",\"\",VLOOKUP(D177,Tablas!$B$2:$E$13,2,FALSE))","v":""},{"$f":"IF(B177=\"\",\"\",VLOOKUP(D177,Tablas!$B$2:$F$13,3,FALSE))","v":""},"","","","","","","","","","","","","","","","","",""]
[{"$f":"IF(ISBLANK(InfoPro!A169),\"\",InfoPro!A169)","v":""},{"$f":"IF(ISBLANK(InfoPro!B169),\"\",InfoPro!B169)","v":""},{"$f":"IF(ISBLANK(InfoPro!E169),\"\",InfoPro!E169)","v":""},{"$f":"IF(ISBLANK(InfoPro!F169),\"\",InfoPro!F169)","v":""},{"$f":"IF(ISBLANK(InfoPro!I169),\"\",YEAR(InfoPro!I169)-$G$4)","v":""},{"$f":"IF(B178=\"\",\"\",VLOOKUP(D178,Tablas!$B$2:$E$13,2,FALSE))","v":""},{"$f":"IF(B178=\"\",\"\",VLOOKUP(D178,Tablas!$B$2:$F$13,3,FALSE))","v":""},"","","","","","","","","","","","","","","","","",""]
[{"$f":"IF(ISBLANK(InfoPro!A170),\"\",InfoPro!A170)","v":""},{"$f":"IF(ISBLANK(InfoPro!B170),\"\",InfoPro!B170)","v":""},{"$f":"IF(ISBLANK(InfoPro!E170),\"\",InfoPro!E170)","v":""},{"$f":"IF(ISBLANK(InfoPro!F170),\"\",InfoPro!F170)","v":""},{"$f":"IF(ISBLANK(InfoPro!I170),\"\",YEAR(InfoPro!I170)-$G$4)","v":""},{"$f":"IF(B179=\"\",\"\",VLOOKUP(D179,Tablas!$B$2:$E$13,2,FALSE))","v":""},{"$f":"IF(B179=\"\",\"\",VLOOKUP(D179,Tablas!$B$2:$F$13,3,FALSE))","v":""},"","","","","","","","","","","","","","","","","",""]
[{"$f":"IF(ISBLANK(InfoPro!A171),\"\",InfoPro!A171)","v":""},{"$f":"IF(ISBLANK(InfoPro!B171),\"\",InfoPro!B171)","v":""},{"$f":"IF(ISBLANK(InfoPro!E171),\"\",InfoPro!E171)","v":""},{"$f":"IF(ISBLANK(InfoPro!F171),\"\",InfoPro!F171)","v":""},{"$f":"IF(ISBLANK(InfoPro!I171),\"\",YEAR(InfoPro!I171)-$G$4)","v":""},{"$f":"IF(B180=\"\",\"\",VLOOKUP(D180,Tablas!$B$2:$E$13,2,FALSE))","v":""},{"$f":"IF(B180=\"\",\"\",VLOOKUP(D180,Tablas!$B$2:$F$13,3,FALSE))","v":""},"",{"$f":"IF($H180=\"\",\"\",(1/(1+$C$4)^(I$7+$E180))*$H180*$G180*$C$3)","v":""},"","","","","","","","","","","","","","","",""]
[{"$f":"IF(ISBLANK(InfoPro!A172),\"\",InfoPro!A172)","v":""},{"$f":"IF(ISBLANK(InfoPro!B172),\"\",InfoPro!B172)","v":""},{"$f":"IF(ISBLANK(InfoPro!E172),\"\",InfoPro!E172)","v":""},{"$f":"IF(ISBLANK(InfoPro!F172),\"\",InfoPro!F172)","v":""},{"$f":"IF(ISBLANK(InfoPro!I172),\"\",YEAR(InfoPro!I172)-$G$4)","v":""},{"$f":"IF(B181=\"\",\"\",VLOOKUP(D181,Tablas!$B$2:$E$13,2,FALSE))","v":""},{"$f":"IF(B181=\"\",\"\",VLOOKUP(D181,Tablas!$B$2:$F$13,3,FALSE))","v":""},"","","","","","","","","","","","","","","","","",""]
[{"$f":"IF(ISBLANK(InfoPro!A173),\"\",InfoPro!A173)","v":""},{"$f":"IF(ISBLANK(InfoPro!B173),\"\",InfoPro!B173)","v":""},{"$f":"IF(ISBLANK(InfoPro!E173),\"\",InfoPro!E173)","v":""},{"$f":"IF(ISBLANK(InfoPro!F173),\"\",InfoPro!F173)","v":""},{"$f":"IF(ISBLANK(InfoPro!I173),\"\",YEAR(InfoPro!I173)-$G$4)","v":""},{"$f":"IF(B182=\"\",\"\",VLOOKUP(D182,Tablas!$B$2:$E$13,2,FALSE))","v":""},{"$f":"IF(B182=\"\",\"\",VLOOKUP(D182,Tablas!$B$2:$F$13,3,FALSE))","v":""},"","","","","","","","","","","","","","","","","",""]
[{"$f":"IF(ISBLANK(InfoPro!A174),\"\",InfoPro!A174)","v":""},{"$f":"IF(ISBLANK(InfoPro!B174),\"\",InfoPro!B174)","v":""},{"$f":"IF(ISBLANK(InfoPro!E174),\"\",InfoPro!E174)","v":""},{"$f":"IF(ISBLANK(InfoPro!F174),\"\",InfoPro!F174)","v":""},{"$f":"IF(ISBLANK(InfoPro!I174),\"\",YEAR(InfoPro!I174)-$G$4)","v":""},{"$f":"IF(B183=\"\",\"\",VLOOKUP(D183,Tablas!$B$2:$E$13,2,FALSE))","v":""},{"$f":"IF(B183=\"\",\"\",VLOOKUP(D183,Tablas!$B$2:$F$13,3,FALSE))","v":""},"","","","","","","","","","","","","","","","","",""]
[{"$f":"IF(ISBLANK(InfoPro!A175),\"\",InfoPro!A175)","v":""},{"$f":"IF(ISBLANK(InfoPro!B175),\"\",InfoPro!B175)","v":""},{"$f":"IF(ISBLANK(InfoPro!E175),\"\",InfoPro!E175)","v":""},{"$f":"IF(ISBLANK(InfoPro!F175),\"\",InfoPro!F175)","v":""},{"$f":"IF(ISBLANK(InfoPro!I175),\"\",YEAR(InfoPro!I175)-$G$4)","v":""},{"$f":"IF(B184=\"\",\"\",VLOOKUP(D184,Tablas!$B$2:$E$13,2,FALSE))","v":""},{"$f":"IF(B184=\"\",\"\",VLOOKUP(D184,Tablas!$B$2:$F$13,3,FALSE))","v":""},"","","","","","","","","","","","","","","","","",""]
[{"$f":"IF(ISBLANK(InfoPro!A176),\"\",InfoPro!A176)","v":""},{"$f":"IF(ISBLANK(InfoPro!B176),\"\",InfoPro!B176)","v":""},{"$f":"IF(ISBLANK(InfoPro!E176),\"\",InfoPro!E176)","v":""},{"$f":"IF(ISBLANK(InfoPro!F176),\"\",InfoPro!F176)","v":""},{"$f":"IF(ISBLANK(InfoPro!I176),\"\",YEAR(InfoPro!I176)-$G$4)","v":""},{"$f":"IF(B185=\"\",\"\",VLOOKUP(D185,Tablas!$B$2:$E$13,2,FALSE))","v":""},{"$f":"IF(B185=\"\",\"\",VLOOKUP(D185,Tablas!$B$2:$F$13,3,FALSE))","v":""},"","","","","","","","","","","","","","","","","",""]
[{"$f":"IF(ISBLANK(InfoPro!A177),\"\",InfoPro!A177)","v":""},{"$f":"IF(ISBLANK(InfoPro!B177),\"\",InfoPro!B177)","v":""},{"$f":"IF(ISBLANK(InfoPro!E177),\"\",InfoPro!E177)","v":""},{"$f":"IF(ISBLANK(InfoPro!F177),\"\",InfoPro!F177)","v":""},{"$f":"IF(ISBLANK(InfoPro!I177),\"\",YEAR(InfoPro!I177)-$G$4)","v":""},{"$f":"IF(B186=\"\",\"\",VLOOKUP(D186,Tablas!$B$2:$E$13,2,FALSE))","v":""},{"$f":"IF(B186=\"\",\"\",VLOOKUP(D186,Tablas!$B$2:$F$13,3,FALSE))","v":""},"","","","","","","","","","","","","","","","","",""]
[{"$f":"IF(ISBLANK(InfoPro!A178),\"\",InfoPro!A178)","v":""},{"$f":"IF(ISBLANK(InfoPro!B178),\"\",InfoPro!B178)","v":""},{"$f":"IF(ISBLANK(InfoPro!E178),\"\",InfoPro!E178)","v":""},{"$f":"IF(ISBLANK(InfoPro!F178),\"\",InfoPro!F178)","v":""},{"$f":"IF(ISBLANK(InfoPro!I178),\"\",YEAR(InfoPro!I178)-$G$4)","v":""},{"$f":"IF(B187=\"\",\"\",VLOOKUP(D187,Tablas!$B$2:$E$13,2,FALSE))","v":""},{"$f":"IF(B187=\"\",\"\",VLOOKUP(D187,Tablas!$B$2:$F$13,3,FALSE))","v":""},"","","","","","","","","","","","","","","","","",""]
[{"$f":"IF(ISBLANK(InfoPro!A179),\"\",InfoPro!A179)","v":""},{"$f":"IF(ISBLANK(InfoPro!B179),\"\",InfoPro!B179)","v":""},{"$f":"IF(ISBLANK(InfoPro!E179),\"\",InfoPro!E179)","v":""},{"$f":"IF(ISBLANK(InfoPro!F179),\"\",InfoPro!F179)","v":""},{"$f":"IF(ISBLANK(InfoPro!I179),\"\",YEAR(InfoPro!I179)-$G$4)","v":""},{"$f":"IF(B188=\"\",\"\",VLOOKUP(D188,Tablas!$B$2:$E$13,2,FALSE))","v":""},{"$f":"IF(B188=\"\",\"\",VLOOKUP(D188,Tablas!$B$2:$F$13,3,FALSE))","v":""},"","","","","","","","","","","","","","","","","",""]
[{"$f":"IF(ISBLANK(InfoPro!A180),\"\",InfoPro!A180)","v":""},{"$f":"IF(ISBLANK(InfoPro!B180),\"\",InfoPro!B180)","v":""},{"$f":"IF(ISBLANK(InfoPro!E180),\"\",InfoPro!E180)","v":""},{"$f":"IF(ISBLANK(InfoPro!F180),\"\",InfoPro!F180)","v":""},{"$f":"IF(ISBLANK(InfoPro!I180),\"\",YEAR(InfoPro!I180)-$G$4)","v":""},{"$f":"IF(B189=\"\",\"\",VLOOKUP(D189,Tablas!$B$2:$E$13,2,FALSE))","v":""},{"$f":"IF(B189=\"\",\"\",VLOOKUP(D189,Tablas!$B$2:$F$13,3,FALSE))","v":""},"","","","","","","","","","","","","","","","","",""]
[{"$f":"IF(ISBLANK(InfoPro!A181),\"\",InfoPro!A181)","v":""},{"$f":"IF(ISBLANK(InfoPro!B181),\"\",InfoPro!B181)","v":""},{"$f":"IF(ISBLANK(InfoPro!E181),\"\",InfoPro!E181)","v":""},{"$f":"IF(ISBLANK(InfoPro!F181),\"\",InfoPro!F181)","v":""},{"$f":"IF(ISBLANK(InfoPro!I181),\"\",YEAR(InfoPro!I181)-$G$4)","v":""},{"$f":"IF(B190=\"\",\"\",VLOOKUP(D190,Tablas!$B$2:$E$13,2,FALSE))","v":""},{"$f":"IF(B190=\"\",\"\",VLOOKUP(D190,Tablas!$B$2:$F$13,3,FALSE))","v":""},"","","","","","","","","","","","","","","","","",""]
[{"$f":"IF(ISBLANK(InfoPro!A182),\"\",InfoPro!A182)","v":""},{"$f":"IF(ISBLANK(InfoPro!B182),\"\",InfoPro!B182)","v":""},{"$f":"IF(ISBLANK(InfoPro!E182),\"\",InfoPro!E182)","v":""},{"$f":"IF(ISBLANK(InfoPro!F182),\"\",InfoPro!F182)","v":""},{"$f":"IF(ISBLANK(InfoPro!I182),\"\",YEAR(InfoPro!I182)-$G$4)","v":""},{"$f":"IF(B191=\"\",\"\",VLOOKUP(D191,Tablas!$B$2:$E$13,2,FALSE))","v":""},{"$f":"IF(B191=\"\",\"\",VLOOKUP(D191,Tablas!$B$2:$F$13,3,FALSE))","v":""},"","","","","","","","","","","","","","","","","",""]
[{"$f":"IF(ISBLANK(InfoPro!A183),\"\",InfoPro!A183)","v":""},{"$f":"IF(ISBLANK(InfoPro!B183),\"\",InfoPro!B183)","v":""},{"$f":"IF(ISBLANK(InfoPro!E183),\"\",InfoPro!E183)","v":""},{"$f":"IF(ISBLANK(InfoPro!F183),\"\",InfoPro!F183)","v":""},{"$f":"IF(ISBLANK(InfoPro!I183),\"\",YEAR(InfoPro!I183)-$G$4)","v":""},{"$f":"IF(B192=\"\",\"\",VLOOKUP(D192,Tablas!$B$2:$E$13,2,FALSE))","v":""},{"$f":"IF(B192=\"\",\"\",VLOOKUP(D192,Tablas!$B$2:$F$13,3,FALSE))","v":""},"","","","","","","","","","","","","","","","","",""]
[{"$f":"IF(ISBLANK(InfoPro!A184),\"\",InfoPro!A184)","v":""},{"$f":"IF(ISBLANK(InfoPro!B184),\"\",InfoPro!B184)","v":""},{"$f":"IF(ISBLANK(InfoPro!E184),\"\",InfoPro!E184)","v":""},{"$f":"IF(ISBLANK(InfoPro!F184),\"\",InfoPro!F184)","v":""},{"$f":"IF(ISBLANK(InfoPro!I184),\"\",YEAR(InfoPro!I184)-$G$4)","v":""},{"$f":"IF(B193=\"\",\"\",VLOOKUP(D193,Tablas!$B$2:$E$13,2,FALSE))","v":""},{"$f":"IF(B193=\"\",\"\",VLOOKUP(D193,Tablas!$B$2:$F$13,3,FALSE))","v":""},"","","","","","","","","","","","","","","","","",""]
[{"$f":"IF(ISBLANK(InfoPro!A185),\"\",InfoPro!A185)","v":""},{"$f":"IF(ISBLANK(InfoPro!B185),\"\",InfoPro!B185)","v":""},{"$f":"IF(ISBLANK(InfoPro!E185),\"\",InfoPro!E185)","v":""},{"$f":"IF(ISBLANK(InfoPro!F185),\"\",InfoPro!F185)","v":""},{"$f":"IF(ISBLANK(InfoPro!I185),\"\",YEAR(InfoPro!I185)-$G$4)","v":""},{"$f":"IF(B194=\"\",\"\",VLOOKUP(D194,Tablas!$B$2:$E$13,2,FALSE))","v":""},{"$f":"IF(B194=\"\",\"\",VLOOKUP(D194,Tablas!$B$2:$F$13,3,FALSE))","v":""},"","","","","","","","","","","","","","","","","",""]
[{"$f":"IF(ISBLANK(InfoPro!A186),\"\",InfoPro!A186)","v":""},{"$f":"IF(ISBLANK(InfoPro!B186),\"\",InfoPro!B186)","v":""},{"$f":"IF(ISBLANK(InfoPro!E186),\"\",InfoPro!E186)","v":""},{"$f":"IF(ISBLANK(InfoPro!F186),\"\",InfoPro!F186)","v":""},{"$f":"IF(ISBLANK(InfoPro!I186),\"\",YEAR(InfoPro!I186)-$G$4)","v":""},{"$f":"IF(B195=\"\",\"\",VLOOKUP(D195,Tablas!$B$2:$E$13,2,FALSE))","v":""},{"$f":"IF(B195=\"\",\"\",VLOOKUP(D195,Tablas!$B$2:$F$13,3,FALSE))","v":""},"","","","","","","","","","","","","","","","","",""]
[{"$f":"IF(ISBLANK(InfoPro!A187),\"\",InfoPro!A187)","v":""},{"$f":"IF(ISBLANK(InfoPro!B187),\"\",InfoPro!B187)","v":""},{"$f":"IF(ISBLANK(InfoPro!E187),\"\",InfoPro!E187)","v":""},{"$f":"IF(ISBLANK(InfoPro!F187),\"\",InfoPro!F187)","v":""},{"$f":"IF(ISBLANK(InfoPro!I187),\"\",YEAR(InfoPro!I187)-$G$4)","v":""},{"$f":"IF(B196=\"\",\"\",VLOOKUP(D196,Tablas!$B$2:$E$13,2,FALSE))","v":""},{"$f":"IF(B196=\"\",\"\",VLOOKUP(D196,Tablas!$B$2:$F$13,3,FALSE))","v":""},"","","","","","","","","","","","","","","","","",""]

{"sheet":"BT-Confi","index":10,"n_rows":196,"n_cols":25,"rows_kept":196,"cut":false,"hidden":false,"merged":[]}
[]
[null,null,null,null,null,null,null,"CR1",2033920,"COP/MWh"]
[null,"Precio promedio de bolsa",{"$f":"'EC-RP'!C2","v":192057},"COP/MWh",null,null,null,"PE",884380,"COP/MWh"]
[null,"Tasa de descuento",0.11799999999999999,null,null,"Año de Referencia",2023,"Proba",0.19,"UPME Plan de expansion"]
[null,null,null,null,null,"Mínimo",{"$f":"MIN(Y9:Y400)","v":0},"CR1-PE",{"$f":"((I2-I3))","v":1149540},"COP/MWh"]
[]
[null,null,null,null,null,null,null,null,0,1,2,3,4,5,6,7,8,9,10,11,12,13,14]
["Codigo","Nombre","capacidad","Tecnologia","Año de entrada","FP","Factor ENFICC","ENFICC/a MWh/a","Flujo Descontado 0","Flujo Descontado 1","Flujo Descontado 2","Flujo Descontado 3","Flujo Descontado 4","Flujo Descontado 5","Flujo Descontado 6","Flujo Descontado 7","Flujo Descontado 8","Flujo Descontado 9","Flujo Descontado 10","Flujo Descontado 11","Flujo Descontado 12","Flujo Descontado 13","Flujo Descontado 14","VPN","Beneficio/kW"]
[{"$f":"IF(ISBLANK(InfoPro!A2),\"\",InfoPro!A2)","v":"SC_7_A2"},{"$f":"IF(ISBLANK(InfoPro!B2),\"\",InfoPro!B2)","v":"PSFV TONCHALÁ 19.9MW"},{"$f":"IF(ISBLANK(InfoPro!E2),\"\",InfoPro!E2)","v":19.899999999999999},{"$f":"IF(ISBLANK(InfoPro!F2),\"\",InfoPro!F2)","v":"Solar FV"},{"$f":"IF(ISBLANK(InfoPro!I2),\"\",YEAR(InfoPro!I2)-$G$4)","v":3},{"$f":"IF(B9=\"\",\"\",VLOOKUP(D9,Tablas!$B$2:$E$13,2,FALSE))","v":0.26},{"$f":"IF(B9=\"\",\"\",VLOOKUP(D9,Tablas!$B$2:$F$13,5,FALSE))","v":0.15},{"$f":"IF(C9=\"\",\"\",+C9*G9*F9*24*365)","v":6798.6360000000004},{"$f":"IF($H9=\"\",\"\",(1/(1+$C$4)^(I$7+$E9))*$H9*$I$5*$I$4)","v":1062610413.6638488},{"$f":"IF($H9=\"\",\"\",(1/(1+$C$4)^(J$7+$E9))*$H9*$I$5*$I$4)","v":950456541.73868418},850140019.44426143,760411466.40810502,680153368.8802371,608366161.78912091,544155779.77560008,486722522.16064405,435351093.16694474,389401693.35147113,348302051.29827476,311540296.33119392,278658583.48049545,{"$f":"IF($H9=\"\",\"\",(1/(1+$C$4)^(V$7+$E9))*$H9*$I$5*$I$4)","v":249247391.30634654},222940421.56202731,{"$f":"IF(W9=\"\",\"\",SUM(I9:W9))","v":8178457804.3572559},{"$f":"IF(C9=0,0,IF(X9=\"\",\"\",X9/(C9*1000)))","v":410977.77911342995}]
[{"$f":"IF(ISBLANK(InfoPro!A3),\"\",InfoPro!A3)","v":"SC_7_A1"},{"$f":"IF(ISBLANK(InfoPro!B3),\"\",InfoPro!B3)","v":"PSFV TONCHALÁ 19.9MW"},{"$f":"IF(ISBLANK(InfoPro!E3),\"\",InfoPro!E3)","v":19.899999999999999},{"$f":"IF(ISBLANK(InfoPro!F3),\"\",InfoPro!F3)","v":"Solar FV"},{"$f":"IF(ISBLANK(InfoPro!I3),\"\",YEAR(InfoPro!I3)-$G$4)","v":3},{"$f":"IF(B10=\"\",\"\",VLOOKUP(D10,Tablas!$B$2:$E$13,2,FALSE))","v":0.26},{"$f":"IF(B10=\"\",\"\",VLOOKUP(D10,Tablas!$B$2:$F$13,5,FALSE))","v":0.15},{"$f":"IF(C10=\"\",\"\",+C10*G10*F10*24*365)","v":6798.6360000000004},1062610413.6638488,950456541.73868418,850140019.44426143,760411466.40810502,680153368.8802371,608366161.78912091,544155779.77560008,486722522.16064405,435351093.16694474,389401693.35147113,348302051.29827476,311540296.33119392,278658583.48049545,249247391.30634654,222940421.56202731,{"$f":"IF(W10=\"\",\"\",SUM(I10:W10))","v":8178457804.3572559},{"$f":"IF(C10=0,0,IF(X10=\"\",\"\",X10/(C10*1000)))","v":410977.77911342995}]
[{"$f":"IF(ISBLANK(InfoPro!A4),\"\",InfoPro!A4)","v":"SC_38_A2"},{"$f":"IF(ISBLANK(InfoPro!B4),\"\",InfoPro!B4)","v":"SOLENERGY NORTE"},{"$f":"IF(ISBLANK(InfoPro!E4),\"\",InfoPro!E4)","v":40},{"$f":"IF(ISBLANK(InfoPro!F4),\"\",InfoPro!F4)","v":"Solar FV"},{"$f":"IF(ISBLANK(InfoPro!I4),\"\",YEAR(InfoPro!I4)-$G$4)","v":2},{"$f":"IF(B11=\"\",\"\",VLOOKUP(D11,Tablas!$B$2:$E$13,2,FALSE))","v":0.26},{"$f":"IF(B11=\"\",\"\",VLOOKUP(D11,Tablas!$B$2:$F$13,5,FALSE))","v":0.15},13665.599999999999,2387936567.7913218,2135900328.9725602,1910465410.5300181,1708824159.6869576,1528465259.1117687,1367142450.0105267,1222846556.3600419,1093780461.8605025,978336727.96109343,875077574.20491397,782716971.56074584,700104625.72517526,626211650.91697252,560117755.73968923,500999781.52029443,18378926281.952579,459473.15704881446]
[{"$f":"IF(ISBLANK(InfoPro!A5),\"\",InfoPro!A5)","v":"SC_38_A1 \n"},{"$f":"IF(ISBLANK(InfoPro!B5),\"\",InfoPro!B5)","v":"SOLENERGY NORTE"},{"$f":"IF(ISBLANK(InfoPro!E5),\"\",InfoPro!E5)","v":40},{"$f":"IF(ISBLANK(InfoPro!F5),\"\",InfoPro!F5)","v":"Solar FV"},{"$f":"IF(ISBLANK(InfoPro!I5),\"\",YEAR(InfoPro!I5)-$G$4)","v":2},{"$f":"IF(B12=\"\",\"\",VLOOKUP(D12,Tablas!$B$2:$E$13,2,FALSE))","v":0.26},{"$f":"IF(B12=\"\",\"\",VLOOKUP(D12,Tablas!$B$2:$F$13,5,FALSE))","v":0.15},13665.599999999999,2387936567.7913218,2135900328.9725602,1910465410.5300181,1708824159.6869576,1528465259.1117687,1367142450.0105267,1222846556.3600419,1093780461.8605025,978336727.96109343,875077574.20491397,782716971.56074584,700104625.72517526,626211650.91697252,560117755.73968923,500999781.52029443,18378926281.952579,459473.15704881446]
[{"$f":"IF(ISBLANK(InfoPro!A6),\"\",InfoPro!A6)","v":"SC_485_A2"},{"$f":"IF(ISBLANK(InfoPro!B6),\"\",InfoPro!B6)","v":"Pradera - 40 MW"},{"$f":"IF(ISBLANK(InfoPro!E6),\"\",InfoPro!E6)","v":40},{"$f":"IF(ISBLANK(InfoPro!F6),\"\",InfoPro!F6)","v":"Solar FV"},{"$f":"IF(ISBLANK(InfoPro!I6),\"\",YEAR(InfoPro!I6)-$G$4)","v":2},{"$f":"IF(B13=\"\",\"\",VLOOKUP(D13,Tablas!$B$2:$E$13,2,FALSE))","v":0.26},{"$f":"IF(B13=\"\",\"\",VLOOKUP(D13,Tablas!$B$2:$F$13,5,FALSE))","v":0.15},13665.599999999999,2387936567.7913218,2135900328.9725602,1910465410.5300181,1708824159.6869576,1528465259.1117687,1367142450.0105267,1222846556.3600419,1093780461.8605025,978336727.96109343,875077574.20491397,782716971.56074584,700104625.72517526,626211650.91697252,560117755.73968923,500999781.52029443,18378926281.952579,459473.15704881446]
[{"$f":"IF(ISBLANK(InfoPro!A7),\"\",InfoPro!A7)","v":"SC_488_A2"},{"$f":"IF(ISBLANK(InfoPro!B7),\"\",InfoPro!B7)","v":"Frontera - 50 MW"},{"$f":"IF(ISBLANK(InfoPro!E7),\"\",InfoPro!E7)","v":50},{"$f":"IF(ISBLANK(InfoPro!F7),\"\",InfoPro!F7)","v":"Solar FV"},{"$f":"IF(ISBLANK(InfoPro!I7),\"\",YEAR(InfoPro!I7)-$G$4)","v":2},{"$f":"IF(B14=\"\",\"\",VLOOKUP(D14,Tablas!$B$2:$E$13,2,FALSE))","v":0.26},{"$f":"IF(B14=\"\",\"\",VLOOKUP(D14,Tablas!$B$2:$F$13,5,FALSE))","v":0.15},17082,2984920709.7391524,2669875411.2157001,2388081763.1625228,2136030199.6086969,1910581573.8897107,1708928062.5131586,1528558195.4500525,1367225577.3256285,1222920909.9513669,1093846967.7561424,978396214.4509325,875130782.15646911,782764563.6462158,700147194.67461169,626249726.90036809,22973657852.440727,459473.15704881452]
[{"$f":"IF(ISBLANK(InfoPro!A8),\"\",InfoPro!A8)","v":"SC_488_A1 \n"},{"$f":"IF(ISBLANK(InfoPro!B8),\"\",InfoPro!B8)","v":"Frontera - 50 MW"},{"$f":"IF(ISBLANK(InfoPro!E8),\"\",InfoPro!E8)","v":50},{"$f":"IF(ISBLANK(InfoPro!F8),\"\",InfoPro!F8)","v":"Solar FV"},{"$f":"IF(ISBLANK(InfoPro!I8),\"\",YEAR(InfoPro!I8)-$G$4)","v":2},{"$f":"IF(B15=\"\",\"\",VLOOKUP(D15,Tablas!$B$2:$E$13,2,FALSE))","v":0.26},{"$f":"IF(B15=\"\",\"\",VLOOKUP(D15,Tablas!$B$2:$F$13,5,FALSE))","v":0.15},17082,2984920709.7391524,2669875411.2157001,2388081763.1625228,2136030199.6086969,1910581573.8897107,1708928062.5131586,1528558195.4500525,1367225577.3256285,1222920909.9513669,1093846967.7561424,978396214.4509325,875130782.15646911,782764563.6462158,700147194.67461169,626249726.90036809,22973657852.440727,459473.15704881452]
[{"$f":"IF(ISBLANK(InfoPro!A9),\"\",InfoPro!A9)","v":"SC_485_A1"},{"$f":"IF(ISBLANK(InfoPro!B9),\"\",InfoPro!B9)","v":"Pradera - 40 MW"},{"$f":"IF(ISBLANK(InfoPro!E9),\"\",InfoPro!E9)","v":40},{"$f":"IF(ISBLANK(InfoPro!F9),\"\",InfoPro!F9)","v":"Solar FV"},{"$f":"IF(ISBLANK(InfoPro!I9),\"\",YEAR(InfoPro!I9)-$G$4)","v":2},{"$f":"IF(B16=\"\",\"\",VLOOKUP(D16,Tablas!$B$2:$E$13,2,FALSE))","v":0.26},{"$f":"IF(B16=\"\",\"\",VLOOKUP(D16,Tablas!$B$2:$F$13,5,FALSE))","v":0.15},13665.599999999999,2387936567.7913218,2135900328.9725602,1910465410.5300181,1708824159.6869576,1528465259.1117687,1367142450.0105267,1222846556.3600419,1093780461.8605025,978336727.96109343,875077574.20491397,782716971.56074584,700104625.72517526,626211650.91697252,560117755.73968923,500999781.52029443,18378926281.952579,459473.15704881446]
[{"$f":"IF(ISBLANK(InfoPro!A10),\"\",InfoPro!A10)","v":"SC_767_A2"},{"$f":"IF(ISBLANK(InfoPro!B10),\"\",InfoPro!B10)","v":"Parque Solar Fotovoltaico Alcaraván"},{"$f":"IF(ISBLANK(InfoPro!E10),\"\",InfoPro!E10)","v":79.599999999999994},{"$f":"IF(ISBLANK(InfoPro!F10),\"\",InfoPro!F10)","v":"Solar FV"},{"$f":"IF(ISBLANK(InfoPro!I10),\"\",YEAR(InfoPro!I10)-$G$4)","v":2},{"$f":"IF(B17=\"\",\"\",VLOOKUP(D17,Tablas!$B$2:$E$13,2,FALSE))","v":0.26},{"$f":"IF(B17=\"\",\"\",VLOOKUP(D17,Tablas!$B$2:$F$13,5,FALSE))","v":0.15},27194.544000000002,4751993769.9047308,4250441654.655395,3801826166.9547367,3400560077.7770457,3041645865.6324201,2720613475.5209484,2433464647.1564837,2176623119.1024003,1946890088.6425762,1741404372.667779,1557606773.4058845,1393208205.193099,1246161185.3247757,1114634333.9219818,996989565.22538614,36574063301.08564,459473.15704881458]
[{"$f":"IF(ISBLANK(InfoPro!A11),\"\",InfoPro!A11)","v":"SC_767_A1"},{"$f":"IF(ISBLANK(InfoPro!B11),\"\",InfoPro!B11)","v":"Parque Solar Fotovoltaico Alcaraván"},{"$f":"IF(ISBLANK(InfoPro!E11),\"\",InfoPro!E11)","v":79.599999999999994},{"$f":"IF(ISBLANK(InfoPro!F11),\"\",InfoPro!F11)","v":"Solar FV"},{"$f":"IF(ISBLANK(InfoPro!I11),\"\",YEAR(InfoPro!I11)-$G$4)","v":2},{"$f":"IF(B18=\"\",\"\",VLOOKUP(D18,Tablas!$B$2:$E$13,2,FALSE))","v":0.26},{"$f":"IF(B18=\"\",\"\",VLOOKUP(D18,Tablas!$B$2:$F$13,5,FALSE))","v":0.15},27194.544000000002,4751993769.9047308,4250441654.655395,3801826166.9547367,3400560077.7770457,3041645865.6324201,2720613475.5209484,2433464647.1564837,2176623119.1024003,1946890088.6425762,1741404372.667779,1557606773.4058845,1393208205.193099,1246161185.3247757,1114634333.9219818,996989565.22538614,36574063301.08564,459473.15704881458]
[{"$f":"IF(ISBLANK(InfoPro!A12),\"\",InfoPro!A12)","v":"SC_417_A2"},{"$f":"IF(ISBLANK(InfoPro!B12),\"\",InfoPro!B12)","v":"PCH PANACEA II"},{"$f":"IF(ISBLANK(InfoPro!E12),\"\",InfoPro!E12)","v":7},{"$f":"IF(ISBLANK(InfoPro!F12),\"\",InfoPro!F12)","v":"PCH"},{"$f":"IF(ISBLANK(InfoPro!I12),\"\",YEAR(InfoPro!I12)-$G$4)","v":3},{"$f":"IF(B19=\"\",\"\",VLOOKUP(D19,Tablas!$B$2:$E$13,2,FALSE))","v":0.54},{"$f":"IF(B19=\"\",\"\",VLOOKUP(D19,Tablas!$B$2:$F$13,5,FALSE))","v":0.15},4966.92,{"$f":"IF($H19=\"\",\"\",(1/(1+$C$4)^(I$7+$E19))*$H19*$I$5*$I$4)","v":776317619.56887293},694380697.28879511,621091858.0400672,555538334.56177747,496903698.17690307,444457690.67701524,397547129.40699041,355587772.27816671,318057041.39370906,284487514.66342491,254461104.35011178,227603850.04482275,203581261.2207717,182094151.36026087,162874911.77125305,5974984634.8029423,853569.23354327749]
[{"$f":"IF(ISBLANK(InfoPro!A13),\"\",InfoPro!A13)","v":"SC_966_A1"},{"$f":"IF(ISBLANK(InfoPro!B13),\"\",InfoPro!B13)","v":"PROYECTO SOLAR FOTOVOLTAICA MORITAS DE 9,9MW"},{"$f":"IF(ISBLANK(InfoPro!E13),\"\",InfoPro!E13)","v":9.9},{"$f":"IF(ISBLANK(InfoPro!F13),\"\",InfoPro!F13)","v":"Solar FV"},{"$f":"IF(ISBLANK(InfoPro!I13),\"\",YEAR(InfoPro!I13)-$G$4)","v":3},{"$f":"IF(B20=\"\",\"\",VLOOKUP(D20,Tablas!$B$2:$E$13,2,FALSE))","v":0.26},{"$f":"IF(B20=\"\",\"\",VLOOKUP(D20,Tablas!$B$2:$F$13,5,FALSE))","v":0.15},3382.2360000000003,528635331.42070878,472840189.10617959,422933979.52252197,378295151.63016278,338367756.37760544,302654522.69911039,270710664.31047446,242138340.1703707,216581699.61571625,193722450.46128464,173275894.86698088,154987383.60195073,138629144.54557315,123997445.92627291,110910058.96804376,4068680013.2229567,410977.77911342995]
[{"$f":"IF(ISBLANK(InfoPro!A14),\"\",InfoPro!A14)","v":"SC_966_A2"},{"$f":"IF(ISBLANK(InfoPro!B14),\"\",InfoPro!B14)","v":"PROYECTO SOLAR FOTOVOLTAICA MORITAS DE 9,9MW"},{"$f":"IF(ISBLANK(InfoPro!E14),\"\",InfoPro!E14)","v":9.9},{"$f":"IF(ISBLANK(InfoPro!F14),\"\",InfoPro!F14)","v":"Solar FV"},{"$f":"IF(ISBLANK(InfoPro!I14),\"\",YEAR(InfoPro!I14)-$G$4)","v":3},{"$f":"IF(B21=\"\",\"\",VLOOKUP(D21,Tablas!$B$2:$E$13,2,FALSE))","v":0.26},{"$f":"IF(B21=\"\",\"\",VLOOKUP(D21,Tablas!$B$2:$F$13,5,FALSE))","v":0.15},3382.2360000000003,528635331.42070878,472840189.10617959,422933979.52252197,378295151.63016278,338367756.37760544,302654522.69911039,270710664.31047446,242138340.1703707,216581699.61571625,193722450.46128464,173275894.86698088,154987383.60195073,138629144.54557315,123997445.92627291,110910058.96804376,4068680013.2229567,410977.77911342995]
[{"$f":"IF(ISBLANK(InfoPro!A15),\"\",InfoPro!A15)","v":"SC_1130_A2"},{"$f":"IF(ISBLANK(InfoPro!B15),\"\",InfoPro!B15)","v":"PROYECTO SOLAR FOTOVOLTAICO MORITAS 9,9 MW"},{"$f":"IF(ISBLANK(InfoPro!E15),\"\",InfoPro!E15)","v":9.9},{"$f":"IF(ISBLANK(InfoPro!F15),\"\",InfoPro!F15)","v":"Solar FV"},{"$f":"IF(ISBLANK(InfoPro!I15),\"\",YEAR(InfoPro!I15)-$G$4)","v":3},{"$f":"IF(B22=\"\",\"\",VLOOKUP(D22,Tablas!$B$2:$E$13,2,FALSE))","v":0.26},{"$f":"IF(B22=\"\",\"\",VLOOKUP(D22,Tablas!$B$2:$F$13,5,FALSE))","v":0.15},3382.2360000000003,528635331.42070878,472840189.10617959,422933979.52252197,378295151.63016278,338367756.37760544,302654522.69911039,270710664.31047446,242138340.1703707,216581699.61571625,193722450.46128464,173275894.86698088,154987383.60195073,138629144.54557315,123997445.92627291,110910058.96804376,4068680013.2229567,410977.77911342995]
[{"$f":"IF(ISBLANK(InfoPro!A16),\"\",InfoPro!A16)","v":"SC_1130_A1"},{"$f":"IF(ISBLANK(InfoPro!B16),\"\",InfoPro!B16)","v":"PROYECTO SOLAR FOTOVOLTAICO MORITAS 9,9 MW"},{"$f":"IF(ISBLANK(InfoPro!E16),\"\",InfoPro!E16)","v":9.9},{"$f":"IF(ISBLANK(InfoPro!F16),\"\",InfoPro!F16)","v":"Solar FV"},{"$f":"IF(ISBLANK(InfoPro!I16),\"\",YEAR(InfoPro!I16)-$G$4)","v":3},{"$f":"IF(B23=\"\",\"\",VLOOKUP(D23,Tablas!$B$2:$E$13,2,FALSE))","v":0.26},{"$f":"IF(B23=\"\",\"\",VLOOKUP(D23,Tablas!$B$2:$F$13,5,FALSE))","v":0.15},3382.2360000000003,528635331.42070878,472840189.10617959,422933979.52252197,378295151.63016278,338367756.37760544,302654522.69911039,270710664.31047446,242138340.1703707,216581699.61571625,193722450.46128464,173275894.86698088,154987383.60195073,138629144.54557315,123997445.92627291,110910058.96804376,4068680013.2229567,410977.77911342995]
[{"$f":"IF(ISBLANK(InfoPro!A17),\"\",InfoPro!A17)","v":"SC_1024_A1"},{"$f":"IF(ISBLANK(InfoPro!B17),\"\",InfoPro!B17)","v":"Autogenerador CELSIA Solar Cenit Ayacucho"},{"$f":"IF(ISBLANK(InfoPro!E17),\"\",InfoPro!E17)","v":0},{"$f":"IF(ISBLANK(InfoPro!F17),\"\",InfoPro!F17)","v":"Solar FV"},{"$f":"IF(ISBLANK(InfoPro!I17),\"\",YEAR(InfoPro!I17)-$G$4)","v":0},{"$f":"IF(B24=\"\",\"\",VLOOKUP(D24,Tablas!$B$2:$E$13,2,FALSE))","v":0.26},{"$f":"IF(B24=\"\",\"\",VLOOKUP(D24,Tablas!$B$2:$F$13,5,FALSE))","v":0.15},0,0,0,0,0,0,0,0,0,0,0,0,0,0,0,0,0,0]
[{"$f":"IF(ISBLANK(InfoPro!A18),\"\",InfoPro!A18)","v":"SC_1278_A2"},{"$f":"IF(ISBLANK(InfoPro!B18),\"\",InfoPro!B18)","v":"PARQUE SOLAR LAS MARGARITAS de 60MW"},{"$f":"IF(ISBLANK(InfoPro!E18),\"\",InfoPro!E18)","v":60},{"$f":"IF(ISBLANK(InfoPro!F18),\"\",InfoPro!F18)","v":"Solar FV"},{"$f":"IF(ISBLANK(InfoPro!I18),\"\",YEAR(InfoPro!I18)-$G$4)","v":1},{"$f":"IF(B25=\"\",\"\",VLOOKUP(D25,Tablas!$B$2:$E$13,2,FALSE))","v":0.26},{"$f":"IF(B25=\"\",\"\",VLOOKUP(D25,Tablas!$B$2:$F$13,5,FALSE))","v":0.15},20498.399999999998,4004569624.1860466,3581904851.6869826,3203850493.4588404,2865698115.7950273,2563236239.530436,2292697888.6676526,2050713675.01579,1834269834.5400624,1640670692.7907538,1467505091.9416401,1312616361.3073709,1174075457.3411188,1050156938.5877627,939317476.37545884,840176633.60953391,30821459374.834469,513690.9895805745]
[{"$f":"IF(ISBLANK(InfoPro!A19),\"\",InfoPro!A19)","v":"SC_1278_A1"},{"$f":"IF(ISBLANK(InfoPro!B19),\"\",InfoPro!B19)","v":"PARQUE SOLAR LAS MARGARITAS de 60MW"},{"$f":"IF(ISBLANK(InfoPro!E19),\"\",InfoPro!E19)","v":60},{"$f":"IF(ISBLANK(InfoPro!F19),\"\",InfoPro!F19)","v":"Solar FV"},{"$f":"IF(ISBLANK(InfoPro!I19),\"\",YEAR(InfoPro!I19)-$G$4)","v":1},{"$f":"IF(B26=\"\",\"\",VLOOKUP(D26,Tablas!$B$2:$E$13,2,FALSE))","v":0.26},{"$f":"IF(B26=\"\",\"\",VLOOKUP(D26,Tablas!$B$2:$F$13,5,FALSE))","v":0.15},20498.399999999998,4004569624.1860466,3581904851.6869826,3203850493.4588404,2865698115.7950273,2563236239.530436,2292697888.6676526,2050713675.01579,1834269834.5400624,1640670692.7907538,1467505091.9416401,1312616361.3073709,1174075457.3411188,1050156938.5877627,939317476.37545884,840176633.60953391,30821459374.834469,513690.9895805745]
[{"$f":"IF(ISBLANK(InfoPro!A20),\"\",InfoPro!A20)","v":"SC_1245_A2"},{"$f":"IF(ISBLANK(InfoPro!B20),\"\",InfoPro!B20)","v":"PROYECTO FOTONORTE"},{"$f":"IF(ISBLANK(InfoPro!E20),\"\",InfoPro!E20)","v":99.5},{"$f":"IF(ISBLANK(InfoPro!F20),\"\",InfoPro!F20)","v":"Solar FV"},{"$f":"IF(ISBLANK(InfoPro!I20),\"\",YEAR(InfoPro!I20)-$G$4)","v":2},{"$f":"IF(B27=\"\",\"\",VLOOKUP(D27,Tablas!$B$2:$E$13,2,FALSE))","v":0.26},{"$f":"IF(B27=\"\",\"\",VLOOKUP(D27,Tablas!$B$2:$F$13,5,FALSE))","v":0.15},33993.18,5939992212.3809128,5313052068.3192444,4752282708.6934204,4250700097.2213068,3802057332.0405245,3400766844.4011855,3041830808.9456043,2720778898.8779998,2433612610.8032203,2176755465.8347235,1947008466.7573557,1741510256.4913738,1557701481.6559694,1393292917.4024773,1246236956.5317326,45717579126.357048,459473.15704881458]
[{"$f":"IF(ISBLANK(InfoPro!A21),\"\",InfoPro!A21)","v":"SC_1245_A1"},{"$f":"IF(ISBLANK(InfoPro!B21),\"\",InfoPro!B21)","v":"PROYECTO FOTONORTE"},{"$f":"IF(ISBLANK(InfoPro!E21),\"\",InfoPro!E21)","v":99.5},{"$f":"IF(ISBLANK(InfoPro!F21),\"\",InfoPro!F21)","v":"Solar FV"},{"$f":"IF(ISBLANK(InfoPro!I21),\"\",YEAR(InfoPro!I21)-$G$4)","v":2},{"$f":"IF(B28=\"\",\"\",VLOOKUP(D28,Tablas!$B$2:$E$13,2,FALSE))","v":0.26},{"$f":"IF(B28=\"\",\"\",VLOOKUP(D28,Tablas!$B$2:$F$13,5,FALSE))","v":0.15},33993.18,5939992212.3809128,5313052068.3192444,4752282708.6934204,4250700097.2213068,3802057332.0405245,3400766844.4011855,3041830808.9456043,2720778898.8779998,2433612610.8032203,2176755465.8347235,1947008466.7573557,1741510256.4913738,1557701481.6559694,1393292917.4024773,1246236956.5317326,45717579126.357048,459473.15704881458]
[{"$f":"IF(ISBLANK(InfoPro!A22),\"\",InfoPro!A22)","v":"SC_1547_A2"},{"$f":"IF(ISBLANK(InfoPro!B22),\"\",InfoPro!B22)","v":"Zulia I"},{"$f":"IF(ISBLANK(InfoPro!E22),\"\",InfoPro!E22)","v":9.9},{"$f":"IF(ISBLANK(InfoPro!F22),\"\",InfoPro!F22)","v":"Solar FV"},{"$f":"IF(ISBLANK(InfoPro!I22),\"\",YEAR(InfoPro!I22)-$G$4)","v":1},{"$f":"IF(B29=\"\",\"\",VLOOKUP(D29,Tablas!$B$2:$E$13,2,FALSE))","v":0.26},{"$f":"IF(B29=\"\",\"\",VLOOKUP(D29,Tablas!$B$2:$F$13,5,FALSE))","v":0.15},3382.2360000000003,{"$f":"IF($H29=\"\",\"\",(1/(1+$C$4)^(I$7+$E29))*$H29*$I$5*$I$4)","v":660753987.99069786},591014300.52835214,528635331.42070878,472840189.10617959,422933979.52252197,378295151.63016278,338367756.37760544,302654522.69911039,270710664.31047446,242138340.1703707,216581699.61571625,193722450.46128464,173275894.86698088,154987383.60195073,138629144.54557315,5085540796.8476896,513690.98958057474]
[{"$f":"IF(ISBLANK(InfoPro!A23),\"\",InfoPro!A23)","v":"SC_1547_A1"},{"$f":"IF(ISBLANK(InfoPro!B23),\"\",InfoPro!B23)","v":"Zulia I"},{"$f":"IF(ISBLANK(InfoPro!E23),\"\",InfoPro!E23)","v":9.9},{"$f":"IF(ISBLANK(InfoPro!F23),\"\",InfoPro!F23)","v":"Solar FV"},{"$f":"IF(ISBLANK(InfoPro!I23),\"\",YEAR(InfoPro!I23)-$G$4)","v":1},{"$f":"IF(B30=\"\",\"\",VLOOKUP(D30,Tablas!$B$2:$E$13,2,FALSE))","v":0.26},{"$f":"IF(B30=\"\",\"\",VLOOKUP(D30,Tablas!$B$2:$F$13,5,FALSE))","v":0.15},3382.2360000000003,660753987.99069786,591014300.52835214,528635331.42070878,472840189.10617959,422933979.52252197,378295151.63016278,338367756.37760544,302654522.69911039,270710664.31047446,242138340.1703707,216581699.61571625,193722450.46128464,173275894.86698088,154987383.60195073,138629144.54557315,5085540796.8476896,513690.98958057474]
[{"$f":"IF(ISBLANK(InfoPro!A24),\"\",InfoPro!A24)","v":"SC_2161_A2"},{"$f":"IF(ISBLANK(InfoPro!B24),\"\",InfoPro!B24)","v":"Aguachica 1, 2, 3"},{"$f":"IF(ISBLANK(InfoPro!E24),\"\",InfoPro!E24)","v":150},{"$f":"IF(ISBLANK(InfoPro!F24),\"\",InfoPro!F24)","v":"Solar FV"},{"$f":"IF(ISBLANK(InfoPro!I24),\"\",YEAR(InfoPro!I24)-$G$4)","v":3},{"$f":"IF(B31=\"\",\"\",VLOOKUP(D31,Tablas!$B$2:$E$13,2,FALSE))","v":0.26},{"$f":"IF(B31=\"\",\"\",VLOOKUP(D31,Tablas!$B$2:$F$13,5,FALSE))","v":0.15},51246,8009626233.6471004,7164245289.4875679,6408090598.8260899,5731744721.6691322,5126784187.5394754,4585674586.3501568,4101676731.9768844,3668762729.8541012,3281540903.2684274,2935188643.3527975,2625392346.4694076,2348293690.9386473,2100441584.0238349,1878749180.7011042,1680455438.9097536,61646666867.014473,410977.77911342983]
[{"$f":"IF(ISBLANK(InfoPro!A25),\"\",InfoPro!A25)","v":"SC_2161_A1"},{"$f":"IF(ISBLANK(InfoPro!B25),\"\",InfoPro!B25)","v":"Aguachica 1, 2, 3"},{"$f":"IF(ISBLANK(InfoPro!E25),\"\",InfoPro!E25)","v":150},{"$f":"IF(ISBLANK(InfoPro!F25),\"\",InfoPro!F25)","v":"Solar FV"},{"$f":"IF(ISBLANK(InfoPro!I25),\"\",YEAR(InfoPro!I25)-$G$4)","v":3},{"$f":"IF(B32=\"\",\"\",VLOOKUP(D32,Tablas!$B$2:$E$13,2,FALSE))","v":0.26},{"$f":"IF(B32=\"\",\"\",VLOOKUP(D32,Tablas!$B$2:$F$13,5,FALSE))","v":0.15},51246,8009626233.6471004,7164245289.4875679,6408090598.8260899,5731744721.6691322,5126784187.5394754,4585674586.3501568,4101676731.9768844,3668762729.8541012,3281540903.2684274,2935188643.3527975,2625392346.4694076,2348293690.9386473,2100441584.0238349,1878749180.7011042,1680455438.9097536,61646666867.014473,410977.77911342983]
[{"$f":"IF(ISBLANK(InfoPro!A26),\"\",InfoPro!A26)","v":"SC_2196_A2"},{"$f":"IF(ISBLANK(InfoPro!B26),\"\",InfoPro!B26)","v":"Aguachica 1, 2, 3"},{"$f":"IF(ISBLANK(InfoPro!E26),\"\",InfoPro!E26)","v":30},{"$f":"IF(ISBLANK(InfoPro!F26),\"\",InfoPro!F26)","v":"Solar FV"},{"$f":"IF(ISBLANK(InfoPro!I26),\"\",YEAR(InfoPro!I26)-$G$4)","v":3},{"$f":"IF(B33=\"\",\"\",VLOOKUP(D33,Tablas!$B$2:$E$13,2,FALSE))","v":0.26},{"$f":"IF(B33=\"\",\"\",VLOOKUP(D33,Tablas!$B$2:$F$13,5,FALSE))","v":0.15},10249.199999999999,1601925246.7294202,1432849057.8975136,1281618119.765218,1146348944.3338263,1025356837.507895,917134917.27003121,820335346.39537692,733752545.97082007,656308180.65368545,587037728.67055941,525078469.29388136,469658738.18772942,420088316.80476695,375749836.14022082,336091087.78195071,12329333373.402893,410977.77911342977]
[{"$f":"IF(ISBLANK(InfoPro!A27),\"\",InfoPro!A27)","v":"SC_2196_A1"},{"$f":"IF(ISBLANK(InfoPro!B27),\"\",InfoPro!B27)","v":"Aguachica 1, 2, 3"},{"$f":"IF(ISBLANK(InfoPro!E27),\"\",InfoPro!E27)","v":30},{"$f":"IF(ISBLANK(InfoPro!F27),\"\",InfoPro!F27)","v":"Solar FV"},{"$f":"IF(ISBLANK(InfoPro!I27),\"\",YEAR(InfoPro!I27)-$G$4)","v":3},{"$f":"IF(B34=\"\",\"\",VLOOKUP(D34,Tablas!$B$2:$E$13,2,FALSE))","v":0.26},{"$f":"IF(B34=\"\",\"\",VLOOKUP(D34,Tablas!$B$2:$F$13,5,FALSE))","v":0.15},10249.199999999999,1601925246.7294202,1432849057.8975136,1281618119.765218,1146348944.3338263,1025356837.507895,917134917.27003121,820335346.39537692,733752545.97082007,656308180.65368545,587037728.67055941,525078469.29388136,469658738.18772942,420088316.80476695,375749836.14022082,336091087.78195071,12329333373.402893,410977.77911342977]
[{"$f":"IF(ISBLANK(InfoPro!A28),\"\",InfoPro!A28)","v":"SC_1626_A1"},{"$f":"IF(ISBLANK(InfoPro!B28),\"\",InfoPro!B28)","v":"Manzanare"},{"$f":"IF(ISBLANK(InfoPro!E28),\"\",InfoPro!E28)","v":9.99},{"$f":"IF(ISBLANK(InfoPro!F28),\"\",InfoPro!F28)","v":"Solar FV"},{"$f":"IF(ISBLANK(InfoPro!I28),\"\",YEAR(InfoPro!I28)-$G$4)","v":2},{"$f":"IF(B35=\"\",\"\",VLOOKUP(D35,Tablas!$B$2:$E$13,2,FALSE))","v":0.26},{"$f":"IF(B35=\"\",\"\",VLOOKUP(D35,Tablas!$B$2:$F$13,5,FALSE))","v":0.15},3412.9836,596387157.80588269,533441107.1608969,477138736.27987206,426778833.88181764,381734198.46316421,341443826.89012909,305405927.45092046,273171670.34966052,244339597.80828312,218550624.15767726,195483563.64729631,174851130.27486256,156396359.81651393,139889409.49598742,125124695.43469356,4590136838.9176569,459473.15704881452]
[{"$f":"IF(ISBLANK(InfoPro!A29),\"\",InfoPro!A29)","v":"SC_1626_A2"},{"$f":"IF(ISBLANK(InfoPro!B29),\"\",InfoPro!B29)","v":"Manzanare"},{"$f":"IF(ISBLANK(InfoPro!E29),\"\",InfoPro!E29)","v":9.99},{"$f":"IF(ISBLANK(InfoPro!F29),\"\",InfoPro!F29)","v":"Solar FV"},{"$f":"IF(ISBLANK(InfoPro!I29),\"\",YEAR(InfoPro!I29)-$G$4)","v":2},{"$f":"IF(B36=\"\",\"\",VLOOKUP(D36,Tablas!$B$2:$E$13,2,FALSE))","v":0.26},{"$f":"IF(B36=\"\",\"\",VLOOKUP(D36,Tablas!$B$2:$F$13,5,FALSE))","v":0.15},3412.9836,596387157.80588269,533441107.1608969,477138736.27987206,426778833.88181764,381734198.46316421,341443826.89012909,305405927.45092046,273171670.34966052,244339597.80828312,218550624.15767726,195483563.64729631,174851130.27486256,156396359.81651393,139889409.49598742,125124695.43469356,4590136838.9176569,459473.15704881452]
[{"$f":"IF(ISBLANK(InfoPro!A30),\"\",InfoPro!A30)","v":"SC_1842_A2"},{"$f":"IF(ISBLANK(InfoPro!B30),\"\",InfoPro!B30)","v":"KAIROS SOLAR PARK I - 19,9 MW"},{"$f":"IF(ISBLANK(InfoPro!E30),\"\",InfoPro!E30)","v":19.899999999999999},{"$f":"IF(ISBLANK(InfoPro!F30),\"\",InfoPro!F30)","v":"Solar FV"},{"$f":"IF(ISBLANK(InfoPro!I30),\"\",YEAR(InfoPro!I30)-$G$4)","v":0},{"$f":"IF(B37=\"\",\"\",VLOOKUP(D37,Tablas!$B$2:$E$13,2,FALSE))","v":0.26},{"$f":"IF(B37=\"\",\"\",VLOOKUP(D37,Tablas!$B$2:$F$13,5,FALSE))","v":0.15},6798.6360000000004,1484907765.2136002,1328182258.6883724,1187998442.4761827,1062610413.6638488,950456541.73868418,850140019.44426143,760411466.40810502,680153368.8802371,608366161.78912091,544155779.77560008,486722522.16064405,435351093.16694474,389401693.35147113,348302051.29827476,311540296.33119392,11428699874.386543,574306.5263510826]
[{"$f":"IF(ISBLANK(InfoPro!A31),\"\",InfoPro!A31)","v":"SC_1842_A1"},{"$f":"IF(ISBLANK(InfoPro!B31),\"\",InfoPro!B31)","v":"KAIROS SOLAR PARK I - 19,9 MW"},{"$f":"IF(ISBLANK(InfoPro!E31),\"\",InfoPro!E31)","v":19.899999999999999},{"$f":"IF(ISBLANK(InfoPro!F31),\"\",InfoPro!F31)","v":"Solar FV"},{"$f":"IF(ISBLANK(InfoPro!I31),\"\",YEAR(InfoPro!I31)-$G$4)","v":0},{"$f":"IF(B38=\"\",\"\",VLOOKUP(D38,Tablas!$B$2:$E$13,2,FALSE))","v":0.26},{"$f":"IF(B38=\"\",\"\",VLOOKUP(D38,Tablas!$B$2:$F$13,5,FALSE))","v":0.15},6798.6360000000004,1484907765.2136002,1328182258.6883724,1187998442.4761827,1062610413.6638488,950456541.73868418,850140019.44426143,760411466.40810502,680153368.8802371,608366161.78912091,544155779.77560008,486722522.16064405,435351093.16694474,389401693.35147113,348302051.29827476,311540296.33119392,11428699874.386543,574306.5263510826]
[{"$f":"IF(ISBLANK(InfoPro!A32),\"\",InfoPro!A32)","v":"SC_2032_A2"},{"$f":"IF(ISBLANK(InfoPro!B32),\"\",InfoPro!B32)","v":"KAIROS SOLAR PARK_19.9MW"},{"$f":"IF(ISBLANK(InfoPro!E32),\"\",InfoPro!E32)","v":19.899999999999999},{"$f":"IF(ISBLANK(InfoPro!F32),\"\",InfoPro!F32)","v":"Solar FV"},{"$f":"IF(ISBLANK(InfoPro!I32),\"\",YEAR(InfoPro!I32)-$G$4)","v":0},{"$f":"IF(B39=\"\",\"\",VLOOKUP(D39,Tablas!$B$2:$E$13,2,FALSE))","v":0.26},{"$f":"IF(B39=\"\",\"\",VLOOKUP(D39,Tablas!$B$2:$F$13,5,FALSE))","v":0.15},6798.6360000000004,{"$f":"IF($H39=\"\",\"\",(1/(1+$C$4)^(I$7+$E39))*$H39*$I$5*$I$4)","v":1484907765.2136002},1328182258.6883724,1187998442.4761827,1062610413.6638488,950456541.73868418,850140019.44426143,760411466.40810502,680153368.8802371,608366161.78912091,544155779.77560008,486722522.16064405,435351093.16694474,389401693.35147113,348302051.29827476,311540296.33119392,11428699874.386543,574306.5263510826]
[{"$f":"IF(ISBLANK(InfoPro!A33),\"\",InfoPro!A33)","v":"SC_2032_A1"},{"$f":"IF(ISBLANK(InfoPro!B33),\"\",InfoPro!B33)","v":"KAIROS SOLAR PARK_19.9MW"},{"$f":"IF(ISBLANK(InfoPro!E33),\"\",InfoPro!E33)","v":19.899999999999999},{"$f":"IF(ISBLANK(InfoPro!F33),\"\",InfoPro!F33)","v":"Solar FV"},{"$f":"IF(ISBLANK(InfoPro!I33),\"\",YEAR(InfoPro!I33)-$G$4)","v":0},{"$f":"IF(B40=\"\",\"\",VLOOKUP(D40,Tablas!$B$2:$E$13,2,FALSE))","v":0.26},{"$f":"IF(B40=\"\",\"\",VLOOKUP(D40,Tablas!$B$2:$F$13,5,FALSE))","v":0.15},6798.6360000000004,1484907765.2136002,1328182258.6883724,1187998442.4761827,1062610413.6638488,950456541.73868418,850140019.44426143,760411466.40810502,680153368.8802371,608366161.78912091,544155779.77560008,486722522.16064405,435351093.16694474,389401693.35147113,348302051.29827476,311540296.33119392,11428699874.386543,574306.5263510826]
[{"$f":"IF(ISBLANK(InfoPro!A34),\"\",InfoPro!A34)","v":"SC_1943_A2"},{"$f":"IF(ISBLANK(InfoPro!B34),\"\",InfoPro!B34)","v":"KAIROS SOLAR PARK V 19.9MW"},{"$f":"IF(ISBLANK(InfoPro!E34),\"\",InfoPro!E34)","v":19.899999999999999},{"$f":"IF(ISBLANK(InfoPro!F34),\"\",InfoPro!F34)","v":"Solar FV"},{"$f":"IF(ISBLANK(InfoPro!I34),\"\",YEAR(InfoPro!I34)-$G$4)","v":0},{"$f":"IF(B41=\"\",\"\",VLOOKUP(D41,Tablas!$B$2:$E$13,2,FALSE))","v":0.26},{"$f":"IF(B41=\"\",\"\",VLOOKUP(D41,Tablas!$B$2:$F$13,5,FALSE))","v":0.15},{"$f":"IF(C41=\"\",\"\",+C41*G41*F41*24*365)","v":6798.6360000000004},1484907765.2136002,1328182258.6883724,1187998442.4761827,1062610413.6638488,950456541.73868418,850140019.44426143,760411466.40810502,680153368.8802371,608366161.78912091,544155779.77560008,486722522.16064405,435351093.16694474,389401693.35147113,348302051.29827476,311540296.33119392,11428699874.386543,574306.5263510826]
[{"$f":"IF(ISBLANK(InfoPro!A35),\"\",InfoPro!A35)","v":"SC_1943_A1"},{"$f":"IF(ISBLANK(InfoPro!B35),\"\",InfoPro!B35)","v":"KAIROS SOLAR PARK V 19.9MW"},{"$f":"IF(ISBLANK(InfoPro!E35),\"\",InfoPro!E35)","v":19.899999999999999},{"$f":"IF(ISBLANK(InfoPro!F35),\"\",InfoPro!F35)","v":"Solar FV"},{"$f":"IF(ISBLANK(InfoPro!I35),\"\",YEAR(InfoPro!I35)-$G$4)","v":0},{"$f":"IF(B42=\"\",\"\",VLOOKUP(D42,Tablas!$B$2:$E$13,2,FALSE))","v":0.26},{"$f":"IF(B42=\"\",\"\",VLOOKUP(D42,Tablas!$B$2:$F$13,5,FALSE))","v":0.15},6798.6360000000004,1484907765.2136002,1328182258.6883724,1187998442.4761827,1062610413.6638488,950456541.73868418,850140019.44426143,760411466.40810502,680153368.8802371,608366161.78912091,544155779.77560008,486722522.16064405,435351093.16694474,389401693.35147113,348302051.29827476,311540296.33119392,11428699874.386543,574306.5263510826]
[{"$f":"IF(ISBLANK(InfoPro!A36),\"\",InfoPro!A36)","v":"SC_2033_A2"},{"$f":"IF(ISBLANK(InfoPro!B36),\"\",InfoPro!B36)","v":"KAIROS SOLAR PARK IV19.9"},{"$f":"IF(ISBLANK(InfoPro!E36),\"\",InfoPro!E36)","v":19.899999999999999},{"$f":"IF(ISBLANK(InfoPro!F36),\"\",InfoPro!F36)","v":"Solar FV"},{"$f":"IF(ISBLANK(InfoPro!I36),\"\",YEAR(InfoPro!I36)-$G$4)","v":0},{"$f":"IF(B43=\"\",\"\",VLOOKUP(D43,Tablas!$B$2:$E$13,2,FALSE))","v":0.26},{"$f":"IF(B43=\"\",\"\",VLOOKUP(D43,Tablas!$B$2:$F$13,5,FALSE))","v":0.15},6798.6360000000004,1484907765.2136002,1328182258.6883724,1187998442.4761827,1062610413.6638488,950456541.73868418,850140019.44426143,760411466.40810502,680153368.8802371,608366161.78912091,544155779.77560008,486722522.16064405,435351093.16694474,389401693.35147113,348302051.29827476,311540296.33119392,11428699874.386543,574306.5263510826]
[{"$f":"IF(ISBLANK(InfoPro!A37),\"\",InfoPro!A37)","v":"SC_2033_A1"},{"$f":"IF(ISBLANK(InfoPro!B37),\"\",InfoPro!B37)","v":"KAIROS SOLAR PARK IV19.9"},{"$f":"IF(ISBLANK(InfoPro!E37),\"\",InfoPro!E37)","v":19.899999999999999},{"$f":"IF(ISBLANK(InfoPro!F37),\"\",InfoPro!F37)","v":"Solar FV"},{"$f":"IF(ISBLANK(InfoPro!I37),\"\",YEAR(InfoPro!I37)-$G$4)","v":0},{"$f":"IF(B44=\"\",\"\",VLOOKUP(D44,Tablas!$B$2:$E$13,2,FALSE))","v":0.26},{"$f":"IF(B44=\"\",\"\",VLOOKUP(D44,Tablas!$B$2:$F$13,5,FALSE))","v":0.15},6798.6360000000004,1484907765.2136002,1328182258.6883724,1187998442.4761827,1062610413.6638488,950456541.73868418,850140019.44426143,760411466.40810502,680153368.8802371,608366161.78912091,544155779.77560008,486722522.16064405,435351093.16694474,389401693.35147113,348302051.29827476,311540296.33119392,11428699874.386543,574306.5263510826]
[{"$f":"IF(ISBLANK(InfoPro!A38),\"\",InfoPro!A38)","v":"SC_2257_A2"},{"$f":"IF(ISBLANK(InfoPro!B38),\"\",InfoPro!B38)","v":"Proyecto de generación Eólico Norte"},{"$f":"IF(ISBLANK(InfoPro!E38),\"\",InfoPro!E38)","v":200},{"$f":"IF(ISBLANK(InfoPro!F38),\"\",InfoPro!F38)","v":"Eólico Onshore"},{"$f":"IF(ISBLANK(InfoPro!I38),\"\",YEAR(InfoPro!I38)-$G$4)","v":3},{"$f":"IF(B45=\"\",\"\",VLOOKUP(D45,Tablas!$B$2:$E$13,2,FALSE))","v":0.56999999999999995},{"$f":"IF(B45=\"\",\"\",VLOOKUP(D45,Tablas!$B$2:$F$13,5,FALSE))","v":0.06},59918.400000000001,9365101442.4181499,8376656030.7854652,7492536700.1658907,6701732289.951601,5994393819.2769251,5361711824.0401831,4795806640.4652805,4289630268.7524872,3836878594.5907769,3431912875.3048091,3069689512.7949996,2745697238.6359568,2455900929.0124836,2196691349.7428298,1964840205.4944811,72079179721.432312,360395.89860716154]
[{"$f":"IF(ISBLANK(InfoPro!A39),\"\",InfoPro!A39)","v":"SC_2257_A1"},{"$f":"IF(ISBLANK(InfoPro!B39),\"\",InfoPro!B39)","v":"Proyecto de generación Eólico Norte"},{"$f":"IF(ISBLANK(InfoPro!E39),\"\",InfoPro!E39)","v":200},{"$f":"IF(ISBLANK(InfoPro!F39),\"\",InfoPro!F39)","v":"Eólico Onshore"},{"$f":"IF(ISBLANK(InfoPro!I39),\"\",YEAR(InfoPro!I39)-$G$4)","v":3},{"$f":"IF(B46=\"\",\"\",VLOOKUP(D46,Tablas!$B$2:$E$13,2,FALSE))","v":0.56999999999999995},{"$f":"IF(B46=\"\",\"\",VLOOKUP(D46,Tablas!$B$2:$F$13,5,FALSE))","v":0.06},59918.400000000001,9365101442.4181499,8376656030.7854652,7492536700.1658907,6701732289.951601,5994393819.2769251,5361711824.0401831,4795806640.4652805,4289630268.7524872,3836878594.5907769,3431912875.3048091,3069689512.7949996,2745697238.6359568,2455900929.0124836,2196691349.7428298,1964840205.4944811,72079179721.432312,360395.89860716154]
[{"$f":"IF(ISBLANK(InfoPro!A40),\"\",InfoPro!A40)","v":"SC_2074_A2"},{"$f":"IF(ISBLANK(InfoPro!B40),\"\",InfoPro!B40)","v":"CULEBRA I"},{"$f":"IF(ISBLANK(InfoPro!E40),\"\",InfoPro!E40)","v":5},{"$f":"IF(ISBLANK(InfoPro!F40),\"\",InfoPro!F40)","v":"Solar FV"},{"$f":"IF(ISBLANK(InfoPro!I40),\"\",YEAR(InfoPro!I40)-$G$4)","v":1},{"$f":"IF(B47=\"\",\"\",VLOOKUP(D47,Tablas!$B$2:$E$13,2,FALSE))","v":0.26},{"$f":"IF(B47=\"\",\"\",VLOOKUP(D47,Tablas!$B$2:$F$13,5,FALSE))","v":0.15},1708.1999999999998,333714135.3488372,298492070.97391522,266987541.12157002,238808176.31625226,213603019.9608697,191058157.38897109,170892806.25131583,152855819.54500523,136722557.73256281,122292090.99513668,109384696.77561425,97839621.445093229,87513078.215646908,78276456.364621565,70014719.467461154,2568454947.902873,513690.98958057462]
[{"$f":"IF(ISBLANK(InfoPro!A41),\"\",InfoPro!A41)","v":"SC_2074_A1"},{"$f":"IF(ISBLANK(InfoPro!B41),\"\",InfoPro!B41)","v":"CULEBRA I"},{"$f":"IF(ISBLANK(InfoPro!E41),\"\",InfoPro!E41)","v":5},{"$f":"IF(ISBLANK(InfoPro!F41),\"\",InfoPro!F41)","v":"Solar FV"},{"$f":"IF(ISBLANK(InfoPro!I41),\"\",YEAR(InfoPro!I41)-$G$4)","v":1},{"$f":"IF(B48=\"\",\"\",VLOOKUP(D48,Tablas!$B$2:$E$13,2,FALSE))","v":0.26},{"$f":"IF(B48=\"\",\"\",VLOOKUP(D48,Tablas!$B$2:$F$13,5,FALSE))","v":0.15},1708.1999999999998,333714135.3488372,298492070.97391522,266987541.12157002,238808176.31625226,213603019.9608697,191058157.38897109,170892806.25131583,152855819.54500523,136722557.73256281,122292090.99513668,109384696.77561425,97839621.445093229,87513078.215646908,78276456.364621565,70014719.467461154,2568454947.902873,513690.98958057462]
[{"$f":"IF(ISBLANK(InfoPro!A42),\"\",InfoPro!A42)","v":"SC_2085_A2"},{"$f":"IF(ISBLANK(InfoPro!B42),\"\",InfoPro!B42)","v":"Insula I"},{"$f":"IF(ISBLANK(InfoPro!E42),\"\",InfoPro!E42)","v":19.899999999999999},{"$f":"IF(ISBLANK(InfoPro!F42),\"\",InfoPro!F42)","v":"Solar FV"},{"$f":"IF(ISBLANK(InfoPro!I42),\"\",YEAR(InfoPro!I42)-$G$4)","v":2},{"$f":"IF(B49=\"\",\"\",VLOOKUP(D49,Tablas!$B$2:$E$13,2,FALSE))","v":0.26},{"$f":"IF(B49=\"\",\"\",VLOOKUP(D49,Tablas!$B$2:$F$13,5,FALSE))","v":0.15},6798.6360000000004,{"$f":"IF($H49=\"\",\"\",(1/(1+$C$4)^(I$7+$E49))*$H49*$I$5*$I$4)","v":1187998442.4761827},1062610413.6638488,950456541.73868418,850140019.44426143,760411466.40810502,680153368.8802371,608366161.78912091,544155779.77560008,486722522.16064405,435351093.16694474,389401693.35147113,348302051.29827476,311540296.33119392,278658583.48049545,249247391.30634654,9143515825.27141,459473.15704881458]
[{"$f":"IF(ISBLANK(InfoPro!A43),\"\",InfoPro!A43)","v":"SC_2085_A1"},{"$f":"IF(ISBLANK(InfoPro!B43),\"\",InfoPro!B43)","v":"Insula I"},{"$f":"IF(ISBLANK(InfoPro!E43),\"\",InfoPro!E43)","v":19.899999999999999},{"$f":"IF(ISBLANK(InfoPro!F43),\"\",InfoPro!F43)","v":"Solar FV"},{"$f":"IF(ISBLANK(InfoPro!I43),\"\",YEAR(InfoPro!I43)-$G$4)","v":2},{"$f":"IF(B50=\"\",\"\",VLOOKUP(D50,Tablas!$B$2:$E$13,2,FALSE))","v":0.26},{"$f":"IF(B50=\"\",\"\",VLOOKUP(D50,Tablas!$B$2:$F$13,5,FALSE))","v":0.15},6798.6360000000004,1187998442.4761827,1062610413.6638488,950456541.73868418,850140019.44426143,760411466.40810502,680153368.8802371,608366161.78912091,544155779.77560008,486722522.16064405,435351093.16694474,389401693.35147113,348302051.29827476,311540296.33119392,278658583.48049545,249247391.30634654,9143515825.27141,459473.15704881458]
[{"$f":"IF(ISBLANK(InfoPro!A44),\"\",InfoPro!A44)","v":"SC_1983_A2"},{"$f":"IF(ISBLANK(InfoPro!B44),\"\",InfoPro!B44)","v":"EL TOCHE II"},{"$f":"IF(ISBLANK(InfoPro!E44),\"\",InfoPro!E44)","v":99.9},{"$f":"IF(ISBLANK(InfoPro!F44),\"\",InfoPro!F44)","v":"Solar FV"},{"$f":"IF(ISBLANK(InfoPro!I44),\"\",YEAR(InfoPro!I44)-$G$4)","v":3},{"$f":"IF(B51=\"\",\"\",VLOOKUP(D51,Tablas!$B$2:$E$13,2,FALSE))","v":0.26},{"$f":"IF(B51=\"\",\"\",VLOOKUP(D51,Tablas!$B$2:$F$13,5,FALSE))","v":0.15},34129.836000000003,5334411071.6089697,4771387362.7987213,4267788338.8181767,3817341984.6316428,3414438268.9012909,3054059274.5092049,2731716703.4966059,2443395978.0828314,2185506241.5767732,1954835636.4729629,1748511302.7486253,1563963598.1651392,1398894094.9598742,1251246954.3469355,1119183322.3138959,41056680133.431656,410977.77911343001]
[{"$f":"IF(ISBLANK(InfoPro!A45),\"\",InfoPro!A45)","v":"SC_1983_A1"},{"$f":"IF(ISBLANK(InfoPro!B45),\"\",InfoPro!B45)","v":"EL TOCHE II"},{"$f":"IF(ISBLANK(InfoPro!E45),\"\",InfoPro!E45)","v":99.9},{"$f":"IF(ISBLANK(InfoPro!F45),\"\",InfoPro!F45)","v":"Solar FV"},{"$f":"IF(ISBLANK(InfoPro!I45),\"\",YEAR(InfoPro!I45)-$G$4)","v":3},{"$f":"IF(B52=\"\",\"\",VLOOKUP(D52,Tablas!$B$2:$E$13,2,FALSE))","v":0.26},{"$f":"IF(B52=\"\",\"\",VLOOKUP(D52,Tablas!$B$2:$F$13,5,FALSE))","v":0.15},34129.836000000003,5334411071.6089697,4771387362.7987213,4267788338.8181767,3817341984.6316428,3414438268.9012909,3054059274.5092049,2731716703.4966059,2443395978.0828314,2185506241.5767732,1954835636.4729629,1748511302.7486253,1563963598.1651392,1398894094.9598742,1251246954.3469355,1119183322.3138959,41056680133.431656,410977.77911343001]
[{"$f":"IF(ISBLANK(InfoPro!A46),\"\",InfoPro!A46)","v":"SC_2079_A2"},{"$f":"IF(ISBLANK(InfoPro!B46),\"\",InfoPro!B46)","v":"PGF Tibú II"},{"$f":"IF(ISBLANK(InfoPro!E46),\"\",InfoPro!E46)","v":99.9},{"$f":"IF(ISBLANK(InfoPro!F46),\"\",InfoPro!F46)","v":"Solar FV"},{"$f":"IF(ISBLANK(InfoPro!I46),\"\",YEAR(InfoPro!I46)-$G$4)","v":3},{"$f":"IF(B53=\"\",\"\",VLOOKUP(D53,Tablas!$B$2:$E$13,2,FALSE))","v":0.26},{"$f":"IF(B53=\"\",\"\",VLOOKUP(D53,Tablas!$B$2:$F$13,5,FALSE))","v":0.15},34129.836000000003,5334411071.6089697,4771387362.7987213,4267788338.8181767,3817341984.6316428,3414438268.9012909,3054059274.5092049,2731716703.4966059,2443395978.0828314,2185506241.5767732,1954835636.4729629,1748511302.7486253,1563963598.1651392,1398894094.9598742,1251246954.3469355,1119183322.3138959,41056680133.431656,410977.77911343001]
[{"$f":"IF(ISBLANK(InfoPro!A47),\"\",InfoPro!A47)","v":"SC_2079_A1"},{"$f":"IF(ISBLANK(InfoPro!B47),\"\",InfoPro!B47)","v":"PGF Tibú II"},{"$f":"IF(ISBLANK(InfoPro!E47),\"\",InfoPro!E47)","v":99.9},{"$f":"IF(ISBLANK(InfoPro!F47),\"\",InfoPro!F47)","v":"Solar FV"},{"$f":"IF(ISBLANK(InfoPro!I47),\"\",YEAR(InfoPro!I47)-$G$4)","v":3},{"$f":"IF(B54=\"\",\"\",VLOOKUP(D54,Tablas!$B$2:$E$13,2,FALSE))","v":0.26},{"$f":"IF(B54=\"\",\"\",VLOOKUP(D54,Tablas!$B$2:$F$13,5,FALSE))","v":0.15},34129.836000000003,5334411071.6089697,4771387362.7987213,4267788338.8181767,3817341984.6316428,3414438268.9012909,3054059274.5092049,2731716703.4966059,2443395978.0828314,2185506241.5767732,1954835636.4729629,1748511302.7486253,1563963598.1651392,1398894094.9598742,1251246954.3469355,1119183322.3138959,41056680133.431656,410977.77911343001]
[{"$f":"IF(ISBLANK(InfoPro!A48),\"\",InfoPro!A48)","v":"SC_2013_A2"},{"$f":"IF(ISBLANK(InfoPro!B48),\"\",InfoPro!B48)","v":"PGF TIBÚ I"},{"$f":"IF(ISBLANK(InfoPro!E48),\"\",InfoPro!E48)","v":99.9},{"$f":"IF(ISBLANK(InfoPro!F48),\"\",InfoPro!F48)","v":"Solar FV"},{"$f":"IF(ISBLANK(InfoPro!I48),\"\",YEAR(InfoPro!I48)-$G$4)","v":3},{"$f":"IF(B55=\"\",\"\",VLOOKUP(D55,Tablas!$B$2:$E$13,2,FALSE))","v":0.26},{"$f":"IF(B55=\"\",\"\",VLOOKUP(D55,Tablas!$B$2:$F$13,5,FALSE))","v":0.15},34129.836000000003,5334411071.6089697,4771387362.7987213,4267788338.8181767,3817341984.6316428,3414438268.9012909,3054059274.5092049,2731716703.4966059,2443395978.0828314,2185506241.5767732,1954835636.4729629,1748511302.7486253,1563963598.1651392,1398894094.9598742,1251246954.3469355,1119183322.3138959,41056680133.431656,410977.77911343001]
[{"$f":"IF(ISBLANK(InfoPro!A49),\"\",InfoPro!A49)","v":"SC_2013_A1"},{"$f":"IF(ISBLANK(InfoPro!B49),\"\",InfoPro!B49)","v":"PGF TIBÚ I"},{"$f":"IF(ISBLANK(InfoPro!E49),\"\",InfoPro!E49)","v":99.9},{"$f":"IF(ISBLANK(InfoPro!F49),\"\",InfoPro!F49)","v":"Solar FV"},{"$f":"IF(ISBLANK(InfoPro!I49),\"\",YEAR(InfoPro!I49)-$G$4)","v":3},{"$f":"IF(B56=\"\",\"\",VLOOKUP(D56,Tablas!$B$2:$E$13,2,FALSE))","v":0.26},{"$f":"IF(B56=\"\",\"\",VLOOKUP(D56,Tablas!$B$2:$F$13,5,FALSE))","v":0.15},34129.836000000003,5334411071.6089697,4771387362.7987213,4267788338.8181767,3817341984.6316428,3414438268.9012909,3054059274.5092049,2731716703.4966059,2443395978.0828314,2185506241.5767732,1954835636.4729629,1748511302.7486253,1563963598.1651392,1398894094.9598742,1251246954.3469355,1119183322.3138959,41056680133.431656,410977.77911343001]
[{"$f":"IF(ISBLANK(InfoPro!A50),\"\",InfoPro!A50)","v":"SC_1994_A2"},{"$f":"IF(ISBLANK(InfoPro!B50),\"\",InfoPro!B50)","v":"Parque Solar Ábrego de 9,9 MW"},{"$f":"IF(ISBLANK(InfoPro!E50),\"\",InfoPro!E50)","v":9.9},{"$f":"IF(ISBLANK(InfoPro!F50),\"\",InfoPro!F50)","v":"Solar FV"},{"$f":"IF(ISBLANK(InfoPro!I50),\"\",YEAR(InfoPro!I50)-$G$4)","v":4},{"$f":"IF(B57=\"\",\"\",VLOOKUP(D57,Tablas!$B$2:$E$13,2,FALSE))","v":0.26},{"$f":"IF(B57=\"\",\"\",VLOOKUP(D57,Tablas!$B$2:$F$13,5,FALSE))","v":0.15},3382.2360000000003,472840189.10617959,422933979.52252197,378295151.63016278,338367756.37760544,302654522.69911039,270710664.31047446,242138340.1703707,216581699.61571625,193722450.46128464,173275894.86698088,154987383.60195073,138629144.54557315,123997445.92627291,110910058.96804376,99203988.343509614,3639248670.1457577,367600.87577229878]
[{"$f":"IF(ISBLANK(InfoPro!A51),\"\",InfoPro!A51)","v":"SC_1994_A1"},{"$f":"IF(ISBLANK(InfoPro!B51),\"\",InfoPro!B51)","v":"Parque Solar Ábrego de 9,9 MW"},{"$f":"IF(ISBLANK(InfoPro!E51),\"\",InfoPro!E51)","v":9.9},{"$f":"IF(ISBLANK(InfoPro!F51),\"\",InfoPro!F51)","v":"Solar FV"},{"$f":"IF(ISBLANK(InfoPro!I51),\"\",YEAR(InfoPro!I51)-$G$4)","v":4},{"$f":"IF(B58=\"\",\"\",VLOOKUP(D58,Tablas!$B$2:$E$13,2,FALSE))","v":0.26},{"$f":"IF(B58=\"\",\"\",VLOOKUP(D58,Tablas!$B$2:$F$13,5,FALSE))","v":0.15},3382.2360000000003,472840189.10617959,422933979.52252197,378295151.63016278,338367756.37760544,302654522.69911039,270710664.31047446,242138340.1703707,216581699.61571625,193722450.46128464,173275894.86698088,154987383.60195073,138629144.54557315,123997445.92627291,110910058.96804376,99203988.343509614,3639248670.1457577,367600.87577229878]
[{"$f":"IF(ISBLANK(InfoPro!A52),\"\",InfoPro!A52)","v":"SC_2157_A2"},{"$f":"IF(ISBLANK(InfoPro!B52),\"\",InfoPro!B52)","v":"PGF El Toche I 99,9 MW"},{"$f":"IF(ISBLANK(InfoPro!E52),\"\",InfoPro!E52)","v":99.9},{"$f":"IF(ISBLANK(InfoPro!F52),\"\",InfoPro!F52)","v":"Solar FV"},{"$f":"IF(ISBLANK(InfoPro!I52),\"\",YEAR(InfoPro!I52)-$G$4)","v":3},{"$f":"IF(B59=\"\",\"\",VLOOKUP(D59,Tablas!$B$2:$E$13,2,FALSE))","v":0.26},{"$f":"IF(B59=\"\",\"\",VLOOKUP(D59,Tablas!$B$2:$F$13,5,FALSE))","v":0.15},34129.836000000003,{"$f":"IF($H59=\"\",\"\",(1/(1+$C$4)^(I$7+$E59))*$H59*$I$5*$I$4)","v":5334411071.6089697},4771387362.7987213,4267788338.8181767,3817341984.6316428,3414438268.9012909,3054059274.5092049,2731716703.4966059,2443395978.0828314,2185506241.5767732,1954835636.4729629,1748511302.7486253,1563963598.1651392,1398894094.9598742,1251246954.3469355,1119183322.3138959,41056680133.431656,410977.77911343001]
[{"$f":"IF(ISBLANK(InfoPro!A53),\"\",InfoPro!A53)","v":"SC_2157_A1"},{"$f":"IF(ISBLANK(InfoPro!B53),\"\",InfoPro!B53)","v":"PGF El Toche I 99,9 MW"},{"$f":"IF(ISBLANK(InfoPro!E53),\"\",InfoPro!E53)","v":99.9},{"$f":"IF(ISBLANK(InfoPro!F53),\"\",InfoPro!F53)","v":"Solar FV"},{"$f":"IF(ISBLANK(InfoPro!I53),\"\",YEAR(InfoPro!I53)-$G$4)","v":3},{"$f":"IF(B60=\"\",\"\",VLOOKUP(D60,Tablas!$B$2:$E$13,2,FALSE))","v":0.26},{"$f":"IF(B60=\"\",\"\",VLOOKUP(D60,Tablas!$B$2:$F$13,5,FALSE))","v":0.15},34129.836000000003,5334411071.6089697,4771387362.7987213,4267788338.8181767,3817341984.6316428,3414438268.9012909,3054059274.5092049,2731716703.4966059,2443395978.0828314,2185506241.5767732,1954835636.4729629,1748511302.7486253,1563963598.1651392,1398894094.9598742,1251246954.3469355,1119183322.3138959,41056680133.431656,410977.77911343001]
[{"$f":"IF(ISBLANK(InfoPro!A54),\"\",InfoPro!A54)","v":"SC_2291_A2"},{"$f":"IF(ISBLANK(InfoPro!B54),\"\",InfoPro!B54)","v":"Termotasajero Solar Tres"},{"$f":"IF(ISBLANK(InfoPro!E54),\"\",InfoPro!E54)","v":3},{"$f":"IF(ISBLANK(InfoPro!F54),\"\",InfoPro!F54)","v":"Solar FV"},{"$f":"IF(ISBLANK(InfoPro!I54),\"\",YEAR(InfoPro!I54)-$G$4)","v":1},{"$f":"IF(B61=\"\",\"\",VLOOKUP(D61,Tablas!$B$2:$E$13,2,FALSE))","v":0.26},{"$f":"IF(B61=\"\",\"\",VLOOKUP(D61,Tablas!$B$2:$F$13,5,FALSE))","v":0.15},1024.9199999999998,200228481.20930231,179095242.58434913,160192524.67294201,143284905.78975135,128161811.97652179,114634894.43338265,102535683.75078949,91713491.727003112,82033534.639537677,73375254.597082004,65630818.065368533,58703772.867055938,52507846.929388143,46965873.818772934,42008831.680476695,1541072968.7417233,513690.98958057445]
[{"$f":"IF(ISBLANK(InfoPro!A55),\"\",InfoPro!A55)","v":"SC_2291_A1"},{"$f":"IF(ISBLANK(InfoPro!B55),\"\",InfoPro!B55)","v":"Termotasajero Solar Tres"},{"$f":"IF(ISBLANK(InfoPro!E55),\"\",InfoPro!E55)","v":3},{"$f":"IF(ISBLANK(InfoPro!F55),\"\",InfoPro!F55)","v":"Solar FV"},{"$f":"IF(ISBLANK(InfoPro!I55),\"\",YEAR(InfoPro!I55)-$G$4)","v":1},{"$f":"IF(B62=\"\",\"\",VLOOKUP(D62,Tablas!$B$2:$E$13,2,FALSE))","v":0.26},{"$f":"IF(B62=\"\",\"\",VLOOKUP(D62,Tablas!$B$2:$F$13,5,FALSE))","v":0.15},1024.9199999999998,200228481.20930231,179095242.58434913,160192524.67294201,143284905.78975135,128161811.97652179,114634894.43338265,102535683.75078949,91713491.727003112,82033534.639537677,73375254.597082004,65630818.065368533,58703772.867055938,52507846.929388143,46965873.818772934,42008831.680476695,1541072968.7417233,513690.98958057445]
[{"$f":"IF(ISBLANK(InfoPro!A56),\"\",InfoPro!A56)","v":"SC_2279_A2"},{"$f":"IF(ISBLANK(InfoPro!B56),\"\",InfoPro!B56)","v":"PROYECTO SOLAR FOTOVOLTAICO COCOTAS DE 9,9 MW"},{"$f":"IF(ISBLANK(InfoPro!E56),\"\",InfoPro!E56)","v":9.9},{"$f":"IF(ISBLANK(InfoPro!F56),\"\",InfoPro!F56)","v":"Solar FV"},{"$f":"IF(ISBLANK(InfoPro!I56),\"\",YEAR(InfoPro!I56)-$G$4)","v":3},{"$f":"IF(B63=\"\",\"\",VLOOKUP(D63,Tablas!$B$2:$E$13,2,FALSE))","v":0.26},{"$f":"IF(B63=\"\",\"\",VLOOKUP(D63,Tablas!$B$2:$F$13,5,FALSE))","v":0.15},{"$f":"IF(C63=\"\",\"\",+C63*G63*F63*24*365)","v":3382.2360000000003},528635331.42070878,472840189.10617959,422933979.52252197,378295151.63016278,338367756.37760544,302654522.69911039,270710664.31047446,242138340.1703707,216581699.61571625,193722450.46128464,173275894.86698088,154987383.60195073,138629144.54557315,123997445.92627291,110910058.96804376,4068680013.2229567,410977.77911342995]
[{"$f":"IF(ISBLANK(InfoPro!A57),\"\",InfoPro!A57)","v":"SC_2279_A1"},{"$f":"IF(ISBLANK(InfoPro!B57),\"\",InfoPro!B57)","v":"PROYECTO SOLAR FOTOVOLTAICO COCOTAS DE 9,9 MW"},{"$f":"IF(ISBLANK(InfoPro!E57),\"\",InfoPro!E57)","v":9.9},{"$f":"IF(ISBLANK(InfoPro!F57),\"\",InfoPro!F57)","v":"Solar FV"},{"$f":"IF(ISBLANK(InfoPro!I57),\"\",YEAR(InfoPro!I57)-$G$4)","v":3},{"$f":"IF(B64=\"\",\"\",VLOOKUP(D64,Tablas!$B$2:$E$13,2,FALSE))","v":0.26},{"$f":"IF(B64=\"\",\"\",VLOOKUP(D64,Tablas!$B$2:$F$13,5,FALSE))","v":0.15},{"$f":"IF(C64=\"\",\"\",+C64*G64*F64*24*365)","v":3382.2360000000003},528635331.42070878,472840189.10617959,422933979.52252197,378295151.63016278,338367756.37760544,302654522.69911039,270710664.31047446,242138340.1703707,216581699.61571625,193722450.46128464,173275894.86698088,154987383.60195073,138629144.54557315,123997445.92627291,110910058.96804376,4068680013.2229567,410977.77911342995]
[{"$f":"IF(ISBLANK(InfoPro!A58),\"\",InfoPro!A58)","v":"SC_2319_A2"},{"$f":"IF(ISBLANK(InfoPro!B58),\"\",InfoPro!B58)","v":"SOLAR FOTOVOLTAICO MORRISON DE 278,6 MW"},{"$f":"IF(ISBLANK(InfoPro!E58),\"\",InfoPro!E58)","v":278.60000000000002},{"$f":"IF(ISBLANK(InfoPro!F58),\"\",InfoPro!F58)","v":"Solar FV"},{"$f":"IF(ISBLANK(InfoPro!I58),\"\",YEAR(InfoPro!I58)-$G$4)","v":3},{"$f":"IF(B65=\"\",\"\",VLOOKUP(D65,Tablas!$B$2:$E$13,2,FALSE))","v":0.26},{"$f":"IF(B65=\"\",\"\",VLOOKUP(D65,Tablas!$B$2:$F$13,5,FALSE))","v":0.15},95180.903999999995,14876545791.293882,13306391584.341578,11901960272.219656,10645760529.713469,9522147164.3233185,8517126265.0476913,7618180916.8583994,6814115310.2490158,6094915304.337225,5451623706.9205952,4876228718.1758461,4361564148.636714,3901220168.7269363,3489463478.2888513,3121165901.868382,114498409261.00156,410977.77911342983]
[{"$f":"IF(ISBLANK(InfoPro!A59),\"\",InfoPro!A59)","v":"SC_2319_A1"},{"$f":"IF(ISBLANK(InfoPro!B59),\"\",InfoPro!B59)","v":"SOLAR FOTOVOLTAICO MORRISON DE 278,6 MW"},{"$f":"IF(ISBLANK(InfoPro!E59),\"\",InfoPro!E59)","v":278.60000000000002},{"$f":"IF(ISBLANK(InfoPro!F59),\"\",InfoPro!F59)","v":"Solar FV"},{"$f":"IF(ISBLANK(InfoPro!I59),\"\",YEAR(InfoPro!I59)-$G$4)","v":3},{"$f":"IF(B66=\"\",\"\",VLOOKUP(D66,Tablas!$B$2:$E$13,2,FALSE))","v":0.26},{"$f":"IF(B66=\"\",\"\",VLOOKUP(D66,Tablas!$B$2:$F$13,5,FALSE))","v":0.15},95180.903999999995,14876545791.293882,13306391584.341578,11901960272.219656,10645760529.713469,9522147164.3233185,8517126265.0476913,7618180916.8583994,6814115310.2490158,6094915304.337225,5451623706.9205952,4876228718.1758461,4361564148.636714,3901220168.7269363,3489463478.2888513,3121165901.868382,114498409261.00156,410977.77911342983]
[{"$f":"IF(ISBLANK(InfoPro!A60),\"\",InfoPro!A60)","v":"SC_1891_A1"},{"$f":"IF(ISBLANK(InfoPro!B60),\"\",InfoPro!B60)","v":"KAIROS SOLAR PARK II - 19,9 MW"},{"$f":"IF(ISBLANK(InfoPro!E60),\"\",InfoPro!E60)","v":19.899999999999999},{"$f":"IF(ISBLANK(InfoPro!F60),\"\",InfoPro!F60)","v":"Solar FV"},{"$f":"IF(ISBLANK(InfoPro!I60),\"\",YEAR(InfoPro!I60)-$G$4)","v":0},{"$f":"IF(B67=\"\",\"\",VLOOKUP(D67,Tablas!$B$2:$E$13,2,FALSE))","v":0.26},{"$f":"IF(B67=\"\",\"\",VLOOKUP(D67,Tablas!$B$2:$F$13,5,FALSE))","v":0.15},{"$f":"IF(C67=\"\",\"\",+C67*G67*F67*24*365)","v":6798.6360000000004},1484907765.2136002,1328182258.6883724,1187998442.4761827,1062610413.6638488,950456541.73868418,850140019.44426143,760411466.40810502,680153368.8802371,608366161.78912091,544155779.77560008,486722522.16064405,435351093.16694474,389401693.35147113,348302051.29827476,311540296.33119392,{"$f":"IF(W67=\"\",\"\",SUM(I67:W67))","v":11428699874.386543},{"$f":"IF(C67=0,0,IF(X67=\"\",\"\",X67/(C67*1000)))","v":574306.5263510826}]
[{"$f":"IF(ISBLANK(InfoPro!A61),\"\",InfoPro!A61)","v":"SC_1891_A2"},{"$f":"IF(ISBLANK(InfoPro!B61),\"\",InfoPro!B61)","v":"KAIROS SOLAR PARK II - 19,9 MW"},{"$f":"IF(ISBLANK(InfoPro!E61),\"\",InfoPro!E61)","v":19.899999999999999},{"$f":"IF(ISBLANK(InfoPro!F61),\"\",InfoPro!F61)","v":"Solar FV"},{"$f":"IF(ISBLANK(InfoPro!I61),\"\",YEAR(InfoPro!I61)-$G$4)","v":0},{"$f":"IF(B68=\"\",\"\",VLOOKUP(D68,Tablas!$B$2:$E$13,2,FALSE))","v":0.26},{"$f":"IF(B68=\"\",\"\",VLOOKUP(D68,Tablas!$B$2:$F$13,5,FALSE))","v":0.15},6798.6360000000004,1484907765.2136002,1328182258.6883724,1187998442.4761827,1062610413.6638488,950456541.73868418,850140019.44426143,760411466.40810502,680153368.8802371,608366161.78912091,544155779.77560008,486722522.16064405,435351093.16694474,389401693.35147113,348302051.29827476,311540296.33119392,11428699874.386543,574306.5263510826]
[{"$f":"IF(ISBLANK(InfoPro!A60),\"\",InfoPro!A60)","v":"SC_1891_A1"},{"$f":"IF(ISBLANK(InfoPro!B60),\"\",InfoPro!B60)","v":"KAIROS SOLAR PARK II - 19,9 MW"},{"$f":"IF(ISBLANK(InfoPro!E60),\"\",InfoPro!E60)","v":19.899999999999999},{"$f":"IF(ISBLANK(InfoPro!F60),\"\",InfoPro!F60)","v":"Solar FV"},{"$f":"IF(ISBLANK(InfoPro!I60),\"\",YEAR(InfoPro!I60)-$G$4)","v":0},{"$f":"IF(B69=\"\",\"\",VLOOKUP(D69,Tablas!$B$2:$E$13,2,FALSE))","v":0.26},{"$f":"IF(B69=\"\",\"\",VLOOKUP(D69,Tablas!$B$2:$F$13,5,FALSE))","v":0.15},6798.6360000000004,{"$f":"IF($H69=\"\",\"\",(1/(1+$C$4)^(I$7+$E69))*$H69*$I$5*$I$4)","v":1484907765.2136002},1328182258.6883724,1187998442.4761827,1062610413.6638488,950456541.73868418,850140019.44426143,760411466.40810502,680153368.8802371,608366161.78912091,544155779.77560008,486722522.16064405,435351093.16694474,389401693.35147113,348302051.29827476,311540296.33119392,11428699874.386543,574306.5263510826]
[{"$f":"IF(ISBLANK(InfoPro!A61),\"\",InfoPro!A61)","v":"SC_1891_A2"},{"$f":"IF(ISBLANK(InfoPro!B61),\"\",InfoPro!B61)","v":"KAIROS SOLAR PARK II - 19,9 MW"},{"$f":"IF(ISBLANK(InfoPro!E61),\"\",InfoPro!E61)","v":19.899999999999999},{"$f":"IF(ISBLANK(InfoPro!F61),\"\",InfoPro!F61)","v":"Solar FV"},{"$f":"IF(ISBLANK(InfoPro!I61),\"\",YEAR(InfoPro!I61)-$G$4)","v":0},{"$f":"IF(B70=\"\",\"\",VLOOKUP(D70,Tablas!$B$2:$E$13,2,FALSE))","v":0.26},{"$f":"IF(B70=\"\",\"\",VLOOKUP(D70,Tablas!$B$2:$F$13,5,FALSE))","v":0.15},6798.6360000000004,1484907765.2136002,1328182258.6883724,1187998442.4761827,1062610413.6638488,950456541.73868418,850140019.44426143,760411466.40810502,680153368.8802371,608366161.78912091,544155779.77560008,486722522.16064405,435351093.16694474,389401693.35147113,348302051.29827476,311540296.33119392,11428699874.386543,574306.5263510826]
[{"$f":"IF(ISBLANK(InfoPro!A62),\"\",InfoPro!A62)","v":"SC_2239_A1"},{"$f":"IF(ISBLANK(InfoPro!B62),\"\",InfoPro!B62)","v":"PCH PANACEA III - 9,9 MW"},{"$f":"IF(ISBLANK(InfoPro!E62),\"\",InfoPro!E62)","v":9.9},{"$f":"IF(ISBLANK(InfoPro!F62),\"\",InfoPro!F62)","v":"PCH"},{"$f":"IF(ISBLANK(InfoPro!I62),\"\",YEAR(InfoPro!I62)-$G$4)","v":2},{"$f":"IF(B71=\"\",\"\",VLOOKUP(D71,Tablas!$B$2:$E$13,2,FALSE))","v":0.54},{"$f":"IF(B71=\"\",\"\",VLOOKUP(D71,Tablas!$B$2:$F$13,5,FALSE))","v":0.15},7024.6440000000011,1227491239.5588856,1097934919.1045492,982052700.45129621,878401342.08523798,785689930.30879962,702763801.70733428,628590162.5289216,562245225.87560081,502902706.50769293,449823529.97110307,402346627.88112962,359880704.72372961,321896873.63482076,287922069.44080573,257533156.92379755,9447474990.7037048,954290.40310138429]
[{"$f":"IF(ISBLANK(InfoPro!A63),\"\",InfoPro!A63)","v":""},{"$f":"IF(ISBLANK(InfoPro!B63),\"\",InfoPro!B63)","v":""},{"$f":"IF(ISBLANK(InfoPro!E63),\"\",InfoPro!E63)","v":""},{"$f":"IF(ISBLANK(InfoPro!F63),\"\",InfoPro!F63)","v":""},{"$f":"IF(ISBLANK(InfoPro!I63),\"\",YEAR(InfoPro!I63)-$G$4)","v":""},{"$f":"IF(B72=\"\",\"\",VLOOKUP(D72,Tablas!$B$2:$E$13,2,FALSE))","v":""},{"$f":"IF(B72=\"\",\"\",VLOOKUP(D72,Tablas!$B$2:$F$13,5,FALSE))","v":""},"","","","","","","","","","","","","","","","","",""]
[{"$f":"IF(ISBLANK(InfoPro!A64),\"\",InfoPro!A64)","v":""},{"$f":"IF(ISBLANK(InfoPro!B64),\"\",InfoPro!B64)","v":""},{"$f":"IF(ISBLANK(InfoPro!E64),\"\",InfoPro!E64)","v":""},{"$f":"IF(ISBLANK(InfoPro!F64),\"\",InfoPro!F64)","v":""},{"$f":"IF(ISBLANK(InfoPro!I64),\"\",YEAR(InfoPro!I64)-$G$4)","v":""},{"$f":"IF(B73=\"\",\"\",VLOOKUP(D73,Tablas!$B$2:$E$13,2,FALSE))","v":""},{"$f":"IF(B73=\"\",\"\",VLOOKUP(D73,Tablas!$B$2:$F$13,5,FALSE))","v":""},{"$f":"IF(C73=\"\",\"\",+C73*G73*F73*24*365)","v":""},"","","","","","","","","","","","","","","","",""]
[{"$f":"IF(ISBLANK(InfoPro!A65),\"\",InfoPro!A65)","v":""},{"$f":"IF(ISBLANK(InfoPro!B65),\"\",InfoPro!B65)","v":""},{"$f":"IF(ISBLANK(InfoPro!E65),\"\",InfoPro!E65)","v":""},{"$f":"IF(ISBLANK(InfoPro!F65),\"\",InfoPro!F65)","v":""},{"$f":"IF(ISBLANK(InfoPro!I65),\"\",YEAR(InfoPro!I65)-$G$4)","v":""},{"$f":"IF(B74=\"\",\"\",VLOOKUP(D74,Tablas!$B$2:$E$13,2,FALSE))","v":""},{"$f":"IF(B74=\"\",\"\",VLOOKUP(D74,Tablas!$B$2:$F$13,5,FALSE))","v":""},"","","","","","","","","","","","","","","","",{"$f":"IF(W74=\"\",\"\",SUM(I74:W74))","v":""},{"$f":"IF(C74=0,0,IF(X74=\"\",\"\",X74/(C74*1000)))","v":""}]
[{"$f":"IF(ISBLANK(InfoPro!A66),\"\",InfoPro!A66)","v":""},{"$f":"IF(ISBLANK(InfoPro!B66),\"\",InfoPro!B66)","v":""},{"$f":"IF(ISBLANK(InfoPro!E66),\"\",InfoPro!E66)","v":""},{"$f":"IF(ISBLANK(InfoPro!F66),\"\",InfoPro!F66)","v":""},{"$f":"IF(ISBLANK(InfoPro!I66),\"\",YEAR(InfoPro!I66)-$G$4)","v":""},{"$f":"IF(B75=\"\",\"\",VLOOKUP(D75,Tablas!$B$2:$E$13,2,FALSE))","v":""},{"$f":"IF(B75=\"\",\"\",VLOOKUP(D75,Tablas!$B$2:$F$13,5,FALSE))","v":""},"","","","","","","","","","","","","","","","","",""]
[{"$f":"IF(ISBLANK(InfoPro!A67),\"\",InfoPro!A67)","v":""},{"$f":"IF(ISBLANK(InfoPro!B67),\"\",InfoPro!B67)","v":""},{"$f":"IF(ISBLANK(InfoPro!E67),\"\",InfoPro!E67)","v":""},{"$f":"IF(ISBLANK(InfoPro!F67),\"\",InfoPro!F67)","v":""},{"$f":"IF(ISBLANK(InfoPro!I67),\"\",YEAR(InfoPro!I67)-$G$4)","v":""},{"$f":"IF(B76=\"\",\"\",VLOOKUP(D76,Tablas!$B$2:$E$13,2,FALSE))","v":""},{"$f":"IF(B76=\"\",\"\",VLOOKUP(D76,Tablas!$B$2:$F$13,5,FALSE))","v":""},"","","","","","","","","","","","","","","","","",""]
[{"$f":"IF(ISBLANK(InfoPro!A68),\"\",InfoPro!A68)","v":""},{"$f":"IF(ISBLANK(InfoPro!B68),\"\",InfoPro!B68)","v":""},{"$f":"IF(ISBLANK(InfoPro!E68),\"\",InfoPro!E68)","v":""},{"$f":"IF(ISBLANK(InfoPro!F68),\"\",InfoPro!F68)","v":""},{"$f":"IF(ISBLANK(InfoPro!I68),\"\",YEAR(InfoPro!I68)-$G$4)","v":""},{"$f":"IF(B77=\"\",\"\",VLOOKUP(D77,Tablas!$B$2:$E$13,2,FALSE))","v":""},{"$f":"IF(B77=\"\",\"\",VLOOKUP(D77,Tablas!$B$2:$F$13,5,FALSE))","v":""},"","","","","","","","","","","","","","","","","",""]
[{"$f":"IF(ISBLANK(InfoPro!A69),\"\",InfoPro!A69)","v":""},{"$f":"IF(ISBLANK(InfoPro!B69),\"\",InfoPro!B69)","v":""},{"$f":"IF(ISBLANK(InfoPro!E69),\"\",InfoPro!E69)","v":""},{"$f":"IF(ISBLANK(InfoPro!F69),\"\",InfoPro!F69)","v":""},{"$f":"IF(ISBLANK(InfoPro!I69),\"\",YEAR(InfoPro!I69)-$G$4)","v":""},{"$f":"IF(B78=\"\",\"\",VLOOKUP(D78,Tablas!$B$2:$E$13,2,FALSE))","v":""},{"$f":"IF(B78=\"\",\"\",VLOOKUP(D78,Tablas!$B$2:$F$13,5,FALSE))","v":""},"","","","","","","","","","","","","","","","","",""]
[{"$f":"IF(ISBLANK(InfoPro!A70),\"\",InfoPro!A70)","v":""},{"$f":"IF(ISBLANK(InfoPro!B70),\"\",InfoPro!B70)","v":""},{"$f":"IF(ISBLANK(InfoPro!E70),\"\",InfoPro!E70)","v":""},{"$f":"IF(ISBLANK(InfoPro!F70),\"\",InfoPro!F70)","v":""},{"$f":"IF(ISBLANK(InfoPro!I70),\"\",YEAR(InfoPro!I70)-$G$4)","v":""},{"$f":"IF(B79=\"\",\"\",VLOOKUP(D79,Tablas!$B$2:$E$13,2,FALSE))","v":""},{"$f":"IF(B79=\"\",\"\",VLOOKUP(D79,Tablas!$B$2:$F$13,5,FALSE))","v":""},"",{"$f":"IF($H79=\"\",\"\",(1/(1+$C$4)^(I$7+$E79))*$H79*$I$5*$I$4)","v":""},"","","","","","","","","","","","","","","",""]
[{"$f":"IF(ISBLANK(InfoPro!A71),\"\",InfoPro!A71)","v":""},{"$f":"IF(ISBLANK(InfoPro!B71),\"\",InfoPro!B71)","v":""},{"$f":"IF(ISBLANK(InfoPro!E71),\"\",InfoPro!E71)","v":""},{"$f":"IF(ISBLANK(InfoPro!F71),\"\",InfoPro!F71)","v":""},{"$f":"IF(ISBLANK(InfoPro!I71),\"\",YEAR(InfoPro!I71)-$G$4)","v":""},{"$f":"IF(B80=\"\",\"\",VLOOKUP(D80,Tablas!$B$2:$E$13,2,FALSE))","v":""},{"$f":"IF(B80=\"\",\"\",VLOOKUP(D80,Tablas!$B$2:$F$13,5,FALSE))","v":""},"","","","","","","","","","","","","","","","","",""]
[{"$f":"IF(ISBLANK(InfoPro!A72),\"\",InfoPro!A72)","v":""},{"$f":"IF(ISBLANK(InfoPro!B72),\"\",InfoPro!B72)","v":""},{"$f":"IF(ISBLANK(InfoPro!E72),\"\",InfoPro!E72)","v":""},{"$f":"IF(ISBLANK(InfoPro!F72),\"\",InfoPro!F72)","v":""},{"$f":"IF(ISBLANK(InfoPro!I72),\"\",YEAR(InfoPro!I72)-$G$4)","v":""},{"$f":"IF(B81=\"\",\"\",VLOOKUP(D81,Tablas!$B$2:$E$13,2,FALSE))","v":""},{"$f":"IF(B81=\"\",\"\",VLOOKUP(D81,Tablas!$B$2:$F$13,5,FALSE))","v":""},"","","","","","","","","","","","","","","","","",""]
[{"$f":"IF(ISBLANK(InfoPro!A73),\"\",InfoPro!A73)","v":""},{"$f":"IF(ISBLANK(InfoPro!B73),\"\",InfoPro!B73)","v":""},{"$f":"IF(ISBLANK(InfoPro!E73),\"\",InfoPro!E73)","v":""},{"$f":"IF(ISBLANK(InfoPro!F73),\"\",InfoPro!F73)","v":""},{"$f":"IF(ISBLANK(InfoPro!I73),\"\",YEAR(InfoPro!I73)-$G$4)","v":""},{"$f":"IF(B82=\"\",\"\",VLOOKUP(D82,Tablas!$B$2:$E$13,2,FALSE))","v":""},{"$f":"IF(B82=\"\",\"\",VLOOKUP(D82,Tablas!$B$2:$F$13,5,FALSE))","v":""},"","","","","","","","","","","","","","","","","",""]
[{"$f":"IF(ISBLANK(InfoPro!A74),\"\",InfoPro!A74)","v":""},{"$f":"IF(ISBLANK(InfoPro!B74),\"\",InfoPro!B74)","v":""},{"$f":"IF(ISBLANK(InfoPro!E74),\"\",InfoPro!E74)","v":""},{"$f":"IF(ISBLANK(InfoPro!F74),\"\",InfoPro!F74)","v":""},{"$f":"IF(ISBLANK(InfoPro!I74),\"\",YEAR(InfoPro!I74)-$G$4)","v":""},{"$f":"IF(B83=\"\",\"\",VLOOKUP(D83,Tablas!$B$2:$E$13,2,FALSE))","v":""},{"$f":"IF(B83=\"\",\"\",VLOOKUP(D83,Tablas!$B$2:$F$13,5,FALSE))","v":""},"","","","","","","","","","","","","","","","","",""]
[{"$f":"IF(ISBLANK(InfoPro!A75),\"\",InfoPro!A75)","v":""},{"$f":"IF(ISBLANK(InfoPro!B75),\"\",InfoPro!B75)","v":""},{"$f":"IF(ISBLANK(InfoPro!E75),\"\",InfoPro!E75)","v":""},{"$f":"IF(ISBLANK(InfoPro!F75),\"\",InfoPro!F75)","v":""},{"$f":"IF(ISBLANK(InfoPro!I75),\"\",YEAR(InfoPro!I75)-$G$4)","v":""},{"$f":"IF(B84=\"\",\"\",VLOOKUP(D84,Tablas!$B$2:$E$13,2,FALSE))","v":""},{"$f":"IF(B84=\"\",\"\",VLOOKUP(D84,Tablas!$B$2:$F$13,5,FALSE))","v":""},"","","","","","","","","","","","","","","","","",""]
[{"$f":"IF(ISBLANK(InfoPro!A76),\"\",InfoPro!A76)","v":""},{"$f":"IF(ISBLANK(InfoPro!B76),\"\",InfoPro!B76)","v":""},{"$f":"IF(ISBLANK(InfoPro!E76),\"\",InfoPro!E76)","v":""},{"$f":"IF(ISBLANK(InfoPro!F76),\"\",InfoPro!F76)","v":""},{"$f":"IF(ISBLANK(InfoPro!I76),\"\",YEAR(InfoPro!I76)-$G$4)","v":""},{"$f":"IF(B85=\"\",\"\",VLOOKUP(D85,Tablas!$B$2:$E$13,2,FALSE))","v":""},{"$f":"IF(B85=\"\",\"\",VLOOKUP(D85,Tablas!$B$2:$F$13,5,FALSE))","v":""},"","","","","","","","","","","","","","","","","",""]
[{"$f":"IF(ISBLANK(InfoPro!A77),\"\",InfoPro!A77)","v":""},{"$f":"IF(ISBLANK(InfoPro!B77),\"\",InfoPro!B77)","v":""},{"$f":"IF(ISBLANK(InfoPro!E77),\"\",InfoPro!E77)","v":""},{"$f":"IF(ISBLANK(InfoPro!F77),\"\",InfoPro!F77)","v":""},{"$f":"IF(ISBLANK(InfoPro!I77),\"\",YEAR(InfoPro!I77)-$G$4)","v":""},{"$f":"IF(B86=\"\",\"\",VLOOKUP(D86,Tablas!$B$2:$E$13,2,FALSE))","v":""},{"$f":"IF(B86=\"\",\"\",VLOOKUP(D86,Tablas!$B$2:$F$13,5,FALSE))","v":""},"","","","","","","","","","","","","","","","","",""]
[{"$f":"IF(ISBLANK(InfoPro!A78),\"\",InfoPro!A78)","v":""},{"$f":"IF(ISBLANK(InfoPro!B78),\"\",InfoPro!B78)","v":""},{"$f":"IF(ISBLANK(InfoPro!E78),\"\",InfoPro!E78)","v":""},{"$f":"IF(ISBLANK(InfoPro!F78),\"\",InfoPro!F78)","v":""},{"$f":"IF(ISBLANK(InfoPro!I78),\"\",YEAR(InfoPro!I78)-$G$4)","v":""},{"$f":"IF(B87=\"\",\"\",VLOOKUP(D87,Tablas!$B$2:$E$13,2,FALSE))","v":""},{"$f":"IF(B87=\"\",\"\",VLOOKUP(D87,Tablas!$B$2:$F$13,5,FALSE))","v":""},"","","","","","","","","","","","","","","","","",""]
[{"$f":"IF(ISBLANK(InfoPro!A79),\"\",InfoPro!A79)","v":""},{"$f":"IF(ISBLANK(InfoPro!B79),\"\",InfoPro!B79)","v":""},{"$f":"IF(ISBLANK(InfoPro!E79),\"\",InfoPro!E79)","v":""},{"$f":"IF(ISBLANK(InfoPro!F79),\"\",InfoPro!F79)","v":""},{"$f":"IF(ISBLANK(InfoPro!I79),\"\",YEAR(InfoPro!I79)-$G$4)","v":""},{"$f":"IF(B88=\"\",\"\",VLOOKUP(D88,Tablas!$B$2:$E$13,2,FALSE))","v":""},{"$f":"IF(B88=\"\",\"\",VLOOKUP(D88,Tablas!$B$2:$F$13,5,FALSE))","v":""},"","","","","","","","","","","","","","","","","",""]
[{"$f":"IF(ISBLANK(InfoPro!A80),\"\",InfoPro!A80)","v":""},{"$f":"IF(ISBLANK(InfoPro!B80),\"\",InfoPro!B80)","v":""},{"$f":"IF(ISBLANK(InfoPro!E80),\"\",InfoPro!E80)","v":""},{"$f":"IF(ISBLANK(InfoPro!F80),\"\",InfoPro!F80)","v":""},{"$f":"IF(ISBLANK(InfoPro!I80),\"\",YEAR(InfoPro!I80)-$G$4)","v":""},{"$f":"IF(B89=\"\",\"\",VLOOKUP(D89,Tablas!$B$2:$E$13,2,FALSE))","v":""},{"$f":"IF(B89=\"\",\"\",VLOOKUP(D89,Tablas!$B$2:$F$13,5,FALSE))","v":""},"",{"$f":"IF($H89=\"\",\"\",(1/(1+$C$4)^(I$7+$E89))*$H89*$I$5*$I$4)","v":""},"","","","","","","","","","","","","","","",""]
[{"$f":"IF(ISBLANK(InfoPro!A81),\"\",InfoPro!A81)","v":""},{"$f":"IF(ISBLANK(InfoPro!B81),\"\",InfoPro!B81)","v":""},{"$f":"IF(ISBLANK(InfoPro!E81),\"\",InfoPro!E81)","v":""},{"$f":"IF(ISBLANK(InfoPro!F81),\"\",InfoPro!F81)","v":""},{"$f":"IF(ISBLANK(InfoPro!I81),\"\",YEAR(InfoPro!I81)-$G$4)","v":""},{"$f":"IF(B90=\"\",\"\",VLOOKUP(D90,Tablas!$B$2:$E$13,2,FALSE))","v":""},{"$f":"IF(B90=\"\",\"\",VLOOKUP(D90,Tablas!$B$2:$F$13,5,FALSE))","v":""},"","","","","","","","","","","","","","","","","",""]
[{"$f":"IF(ISBLANK(InfoPro!A82),\"\",InfoPro!A82)","v":""},{"$f":"IF(ISBLANK(InfoPro!B82),\"\",InfoPro!B82)","v":""},{"$f":"IF(ISBLANK(InfoPro!E82),\"\",InfoPro!E82)","v":""},{"$f":"IF(ISBLANK(InfoPro!F82),\"\",InfoPro!F82)","v":""},{"$f":"IF(ISBLANK(InfoPro!I82),\"\",YEAR(InfoPro!I82)-$G$4)","v":""},{"$f":"IF(B91=\"\",\"\",VLOOKUP(D91,Tablas!$B$2:$E$13,2,FALSE))","v":""},{"$f":"IF(B91=\"\",\"\",VLOOKUP(D91,Tablas!$B$2:$F$13,5,FALSE))","v":""},"","","","","","","","","","","","","","","","","",""]
[{"$f":"IF(ISBLANK(InfoPro!A83),\"\",InfoPro!A83)","v":""},{"$f":"IF(ISBLANK(InfoPro!B83),\"\",InfoPro!B83)","v":""},{"$f":"IF(ISBLANK(InfoPro!E83),\"\",InfoPro!E83)","v":""},{"$f":"IF(ISBLANK(InfoPro!F83),\"\",InfoPro!F83)","v":""},{"$f":"IF(ISBLANK(InfoPro!I83),\"\",YEAR(InfoPro!I83)-$G$4)","v":""},{"$f":"IF(B92=\"\",\"\",VLOOKUP(D92,Tablas!$B$2:$E$13,2,FALSE))","v":""},{"$f":"IF(B92=\"\",\"\",VLOOKUP(D92,Tablas!$B$2:$F$13,5,FALSE))","v":""},"","","","","","","","","","","","","","","","","",""]
[{"$f":"IF(ISBLANK(InfoPro!A84),\"\",InfoPro!A84)","v":""},{"$f":"IF(ISBLANK(InfoPro!B84),\"\",InfoPro!B84)","v":""},{"$f":"IF(ISBLANK(InfoPro!E84),\"\",InfoPro!E84)","v":""},{"$f":"IF(ISBLANK(InfoPro!F84),\"\",InfoPro!F84)","v":""},{"$f":"IF(ISBLANK(InfoPro!I84),\"\",YEAR(InfoPro!I84)-$G$4)","v":""},{"$f":"IF(B93=\"\",\"\",VLOOKUP(D93,Tablas!$B$2:$E$13,2,FALSE))","v":""},{"$f":"IF(B93=\"\",\"\",VLOOKUP(D93,Tablas!$B$2:$F$13,5,FALSE))","v":""},"","","","","","","","","","","","","","","","","",""]
[{"$f":"IF(ISBLANK(InfoPro!A85),\"\",InfoPro!A85)","v":""},{"$f":"IF(ISBLANK(InfoPro!B85),\"\",InfoPro!B85)","v":""},{"$f":"IF(ISBLANK(InfoPro!E85),\"\",InfoPro!E85)","v":""},{"$f":"IF(ISBLANK(InfoPro!F85),\"\",InfoPro!F85)","v":""},{"$f":"IF(ISBLANK(InfoPro!I85),\"\",YEAR(InfoPro!I85)-$G$4)","v":""},{"$f":"IF(B94=\"\",\"\",VLOOKUP(D94,Tablas!$B$2:$E$13,2,FALSE))","v":""},{"$f":"IF(B94=\"\",\"\",VLOOKUP(D94,Tablas!$B$2:$F$13,5,FALSE))","v":""},"","","","","","","","","","","","","","","","","",""]
[{"$f":"IF(ISBLANK(InfoPro!A86),\"\",InfoPro!A86)","v":""},{"$f":"IF(ISBLANK(InfoPro!B86),\"\",InfoPro!B86)","v":""},{"$f":"IF(ISBLANK(InfoPro!E86),\"\",InfoPro!E86)","v":""},{"$f":"IF(ISBLANK(InfoPro!F86),\"\",InfoPro!F86)","v":""},{"$f":"IF(ISBLANK(InfoPro!I86),\"\",YEAR(InfoPro!I86)-$G$4)","v":""},{"$f":"IF(B95=\"\",\"\",VLOOKUP(D95,Tablas!$B$2:$E$13,2,FALSE))","v":""},{"$f":"IF(B95=\"\",\"\",VLOOKUP(D95,Tablas!$B$2:$F$13,5,FALSE))","v":""},"","","","","","","","","","","","","","","","","",""]
[{"$f":"IF(ISBLANK(InfoPro!A87),\"\",InfoPro!A87)","v":""},{"$f":"IF(ISBLANK(InfoPro!B87),\"\",InfoPro!B87)","v":""},{"$f":"IF(ISBLANK(InfoPro!E87),\"\",InfoPro!E87)","v":""},{"$f":"IF(ISBLANK(InfoPro!F87),\"\",InfoPro!F87)","v":""},{"$f":"IF(ISBLANK(InfoPro!I87),\"\",YEAR(InfoPro!I87)-$G$4)","v":""},{"$f":"IF(B96=\"\",\"\",VLOOKUP(D96,Tablas!$B$2:$E$13,2,FALSE))","v":""},{"$f":"IF(B96=\"\",\"\",VLOOKUP(D96,Tablas!$B$2:$F$13,5,FALSE))","v":""},"","","","","","","","","","","","","","","","","",""]
[{"$f":"IF(ISBLANK(InfoPro!A88),\"\",InfoPro!A88)","v":""},{"$f":"IF(ISBLANK(InfoPro!B88),\"\",InfoPro!B88)","v":""},{"$f":"IF(ISBLANK(InfoPro!E88),\"\",InfoPro!E88)","v":""},{"$f":"IF(ISBLANK(InfoPro!F88),\"\",InfoPro!F88)","v":""},{"$f":"IF(ISBLANK(InfoPro!I88),\"\",YEAR(InfoPro!I88)-$G$4)","v":""},{"$f":"IF(B97=\"\",\"\",VLOOKUP(D97,Tablas!$B$2:$E$13,2,FALSE))","v":""},{"$f":"IF(B97=\"\",\"\",VLOOKUP(D97,Tablas!$B$2:$F$13,5,FALSE))","v":""},"","","","","","","","","","","","","","","","","",""]
[{"$f":"IF(ISBLANK(InfoPro!A89),\"\",InfoPro!A89)","v":""},{"$f":"IF(ISBLANK(InfoPro!B89),\"\",InfoPro!B89)","v":""},{"$f":"IF(ISBLANK(InfoPro!E89),\"\",InfoPro!E89)","v":""},{"$f":"IF(ISBLANK(InfoPro!F89),\"\",InfoPro!F89)","v":""},{"$f":"IF(ISBLANK(InfoPro!I89),\"\",YEAR(InfoPro!I89)-$G$4)","v":""},{"$f":"IF(B98=\"\",\"\",VLOOKUP(D98,Tablas!$B$2:$E$13,2,FALSE))","v":""},{"$f":"IF(B98=\"\",\"\",VLOOKUP(D98,Tablas!$B$2:$F$13,5,FALSE))","v":""},"","","","","","","","","","","","","","","","","",""]
[{"$f":"IF(ISBLANK(InfoPro!A90),\"\",InfoPro!A90)","v":""},{"$f":"IF(ISBLANK(InfoPro!B90),\"\",InfoPro!B90)","v":""},{"$f":"IF(ISBLANK(InfoPro!E90),\"\",InfoPro!E90)","v":""},{"$f":"IF(ISBLANK(InfoPro!F90),\"\",InfoPro!F90)","v":""},{"$f":"IF(ISBLANK(InfoPro!I90),\"\",YEAR(InfoPro!I90)-$G$4)","v":""},{"$f":"IF(B99=\"\",\"\",VLOOKUP(D99,Tablas!$B$2:$E$13,2,FALSE))","v":""},{"$f":"IF(B99=\"\",\"\",VLOOKUP(D99,Tablas!$B$2:$F$13,5,FALSE))","v":""},"",{"$f":"IF($H99=\"\",\"\",(1/(1+$C$4)^(I$7+$E99))*$H99*$I$5*$I$4)","v":""},"","","","","","","","","","","","","","","",""]
[{"$f":"IF(ISBLANK(InfoPro!A91),\"\",InfoPro!A91)","v":""},{"$f":"IF(ISBLANK(InfoPro!B91),\"\",InfoPro!B91)","v":""},{"$f":"IF(ISBLANK(InfoPro!E91),\"\",InfoPro!E91)","v":""},{"$f":"IF(ISBLANK(InfoPro!F91),\"\",InfoPro!F91)","v":""},{"$f":"IF(ISBLANK(InfoPro!I91),\"\",YEAR(InfoPro!I91)-$G$4)","v":""},{"$f":"IF(B100=\"\",\"\",VLOOKUP(D100,Tablas!$B$2:$E$13,2,FALSE))","v":""},{"$f":"IF(B100=\"\",\"\",VLOOKUP(D100,Tablas!$B$2:$F$13,5,FALSE))","v":""},"","","","","","","","","","","","","","","","","",""]
[{"$f":"IF(ISBLANK(InfoPro!A92),\"\",InfoPro!A92)","v":""},{"$f":"IF(ISBLANK(InfoPro!B92),\"\",InfoPro!B92)","v":""},{"$f":"IF(ISBLANK(InfoPro!E92),\"\",InfoPro!E92)","v":""},{"$f":"IF(ISBLANK(InfoPro!F92),\"\",InfoPro!F92)","v":""},{"$f":"IF(ISBLANK(InfoPro!I92),\"\",YEAR(InfoPro!I92)-$G$4)","v":""},{"$f":"IF(B101=\"\",\"\",VLOOKUP(D101,Tablas!$B$2:$E$13,2,FALSE))","v":""},{"$f":"IF(B101=\"\",\"\",VLOOKUP(D101,Tablas!$B$2:$F$13,5,FALSE))","v":""},"","","","","","","","","","","","","","","","","",""]
[{"$f":"IF(ISBLANK(InfoPro!A93),\"\",InfoPro!A93)","v":""},{"$f":"IF(ISBLANK(InfoPro!B93),\"\",InfoPro!B93)","v":""},{"$f":"IF(ISBLANK(InfoPro!E93),\"\",InfoPro!E93)","v":""},{"$f":"IF(ISBLANK(InfoPro!F93),\"\",InfoPro!F93)","v":""},{"$f":"IF(ISBLANK(InfoPro!I93),\"\",YEAR(InfoPro!I93)-$G$4)","v":""},{"$f":"IF(B102=\"\",\"\",VLOOKUP(D102,Tablas!$B$2:$E$13,2,FALSE))","v":""},{"$f":"IF(B102=\"\",\"\",VLOOKUP(D102,Tablas!$B$2:$F$13,5,FALSE))","v":""},"","","","","","","","","","","","","","","","","",""]
[{"$f":"IF(ISBLANK(InfoPro!A94),\"\",InfoPro!A94)","v":""},{"$f":"IF(ISBLANK(InfoPro!B94),\"\",InfoPro!B94)","v":""},{"$f":"IF(ISBLANK(InfoPro!E94),\"\",InfoPro!E94)","v":""},{"$f":"IF(ISBLANK(InfoPro!F94),\"\",InfoPro!F94)","v":""},{"$f":"IF(ISBLANK(InfoPro!I94),\"\",YEAR(InfoPro!I94)-$G$4)","v":""},{"$f":"IF(B103=\"\",\"\",VLOOKUP(D103,Tablas!$B$2:$E$13,2,FALSE))","v":""},{"$f":"IF(B103=\"\",\"\",VLOOKUP(D103,Tablas!$B$2:$F$13,5,FALSE))","v":""},"","","","","","","","","","","","","","","","","",""]
[{"$f":"IF(ISBLANK(InfoPro!A95),\"\",InfoPro!A95)","v":""},{"$f":"IF(ISBLANK(InfoPro!B95),\"\",InfoPro!B95)","v":""},{"$f":"IF(ISBLANK(InfoPro!E95),\"\",InfoPro!E95)","v":""},{"$f":"IF(ISBLANK(InfoPro!F95),\"\",InfoPro!F95)","v":""},{"$f":"IF(ISBLANK(InfoPro!I95),\"\",YEAR(InfoPro!I95)-$G$4)","v":""},{"$f":"IF(B104=\"\",\"\",VLOOKUP(D104,Tablas!$B$2:$E$13,2,FALSE))","v":""},{"$f":"IF(B104=\"\",\"\",VLOOKUP(D104,Tablas!$B$2:$F$13,5,FALSE))","v":""},"","","","","","","","","","","","","","","","","",""]
[{"$f":"IF(ISBLANK(InfoPro!A96),\"\",InfoPro!A96)","v":""},{"$f":"IF(ISBLANK(InfoPro!B96),\"\",InfoPro!B96)","v":""},{"$f":"IF(ISBLANK(InfoPro!E96),\"\",InfoPro!E96)","v":""},{"$f":"IF(ISBLANK(InfoPro!F96),\"\",InfoPro!F96)","v":""},{"$f":"IF(ISBLANK(InfoPro!I96),\"\",YEAR(InfoPro!I96)-$G$4)","v":""},{"$f":"IF(B105=\"\",\"\",VLOOKUP(D105,Tablas!$B$2:$E$13,2,FALSE))","v":""},{"$f":"IF(B105=\"\",\"\",VLOOKUP(D105,Tablas!$B$2:$F$13,5,FALSE))","v":""},{"$f":"IF(C105=\"\",\"\",+C105*G105*F105*24*365)","v":""},"","","","","","","","","","","","","","","","",""]
[{"$f":"IF(ISBLANK(InfoPro!A97),\"\",InfoPro!A97)","v":""},{"$f":"IF(ISBLANK(InfoPro!B97),\"\",InfoPro!B97)","v":""},{"$f":"IF(ISBLANK(InfoPro!E97),\"\",InfoPro!E97)","v":""},{"$f":"IF(ISBLANK(InfoPro!F97),\"\",InfoPro!F97)","v":""},{"$f":"IF(ISBLANK(InfoPro!I97),\"\",YEAR(InfoPro!I97)-$G$4)","v":""},{"$f":"IF(B106=\"\",\"\",VLOOKUP(D106,Tablas!$B$2:$E$13,2,FALSE))","v":""},{"$f":"IF(B106=\"\",\"\",VLOOKUP(D106,Tablas!$B$2:$F$13,5,FALSE))","v":""},"","","","","","","","","","","","","","","","","",""]
[{"$f":"IF(ISBLANK(InfoPro!A98),\"\",InfoPro!A98)","v":""},{"$f":"IF(ISBLANK(InfoPro!B98),\"\",InfoPro!B98)","v":""},{"$f":"IF(ISBLANK(InfoPro!E98),\"\",InfoPro!E98)","v":""},{"$f":"IF(ISBLANK(InfoPro!F98),\"\",InfoPro!F98)","v":""},{"$f":"IF(ISBLANK(InfoPro!I98),\"\",YEAR(InfoPro!I98)-$G$4)","v":""},{"$f":"IF(B107=\"\",\"\",VLOOKUP(D107,Tablas!$B$2:$E$13,2,FALSE))","v":""},{"$f":"IF(B107=\"\",\"\",VLOOKUP(D107,Tablas!$B$2:$F$13,5,FALSE))","v":""},"","","","","","","","","","","","","","","","","",""]
[{"$f":"IF(ISBLANK(InfoPro!A99),\"\",InfoPro!A99)","v":""},{"$f":"IF(ISBLANK(InfoPro!B99),\"\",InfoPro!B99)","v":""},{"$f":"IF(ISBLANK(InfoPro!E99),\"\",InfoPro!E99)","v":""},{"$f":"IF(ISBLANK(InfoPro!F99),\"\",InfoPro!F99)","v":""},{"$f":"IF(ISBLANK(InfoPro!I99),\"\",YEAR(InfoPro!I99)-$G$4)","v":""},{"$f":"IF(B108=\"\",\"\",VLOOKUP(D108,Tablas!$B$2:$E$13,2,FALSE))","v":""},{"$f":"IF(B108=\"\",\"\",VLOOKUP(D108,Tablas!$B$2:$F$13,5,FALSE))","v":""},"","","","","","","","","","","","","","","","","",""]
[{"$f":"IF(ISBLANK(InfoPro!A100),\"\",InfoPro!A100)","v":""},{"$f":"IF(ISBLANK(InfoPro!B100),\"\",InfoPro!B100)","v":""},{"$f":"IF(ISBLANK(InfoPro!E100),\"\",InfoPro!E100)","v":""},{"$f":"IF(ISBLANK(InfoPro!F100),\"\",InfoPro!F100)","v":""},{"$f":"IF(ISBLANK(InfoPro!I100),\"\",YEAR(InfoPro!I100)-$G$4)","v":""},{"$f":"IF(B109=\"\",\"\",VLOOKUP(D109,Tablas!$B$2:$E$13,2,FALSE))","v":""},{"$f":"IF(B109=\"\",\"\",VLOOKUP(D109,Tablas!$B$2:$F$13,5,FALSE))","v":""},"",{"$f":"IF($H109=\"\",\"\",(1/(1+$C$4)^(I$7+$E109))*$H109*$I$5*$I$4)","v":""},"","","","","","","","","","","","","","","",""]
[{"$f":"IF(ISBLANK(InfoPro!A101),\"\",InfoPro!A101)","v":""},{"$f":"IF(ISBLANK(InfoPro!B101),\"\",InfoPro!B101)","v":""},{"$f":"IF(ISBLANK(InfoPro!E101),\"\",InfoPro!E101)","v":""},{"$f":"IF(ISBLANK(InfoPro!F101),\"\",InfoPro!F101)","v":""},{"$f":"IF(ISBLANK(InfoPro!I101),\"\",YEAR(InfoPro!I101)-$G$4)","v":""},{"$f":"IF(B110=\"\",\"\",VLOOKUP(D110,Tablas!$B$2:$E$13,2,FALSE))","v":""},{"$f":"IF(B110=\"\",\"\",VLOOKUP(D110,Tablas!$B$2:$F$13,5,FALSE))","v":""},"","","","","","","","","","","","","","","","","",""]
[{"$f":"IF(ISBLANK(InfoPro!A102),\"\",InfoPro!A102)","v":""},{"$f":"IF(ISBLANK(InfoPro!B102),\"\",InfoPro!B102)","v":""},{"$f":"IF(ISBLANK(InfoPro!E102),\"\",InfoPro!E102)","v":""},{"$f":"IF(ISBLANK(InfoPro!F102),\"\",InfoPro!F102)","v":""},{"$f":"IF(ISBLANK(InfoPro!I102),\"\",YEAR(InfoPro!I102)-$G$4)","v":""},{"$f":"IF(B111=\"\",\"\",VLOOKUP(D111,Tablas!$B$2:$E$13,2,FALSE))","v":""},{"$f":"IF(B111=\"\",\"\",VLOOKUP(D111,Tablas!$B$2:$F$13,5,FALSE))","v":""},"","","","","","","","","","","","","","","","","",""]
[{"$f":"IF(ISBLANK(InfoPro!A103),\"\",InfoPro!A103)","v":""},{"$f":"IF(ISBLANK(InfoPro!B103),\"\",InfoPro!B103)","v":""},{"$f":"IF(ISBLANK(InfoPro!E103),\"\",InfoPro!E103)","v":""},{"$f":"IF(ISBLANK(InfoPro!F103),\"\",InfoPro!F103)","v":""},{"$f":"IF(ISBLANK(InfoPro!I103),\"\",YEAR(InfoPro!I103)-$G$4)","v":""},{"$f":"IF(B112=\"\",\"\",VLOOKUP(D112,Tablas!$B$2:$E$13,2,FALSE))","v":""},{"$f":"IF(B112=\"\",\"\",VLOOKUP(D112,Tablas!$B$2:$F$13,5,FALSE))","v":""},"","","","","","","","","","","","","","","","","",""]
[{"$f":"IF(ISBLANK(InfoPro!A104),\"\",InfoPro!A104)","v":""},{"$f":"IF(ISBLANK(InfoPro!B104),\"\",InfoPro!B104)","v":""},{"$f":"IF(ISBLANK(InfoPro!E104),\"\",InfoPro!E104)","v":""},{"$f":"IF(ISBLANK(InfoPro!F104),\"\",InfoPro!F104)","v":""},{"$f":"IF(ISBLANK(InfoPro!I104),\"\",YEAR(InfoPro!I104)-$G$4)","v":""},{"$f":"IF(B113=\"\",\"\",VLOOKUP(D113,Tablas!$B$2:$E$13,2,FALSE))","v":""},{"$f":"IF(B113=\"\",\"\",VLOOKUP(D113,Tablas!$B$2:$F$13,5,FALSE))","v":""},"","","","","","","","","","","","","","","","","",""]
[{"$f":"IF(ISBLANK(InfoPro!A105),\"\",InfoPro!A105)","v":""},{"$f":"IF(ISBLANK(InfoPro!B105),\"\",InfoPro!B105)","v":""},{"$f":"IF(ISBLANK(InfoPro!E105),\"\",InfoPro!E105)","v":""},{"$f":"IF(ISBLANK(InfoPro!F105),\"\",InfoPro!F105)","v":""},{"$f":"IF(ISBLANK(InfoPro!I105),\"\",YEAR(InfoPro!I105)-$G$4)","v":""},{"$f":"IF(B114=\"\",\"\",VLOOKUP(D114,Tablas!$B$2:$E$13,2,FALSE))","v":""},{"$f":"IF(B114=\"\",\"\",VLOOKUP(D114,Tablas!$B$2:$F$13,5,FALSE))","v":""},"","","","","","","","","","","","","","","","","",""]
[{"$f":"IF(ISBLANK(InfoPro!A106),\"\",InfoPro!A106)","v":""},{"$f":"IF(ISBLANK(InfoPro!B106),\"\",InfoPro!B106)","v":""},{"$f":"IF(ISBLANK(InfoPro!E106),\"\",InfoPro!E106)","v":""},{"$f":"IF(ISBLANK(InfoPro!F106),\"\",InfoPro!F106)","v":""},{"$f":"IF(ISBLANK(InfoPro!I106),\"\",YEAR(InfoPro!I106)-$G$4)","v":""},{"$f":"IF(B115=\"\",\"\",VLOOKUP(D115,Tablas!$B$2:$E$13,2,FALSE))","v":""},{"$f":"IF(B115=\"\",\"\",VLOOKUP(D115,Tablas!$B$2:$F$13,5,FALSE))","v":""},"","","","","","","","","","","","","","","","","",""]
[{"$f":"IF(ISBLANK(InfoPro!A107),\"\",InfoPro!A107)","v":""},{"$f":"IF(ISBLANK(InfoPro!B107),\"\",InfoPro!B107)","v":""},{"$f":"IF(ISBLANK(InfoPro!E107),\"\",InfoPro!E107)","v":""},{"$f":"IF(ISBLANK(InfoPro!F107),\"\",InfoPro!F107)","v":""},{"$f":"IF(ISBLANK(InfoPro!I107),\"\",YEAR(InfoPro!I107)-$G$4)","v":""},{"$f":"IF(B116=\"\",\"\",VLOOKUP(D116,Tablas!$B$2:$E$13,2,FALSE))","v":""},{"$f":"IF(B116=\"\",\"\",VLOOKUP(D116,Tablas!$B$2:$F$13,5,FALSE))","v":""},{"$f":"IF(C116=\"\",\"\",+C116*G116*F116*24*365)","v":""},"","","","","","","","","","","","","","","",{"$f":"IF(W116=\"\",\"\",SUM(I116:W116))","v":""},{"$f":"IF(C116=0,0,IF(X116=\"\",\"\",X116/(C116*1000)))","v":""}]
[{"$f":"IF(ISBLANK(InfoPro!A108),\"\",InfoPro!A108)","v":""},{"$f":"IF(ISBLANK(InfoPro!B108),\"\",InfoPro!B108)","v":""},{"$f":"IF(ISBLANK(InfoPro!E108),\"\",InfoPro!E108)","v":""},{"$f":"IF(ISBLANK(InfoPro!F108),\"\",InfoPro!F108)","v":""},{"$f":"IF(ISBLANK(InfoPro!I108),\"\",YEAR(InfoPro!I108)-$G$4)","v":""},{"$f":"IF(B117=\"\",\"\",VLOOKUP(D117,Tablas!$B$2:$E$13,2,FALSE))","v":""},{"$f":"IF(B117=\"\",\"\",VLOOKUP(D117,Tablas!$B$2:$F$13,5,FALSE))","v":""},"","","","","","","","","","","","","","","","","",""]
[{"$f":"IF(ISBLANK(InfoPro!A109),\"\",InfoPro!A109)","v":""},{"$f":"IF(ISBLANK(InfoPro!B109),\"\",InfoPro!B109)","v":""},{"$f":"IF(ISBLANK(InfoPro!E109),\"\",InfoPro!E109)","v":""},{"$f":"IF(ISBLANK(InfoPro!F109),\"\",InfoPro!F109)","v":""},{"$f":"IF(ISBLANK(InfoPro!I109),\"\",YEAR(InfoPro!I109)-$G$4)","v":""},{"$f":"IF(B118=\"\",\"\",VLOOKUP(D118,Tablas!$B$2:$E$13,2,FALSE))","v":""},{"$f":"IF(B118=\"\",\"\",VLOOKUP(D118,Tablas!$B$2:$F$13,5,FALSE))","v":""},"","","","","","","","","","","","","","","","","",""]
[{"$f":"IF(ISBLANK(InfoPro!A110),\"\",InfoPro!A110)","v":""},{"$f":"IF(ISBLANK(InfoPro!B110),\"\",InfoPro!B110)","v":""},{"$f":"IF(ISBLANK(InfoPro!E110),\"\",InfoPro!E110)","v":""},{"$f":"IF(ISBLANK(InfoPro!F110),\"\",InfoPro!F110)","v":""},{"$f":"IF(ISBLANK(InfoPro!I110),\"\",YEAR(InfoPro!I110)-$G$4)","v":""},{"$f":"IF(B119=\"\",\"\",VLOOKUP(D119,Tablas!$B$2:$E$13,2,FALSE))","v":""},{"$f":"IF(B119=\"\",\"\",VLOOKUP(D119,Tablas!$B$2:$F$13,5,FALSE))","v":""},"","","","","","","","","","","","","","","","","",""]
[{"$f":"IF(ISBLANK(InfoPro!A111),\"\",InfoPro!A111)","v":""},{"$f":"IF(ISBLANK(InfoPro!B111),\"\",InfoPro!B111)","v":""},{"$f":"IF(ISBLANK(InfoPro!E111),\"\",InfoPro!E111)","v":""},{"$f":"IF(ISBLANK(InfoPro!F111),\"\",InfoPro!F111)","v":""},{"$f":"IF(ISBLANK(InfoPro!I111),\"\",YEAR(InfoPro!I111)-$G$4)","v":""},{"$f":"IF(B120=\"\",\"\",VLOOKUP(D120,Tablas!$B$2:$E$13,2,FALSE))","v":""},{"$f":"IF(B120=\"\",\"\",VLOOKUP(D120,Tablas!$B$2:$F$13,5,FALSE))","v":""},"","","","","","","","","","","","","","","","","",""]
[{"$f":"IF(ISBLANK(InfoPro!A112),\"\",InfoPro!A112)","v":""},{"$f":"IF(ISBLANK(InfoPro!B112),\"\",InfoPro!B112)","v":""},{"$f":"IF(ISBLANK(InfoPro!E112),\"\",InfoPro!E112)","v":""},{"$f":"IF(ISBLANK(InfoPro!F112),\"\",InfoPro!F112)","v":""},{"$f":"IF(ISBLANK(InfoPro!I112),\"\",YEAR(InfoPro!I112)-$G$4)","v":""},{"$f":"IF(B121=\"\",\"\",VLOOKUP(D121,Tablas!$B$2:$E$13,2,FALSE))","v":""},{"$f":"IF(B121=\"\",\"\",VLOOKUP(D121,Tablas!$B$2:$F$13,5,FALSE))","v":""},"","","","","","","","","","","","","","","","","",""]
[{"$f":"IF(ISBLANK(InfoPro!A113),\"\",InfoPro!A113)","v":""},{"$f":"IF(ISBLANK(InfoPro!B113),\"\",InfoPro!B113)","v":""},{"$f":"IF(ISBLANK(InfoPro!E113),\"\",InfoPro!E113)","v":""},{"$f":"IF(ISBLANK(InfoPro!F113),\"\",InfoPro!F113)","v":""},{"$f":"IF(ISBLANK(InfoPro!I113),\"\",YEAR(InfoPro!I113)-$G$4)","v":""},{"$f":"IF(B122=\"\",\"\",VLOOKUP(D122,Tablas!$B$2:$E$13,2,FALSE))","v":""},{"$f":"IF(B122=\"\",\"\",VLOOKUP(D122,Tablas!$B$2:$F$13,5,FALSE))","v":""},"","","","","","","","","","","","","","","","","",""]
[{"$f":"IF(ISBLANK(InfoPro!A114),\"\",InfoPro!A114)","v":""},{"$f":"IF(ISBLANK(InfoPro!B114),\"\",InfoPro!B114)","v":""},{"$f":"IF(ISBLANK(InfoPro!E114),\"\",InfoPro!E114)","v":""},{"$f":"IF(ISBLANK(InfoPro!F114),\"\",InfoPro!F114)","v":""},{"$f":"IF(ISBLANK(InfoPro!I114),\"\",YEAR(InfoPro!I114)-$G$4)","v":""},{"$f":"IF(B123=\"\",\"\",VLOOKUP(D123,Tablas!$B$2:$E$13,2,FALSE))","v":""},{"$f":"IF(B123=\"\",\"\",VLOOKUP(D123,Tablas!$B$2:$F$13,5,FALSE))","v":""},"","","","","","","","","","","","","","","","","",""]
[{"$f":"IF(ISBLANK(InfoPro!A115),\"\",InfoPro!A115)","v":""},{"$f":"IF(ISBLANK(InfoPro!B115),\"\",InfoPro!B115)","v":""},{"$f":"IF(ISBLANK(InfoPro!E115),\"\",InfoPro!E115)","v":""},{"$f":"IF(ISBLANK(InfoPro!F115),\"\",InfoPro!F115)","v":""},{"$f":"IF(ISBLANK(InfoPro!I115),\"\",YEAR(InfoPro!I115)-$G$4)","v":""},{"$f":"IF(B124=\"\",\"\",VLOOKUP(D124,Tablas!$B$2:$E$13,2,FALSE))","v":""},{"$f":"IF(B124=\"\",\"\",VLOOKUP(D124,Tablas!$B$2:$F$13,5,FALSE))","v":""},"","","","","","","","","","","","","","","","","",""]
[{"$f":"IF(ISBLANK(InfoPro!A116),\"\",InfoPro!A116)","v":""},{"$f":"IF(ISBLANK(InfoPro!B116),\"\",InfoPro!B116)","v":""},{"$f":"IF(ISBLANK(InfoPro!E116),\"\",InfoPro!E116)","v":""},{"$f":"IF(ISBLANK(InfoPro!F116),\"\",InfoPro!F116)","v":""},{"$f":"IF(ISBLANK(InfoPro!I116),\"\",YEAR(InfoPro!I116)-$G$4)","v":""},{"$f":"IF(B125=\"\",\"\",VLOOKUP(D125,Tablas!$B$2:$E$13,2,FALSE))","v":""},{"$f":"IF(B125=\"\",\"\",VLOOKUP(D125,Tablas!$B$2:$F$13,5,FALSE))","v":""},"",{"$f":"IF($H125=\"\",\"\",(1/(1+$C$4)^(I$7+$E125))*$H125*$I$5*$I$4)","v":""},"","","","","","","","","","","","","","","",""]
[{"$f":"IF(ISBLANK(InfoPro!A117),\"\",InfoPro!A117)","v":""},{"$f":"IF(ISBLANK(InfoPro!B117),\"\",InfoPro!B117)","v":""},{"$f":"IF(ISBLANK(InfoPro!E117),\"\",InfoPro!E117)","v":""},{"$f":"IF(ISBLANK(InfoPro!F117),\"\",InfoPro!F117)","v":""},{"$f":"IF(ISBLANK(InfoPro!I117),\"\",YEAR(InfoPro!I117)-$G$4)","v":""},{"$f":"IF(B126=\"\",\"\",VLOOKUP(D126,Tablas!$B$2:$E$13,2,FALSE))","v":""},{"$f":"IF(B126=\"\",\"\",VLOOKUP(D126,Tablas!$B$2:$F$13,5,FALSE))","v":""},"","","","","","","","","","","","","","","","","",""]
[{"$f":"IF(ISBLANK(InfoPro!A118),\"\",InfoPro!A118)","v":""},{"$f":"IF(ISBLANK(InfoPro!B118),\"\",InfoPro!B118)","v":""},{"$f":"IF(ISBLANK(InfoPro!E118),\"\",InfoPro!E118)","v":""},{"$f":"IF(ISBLANK(InfoPro!F118),\"\",InfoPro!F118)","v":""},{"$f":"IF(ISBLANK(InfoPro!I118),\"\",YEAR(InfoPro!I118)-$G$4)","v":""},{"$f":"IF(B127=\"\",\"\",VLOOKUP(D127,Tablas!$B$2:$E$13,2,FALSE))","v":""},{"$f":"IF(B127=\"\",\"\",VLOOKUP(D127,Tablas!$B$2:$F$13,5,FALSE))","v":""},"","","","","","","","","","","","","","","","","",""]
[{"$f":"IF(ISBLANK(InfoPro!A119),\"\",InfoPro!A119)","v":""},{"$f":"IF(ISBLANK(InfoPro!B119),\"\",InfoPro!B119)","v":""},{"$f":"IF(ISBLANK(InfoPro!E119),\"\",InfoPro!E119)","v":""},{"$f":"IF(ISBLANK(InfoPro!F119),\"\",InfoPro!F119)","v":""},{"$f":"IF(ISBLANK(InfoPro!I119),\"\",YEAR(InfoPro!I119)-$G$4)","v":""},{"$f":"IF(B128=\"\",\"\",VLOOKUP(D128,Tablas!$B$2:$E$13,2,FALSE))","v":""},{"$f":"IF(B128=\"\",\"\",VLOOKUP(D128,Tablas!$B$2:$F$13,5,FALSE))","v":""},"","","","","","","","","","","","","","","","","",""]
[{"$f":"IF(ISBLANK(InfoPro!A120),\"\",InfoPro!A120)","v":""},{"$f":"IF(ISBLANK(InfoPro!B120),\"\",InfoPro!B120)","v":""},{"$f":"IF(ISBLANK(InfoPro!E120),\"\",InfoPro!E120)","v":""},{"$f":"IF(ISBLANK(InfoPro!F120),\"\",InfoPro!F120)","v":""},{"$f":"IF(ISBLANK(InfoPro!I120),\"\",YEAR(InfoPro!I120)-$G$4)","v":""},{"$f":"IF(B129=\"\",\"\",VLOOKUP(D129,Tablas!$B$2:$E$13,2,FALSE))","v":""},{"$f":"IF(B129=\"\",\"\",VLOOKUP(D129,Tablas!$B$2:$F$13,5,FALSE))","v":""},"","","","","","","","","","","","","","","","","",""]
[{"$f":"IF(ISBLANK(InfoPro!A121),\"\",InfoPro!A121)","v":""},{"$f":"IF(ISBLANK(InfoPro!B121),\"\",InfoPro!B121)","v":""},{"$f":"IF(ISBLANK(InfoPro!E121),\"\",InfoPro!E121)","v":""},{"$f":"IF(ISBLANK(InfoPro!F121),\"\",InfoPro!F121)","v":""},{"$f":"IF(ISBLANK(InfoPro!I121),\"\",YEAR(InfoPro!I121)-$G$4)","v":""},{"$f":"IF(B130=\"\",\"\",VLOOKUP(D130,Tablas!$B$2:$E$13,2,FALSE))","v":""},{"$f":"IF(B130=\"\",\"\",VLOOKUP(D130,Tablas!$B$2:$F$13,5,FALSE))","v":""},"","","","","","","","","","","","","","","","","",""]
[{"$f":"IF(ISBLANK(InfoPro!A122),\"\",InfoPro!A122)","v":""},{"$f":"IF(ISBLANK(InfoPro!B122),\"\",InfoPro!B122)","v":""},{"$f":"IF(ISBLANK(InfoPro!E122),\"\",InfoPro!E122)","v":""},{"$f":"IF(ISBLANK(InfoPro!F122),\"\",InfoPro!F122)","v":""},{"$f":"IF(ISBLANK(InfoPro!I122),\"\",YEAR(InfoPro!I122)-$G$4)","v":""},{"$f":"IF(B131=\"\",\"\",VLOOKUP(D131,Tablas!$B$2:$E$13,2,FALSE))","v":""},{"$f":"IF(B131=\"\",\"\",VLOOKUP(D131,Tablas!$B$2:$F$13,5,FALSE))","v":""},"","","","","","","","","","","","","","","","","",""]
[{"$f":"IF(ISBLANK(InfoPro!A123),\"\",InfoPro!A123)","v":""},{"$f":"IF(ISBLANK(InfoPro!B123),\"\",InfoPro!B123)","v":""},{"$f":"IF(ISBLANK(InfoPro!E123),\"\",InfoPro!E123)","v":""},{"$f":"IF(ISBLANK(InfoPro!F123),\"\",InfoPro!F123)","v":""},{"$f":"IF(ISBLANK(InfoPro!I123),\"\",YEAR(InfoPro!I123)-$G$4)","v":""},{"$f":"IF(B132=\"\",\"\",VLOOKUP(D132,Tablas!$B$2:$E$13,2,FALSE))","v":""},{"$f":"IF(B132=\"\",\"\",VLOOKUP(D132,Tablas!$B$2:$F$13,5,FALSE))","v":""},"","","","","","","","","","","","","","","","","",""]
[{"$f":"IF(ISBLANK(InfoPro!A124),\"\",InfoPro!A124)","v":""},{"$f":"IF(ISBLANK(InfoPro!B124),\"\",InfoPro!B124)","v":""},{"$f":"IF(ISBLANK(InfoPro!E124),\"\",InfoPro!E124)","v":""},{"$f":"IF(ISBLANK(InfoPro!F124),\"\",InfoPro!F124)","v":""},{"$f":"IF(ISBLANK(InfoPro!I124),\"\",YEAR(InfoPro!I124)-$G$4)","v":""},{"$f":"IF(B133=\"\",\"\",VLOOKUP(D133,Tablas!$B$2:$E$13,2,FALSE))","v":""},{"$f":"IF(B133=\"\",\"\",VLOOKUP(D133,Tablas!$B$2:$F$13,5,FALSE))","v":""},"","","","","","","","","","","","","","","","","",""]
[{"$f":"IF(ISBLANK(InfoPro!A125),\"\",InfoPro!A125)","v":""},{"$f":"IF(ISBLANK(InfoPro!B125),\"\",InfoPro!B125)","v":""},{"$f":"IF(ISBLANK(InfoPro!E125),\"\",InfoPro!E125)","v":""},{"$f":"IF(ISBLANK(InfoPro!F125),\"\",InfoPro!F125)","v":""},{"$f":"IF(ISBLANK(InfoPro!I125),\"\",YEAR(InfoPro!I125)-$G$4)","v":""},{"$f":"IF(B134=\"\",\"\",VLOOKUP(D134,Tablas!$B$2:$E$13,2,FALSE))","v":""},{"$f":"IF(B134=\"\",\"\",VLOOKUP(D134,Tablas!$B$2:$F$13,5,FALSE))","v":""},"","","","","","","","","","","","","","","","","",""]
[{"$f":"IF(ISBLANK(InfoPro!A126),\"\",InfoPro!A126)","v":""},{"$f":"IF(ISBLANK(InfoPro!B126),\"\",InfoPro!B126)","v":""},{"$f":"IF(ISBLANK(InfoPro!E126),\"\",InfoPro!E126)","v":""},{"$f":"IF(ISBLANK(InfoPro!F126),\"\",InfoPro!F126)","v":""},{"$f":"IF(ISBLANK(InfoPro!I126),\"\",YEAR(InfoPro!I126)-$G$4)","v":""},{"$f":"IF(B135=\"\",\"\",VLOOKUP(D135,Tablas!$B$2:$E$13,2,FALSE))","v":""},{"$f":"IF(B135=\"\",\"\",VLOOKUP(D135,Tablas!$B$2:$F$13,5,FALSE))","v":""},"","","","","","","","","","","","","","","","","",""]
[{"$f":"IF(ISBLANK(InfoPro!A127),\"\",InfoPro!A127)","v":""},{"$f":"IF(ISBLANK(InfoPro!B127),\"\",InfoPro!B127)","v":""},{"$f":"IF(ISBLANK(InfoPro!E127),\"\",InfoPro!E127)","v":""},{"$f":"IF(ISBLANK(InfoPro!F127),\"\",InfoPro!F127)","v":""},{"$f":"IF(ISBLANK(InfoPro!I127),\"\",YEAR(InfoPro!I127)-$G$4)","v":""},{"$f":"IF(B136=\"\",\"\",VLOOKUP(D136,Tablas!$B$2:$E$13,2,FALSE))","v":""},{"$f":"IF(B136=\"\",\"\",VLOOKUP(D136,Tablas!$B$2:$F$13,5,FALSE))","v":""},"","","","","","","","","","","","","","","","","",""]
[{"$f":"IF(ISBLANK(InfoPro!A128),\"\",InfoPro!A128)","v":""},{"$f":"IF(ISBLANK(InfoPro!B128),\"\",InfoPro!B128)","v":""},{"$f":"IF(ISBLANK(InfoPro!E128),\"\",InfoPro!E128)","v":""},{"$f":"IF(ISBLANK(InfoPro!F128),\"\",InfoPro!F128)","v":""},{"$f":"IF(ISBLANK(InfoPro!I128),\"\",YEAR(InfoPro!I128)-$G$4)","v":""},{"$f":"IF(B137=\"\",\"\",VLOOKUP(D137,Tablas!$B$2:$E$13,2,FALSE))","v":""},{"$f":"IF(B137=\"\",\"\",VLOOKUP(D137,Tablas!$B$2:$F$13,5,FALSE))","v":""},"","","","","","","","","","","","","","","","","",""]
[{"$f":"IF(ISBLANK(InfoPro!A129),\"\",InfoPro!A129)","v":""},{"$f":"IF(ISBLANK(InfoPro!B129),\"\",InfoPro!B129)","v":""},{"$f":"IF(ISBLANK(InfoPro!E129),\"\",InfoPro!E129)","v":""},{"$f":"IF(ISBLANK(InfoPro!F129),\"\",InfoPro!F129)","v":""},{"$f":"IF(ISBLANK(InfoPro!I129),\"\",YEAR(InfoPro!I129)-$G$4)","v":""},{"$f":"IF(B138=\"\",\"\",VLOOKUP(D138,Tablas!$B$2:$E$13,2,FALSE))","v":""},{"$f":"IF(B138=\"\",\"\",VLOOKUP(D138,Tablas!$B$2:$F$13,5,FALSE))","v":""},"","","","","","","","","","","","","","","","","",""]
[{"$f":"IF(ISBLANK(InfoPro!A130),\"\",InfoPro!A130)","v":""},{"$f":"IF(ISBLANK(InfoPro!B130),\"\",InfoPro!B130)","v":""},{"$f":"IF(ISBLANK(InfoPro!E130),\"\",InfoPro!E130)","v":""},{"$f":"IF(ISBLANK(InfoPro!F130),\"\",InfoPro!F130)","v":""},{"$f":"IF(ISBLANK(InfoPro!I130),\"\",YEAR(InfoPro!I130)-$G$4)","v":""},{"$f":"IF(B139=\"\",\"\",VLOOKUP(D139,Tablas!$B$2:$E$13,2,FALSE))","v":""},{"$f":"IF(B139=\"\",\"\",VLOOKUP(D139,Tablas!$B$2:$F$13,5,FALSE))","v":""},"","","","","","","","","","","","","","","","","",""]
[{"$f":"IF(ISBLANK(InfoPro!A131),\"\",InfoPro!A131)","v":""},{"$f":"IF(ISBLANK(InfoPro!B131),\"\",InfoPro!B131)","v":""},{"$f":"IF(ISBLANK(InfoPro!E131),\"\",InfoPro!E131)","v":""},{"$f":"IF(ISBLANK(InfoPro!F131),\"\",InfoPro!F131)","v":""},{"$f":"IF(ISBLANK(InfoPro!I131),\"\",YEAR(InfoPro!I131)-$G$4)","v":""},{"$f":"IF(B140=\"\",\"\",VLOOKUP(D140,Tablas!$B$2:$E$13,2,FALSE))","v":""},{"$f":"IF(B140=\"\",\"\",VLOOKUP(D140,Tablas!$B$2:$F$13,5,FALSE))","v":""},"","","","","","","","","","","","","","","","","",""]
[{"$f":"IF(ISBLANK(InfoPro!A132),\"\",InfoPro!A132)","v":""},{"$f":"IF(ISBLANK(InfoPro!B132),\"\",InfoPro!B132)","v":""},{"$f":"IF(ISBLANK(InfoPro!E132),\"\",InfoPro!E132)","v":""},{"$f":"IF(ISBLANK(InfoPro!F132),\"\",InfoPro!F132)","v":""},{"$f":"IF(ISBLANK(InfoPro!I132),\"\",YEAR(InfoPro!I132)-$G$4)","v":""},{"$f":"IF(B141=\"\",\"\",VLOOKUP(D141,Tablas!$B$2:$E$13,2,FALSE))","v":""},{"$f":"IF(B141=\"\",\"\",VLOOKUP(D141,Tablas!$B$2:$F$13,5,FALSE))","v":""},"","","","","","","","","","","","","","","","","",""]
[{"$f":"IF(ISBLANK(InfoPro!A133),\"\",InfoPro!A133)","v":""},{"$f":"IF(ISBLANK(InfoPro!B133),\"\",InfoPro!B133)","v":""},{"$f":"IF(ISBLANK(InfoPro!E133),\"\",InfoPro!E133)","v":""},{"$f":"IF(ISBLANK(InfoPro!F133),\"\",InfoPro!F133)","v":""},{"$f":"IF(ISBLANK(InfoPro!I133),\"\",YEAR(InfoPro!I133)-$G$4)","v":""},{"$f":"IF(B142=\"\",\"\",VLOOKUP(D142,Tablas!$B$2:$E$13,2,FALSE))","v":""},{"$f":"IF(B142=\"\",\"\",VLOOKUP(D142,Tablas!$B$2:$F$13,5,FALSE))","v":""},"",{"$f":"IF($H142=\"\",\"\",(1/(1+$C$4)^(I$7+$E142))*$H142*$I$5*$I$4)","v":""},"","","","","","","","","","","","","","","",""]
[{"$f":"IF(ISBLANK(InfoPro!A134),\"\",InfoPro!A134)","v":""},{"$f":"IF(ISBLANK(InfoPro!B134),\"\",InfoPro!B134)","v":""},{"$f":"IF(ISBLANK(InfoPro!E134),\"\",InfoPro!E134)","v":""},{"$f":"IF(ISBLANK(InfoPro!F134),\"\",InfoPro!F134)","v":""},{"$f":"IF(ISBLANK(InfoPro!I134),\"\",YEAR(InfoPro!I134)-$G$4)","v":""},{"$f":"IF(B143=\"\",\"\",VLOOKUP(D143,Tablas!$B$2:$E$13,2,FALSE))","v":""},{"$f":"IF(B143=\"\",\"\",VLOOKUP(D143,Tablas!$B$2:$F$13,5,FALSE))","v":""},"","","","","","","","","","","","","","","","","",""]
[{"$f":"IF(ISBLANK(InfoPro!A135),\"\",InfoPro!A135)","v":""},{"$f":"IF(ISBLANK(InfoPro!B135),\"\",InfoPro!B135)","v":""},{"$f":"IF(ISBLANK(InfoPro!E135),\"\",InfoPro!E135)","v":""},{"$f":"IF(ISBLANK(InfoPro!F135),\"\",InfoPro!F135)","v":""},{"$f":"IF(ISBLANK(InfoPro!I135),\"\",YEAR(InfoPro!I135)-$G$4)","v":""},{"$f":"IF(B144=\"\",\"\",VLOOKUP(D144,Tablas!$B$2:$E$13,2,FALSE))","v":""},{"$f":"IF(B144=\"\",\"\",VLOOKUP(D144,Tablas!$B$2:$F$13,5,FALSE))","v":""},"","","","","","","","","","","","","","","","","",""]
[{"$f":"IF(ISBLANK(InfoPro!A136),\"\",InfoPro!A136)","v":""},{"$f":"IF(ISBLANK(InfoPro!B136),\"\",InfoPro!B136)","v":""},{"$f":"IF(ISBLANK(InfoPro!E136),\"\",InfoPro!E136)","v":""},{"$f":"IF(ISBLANK(InfoPro!F136),\"\",InfoPro!F136)","v":""},{"$f":"IF(ISBLANK(InfoPro!I136),\"\",YEAR(InfoPro!I136)-$G$4)","v":""},{"$f":"IF(B145=\"\",\"\",VLOOKUP(D145,Tablas!$B$2:$E$13,2,FALSE))","v":""},{"$f":"IF(B145=\"\",\"\",VLOOKUP(D145,Tablas!$B$2:$F$13,5,FALSE))","v":""},"","","","","","","","","","","","","","","","","",""]
[{"$f":"IF(ISBLANK(InfoPro!A137),\"\",InfoPro!A137)","v":""},{"$f":"IF(ISBLANK(InfoPro!B137),\"\",InfoPro!B137)","v":""},{"$f":"IF(ISBLANK(InfoPro!E137),\"\",InfoPro!E137)","v":""},{"$f":"IF(ISBLANK(InfoPro!F137),\"\",InfoPro!F137)","v":""},{"$f":"IF(ISBLANK(InfoPro!I137),\"\",YEAR(InfoPro!I137)-$G$4)","v":""},{"$f":"IF(B146=\"\",\"\",VLOOKUP(D146,Tablas!$B$2:$E$13,2,FALSE))","v":""},{"$f":"IF(B146=\"\",\"\",VLOOKUP(D146,Tablas!$B$2:$F$13,5,FALSE))","v":""},"","","","","","","","","","","","","","","","","",""]
[{"$f":"IF(ISBLANK(InfoPro!A138),\"\",InfoPro!A138)","v":""},{"$f":"IF(ISBLANK(InfoPro!B138),\"\",InfoPro!B138)","v":""},{"$f":"IF(ISBLANK(InfoPro!E138),\"\",InfoPro!E138)","v":""},{"$f":"IF(ISBLANK(InfoPro!F138),\"\",InfoPro!F138)","v":""},{"$f":"IF(ISBLANK(InfoPro!I138),\"\",YEAR(InfoPro!I138)-$G$4)","v":""},{"$f":"IF(B147=\"\",\"\",VLOOKUP(D147,Tablas!$B$2:$E$13,2,FALSE))","v":""},{"$f":"IF(B147=\"\",\"\",VLOOKUP(D147,Tablas!$B$2:$F$13,5,FALSE))","v":""},"","","","","","","","","","","","","","","","","",""]
[{"$f":"IF(ISBLANK(InfoPro!A139),\"\",InfoPro!A139)","v":""},{"$f":"IF(ISBLANK(InfoPro!B139),\"\",InfoPro!B139)","v":""},{"$f":"IF(ISBLANK(InfoPro!E139),\"\",InfoPro!E139)","v":""},{"$f":"IF(ISBLANK(InfoPro!F139),\"\",InfoPro!F139)","v":""},{"$f":"IF(ISBLANK(InfoPro!I139),\"\",YEAR(InfoPro!I139)-$G$4)","v":""},{"$f":"IF(B148=\"\",\"\",VLOOKUP(D148,Tablas!$B$2:$E$13,2,FALSE))","v":""},{"$f":"IF(B148=\"\",\"\",VLOOKUP(D148,Tablas!$B$2:$F$13,5,FALSE))","v":""},"","","","","","","","","","","","","","","","","",""]
[{"$f":"IF(ISBLANK(InfoPro!A140),\"\",InfoPro!A140)","v":""},{"$f":"IF(ISBLANK(InfoPro!B140),\"\",InfoPro!B140)","v":""},{"$f":"IF(ISBLANK(InfoPro!E140),\"\",InfoPro!E140)","v":""},{"$f":"IF(ISBLANK(InfoPro!F140),\"\",InfoPro!F140)","v":""},{"$f":"IF(ISBLANK(InfoPro!I140),\"\",YEAR(InfoPro!I140)-$G$4)","v":""},{"$f":"IF(B149=\"\",\"\",VLOOKUP(D149,Tablas!$B$2:$E$13,2,FALSE))","v":""},{"$f":"IF(B149=\"\",\"\",VLOOKUP(D149,Tablas!$B$2:$F$13,5,FALSE))","v":""},"","","","","","","","","","","","","","","","","",""]
[{"$f":"IF(ISBLANK(InfoPro!A141),\"\",InfoPro!A141)","v":""},{"$f":"IF(ISBLANK(InfoPro!B141),\"\",InfoPro!B141)","v":""},{"$f":"IF(ISBLANK(InfoPro!E141),\"\",InfoPro!E141)","v":""},{"$f":"IF(ISBLANK(InfoPro!F141),\"\",InfoPro!F141)","v":""},{"$f":"IF(ISBLANK(InfoPro!I141),\"\",YEAR(InfoPro!I141)-$G$4)","v":""},{"$f":"IF(B150=\"\",\"\",VLOOKUP(D150,Tablas!$B$2:$E$13,2,FALSE))","v":""},{"$f":"IF(B150=\"\",\"\",VLOOKUP(D150,Tablas!$B$2:$F$13,5,FALSE))","v":""},"","","","","","","","","","","","","","","","","",""]
[{"$f":"IF(ISBLANK(InfoPro!A142),\"\",InfoPro!A142)","v":""},{"$f":"IF(ISBLANK(InfoPro!B142),\"\",InfoPro!B142)","v":""},{"$f":"IF(ISBLANK(InfoPro!E142),\"\",InfoPro!E142)","v":""},{"$f":"IF(ISBLANK(InfoPro!F142),\"\",InfoPro!F142)","v":""},{"$f":"IF(ISBLANK(InfoPro!I142),\"\",YEAR(InfoPro!I142)-$G$4)","v":""},{"$f":"IF(B151=\"\",\"\",VLOOKUP(D151,Tablas!$B$2:$E$13,2,FALSE))","v":""},{"$f":"IF(B151=\"\",\"\",VLOOKUP(D151,Tablas!$B$2:$F$13,5,FALSE))","v":""},"","","","","","","","","","","","","","","","","",""]
[{"$f":"IF(ISBLANK(InfoPro!A143),\"\",InfoPro!A143)","v":""},{"$f":"IF(ISBLANK(InfoPro!B143),\"\",InfoPro!B143)","v":""},{"$f":"IF(ISBLANK(InfoPro!E143),\"\",InfoPro!E143)","v":""},{"$f":"IF(ISBLANK(InfoPro!F143),\"\",InfoPro!F143)","v":""},{"$f":"IF(ISBLANK(InfoPro!I143),\"\",YEAR(InfoPro!I143)-$G$4)","v":""},{"$f":"IF(B152=\"\",\"\",VLOOKUP(D152,Tablas!$B$2:$E$13,2,FALSE))","v":""},{"$f":"IF(B152=\"\",\"\",VLOOKUP(D152,Tablas!$B$2:$F$13,5,FALSE))","v":""},"","","","","","","","","","","","","","","","","",""]
[{"$f":"IF(ISBLANK(InfoPro!A144),\"\",InfoPro!A144)","v":""},{"$f":"IF(ISBLANK(InfoPro!B144),\"\",InfoPro!B144)","v":""},{"$f":"IF(ISBLANK(InfoPro!E144),\"\",InfoPro!E144)","v":""},{"$f":"IF(ISBLANK(InfoPro!F144),\"\",InfoPro!F144)","v":""},{"$f":"IF(ISBLANK(InfoPro!I144),\"\",YEAR(InfoPro!I144)-$G$4)","v":""},{"$f":"IF(B153=\"\",\"\",VLOOKUP(D153,Tablas!$B$2:$E$13,2,FALSE))","v":""},{"$f":"IF(B153=\"\",\"\",VLOOKUP(D153,Tablas!$B$2:$F$13,5,FALSE))","v":""},"","","","","","","","","","","","","","","","","",""]
[{"$f":"IF(ISBLANK(InfoPro!A145),\"\",InfoPro!A145)","v":""},{"$f":"IF(ISBLANK(InfoPro!B145),\"\",InfoPro!B145)","v":""},{"$f":"IF(ISBLANK(InfoPro!E145),\"\",InfoPro!E145)","v":""},{"$f":"IF(ISBLANK(InfoPro!F145),\"\",InfoPro!F145)","v":""},{"$f":"IF(ISBLANK(InfoPro!I145),\"\",YEAR(InfoPro!I145)-$G$4)","v":""},{"$f":"IF(B154=\"\",\"\",VLOOKUP(D154,Tablas!$B$2:$E$13,2,FALSE))","v":""},{"$f":"IF(B154=\"\",\"\",VLOOKUP(D154,Tablas!$B$2:$F$13,5,FALSE))","v":""},"","","","","","","","","","","","","","","","","",""]
[{"$f":"IF(ISBLANK(InfoPro!A146),\"\",InfoPro!A146)","v":""},{"$f":"IF(ISBLANK(InfoPro!B146),\"\",InfoPro!B146)","v":""},{"$f":"IF(ISBLANK(InfoPro!E146),\"\",InfoPro!E146)","v":""},{"$f":"IF(ISBLANK(InfoPro!F146),\"\",InfoPro!F146)","v":""},{"$f":"IF(ISBLANK(InfoPro!I146),\"\",YEAR(InfoPro!I146)-$G$4)","v":""},{"$f":"IF(B155=\"\",\"\",VLOOKUP(D155,Tablas!$B$2:$E$13,2,FALSE))","v":""},{"$f":"IF(B155=\"\",\"\",VLOOKUP(D155,Tablas!$B$2:$F$13,5,FALSE))","v":""},"","","","","","","","","","","","","","","","","",""]
[{"$f":"IF(ISBLANK(InfoPro!A147),\"\",InfoPro!A147)","v":""},{"$f":"IF(ISBLANK(InfoPro!B147),\"\",InfoPro!B147)","v":""},{"$f":"IF(ISBLANK(InfoPro!E147),\"\",InfoPro!E147)","v":""},{"$f":"IF(ISBLANK(InfoPro!F147),\"\",InfoPro!F147)","v":""},{"$f":"IF(ISBLANK(InfoPro!I147),\"\",YEAR(InfoPro!I147)-$G$4)","v":""},{"$f":"IF(B156=\"\",\"\",VLOOKUP(D156,Tablas!$B$2:$E$13,2,FALSE))","v":""},{"$f":"IF(B156=\"\",\"\",VLOOKUP(D156,Tablas!$B$2:$F$13,5,FALSE))","v":""},"","","","","","","","","","","","","","","","","",""]
[{"$f":"IF(ISBLANK(InfoPro!A148),\"\",InfoPro!A148)","v":""},{"$f":"IF(ISBLANK(InfoPro!B148),\"\",InfoPro!B148)","v":""},{"$f":"IF(ISBLANK(InfoPro!E148),\"\",InfoPro!E148)","v":""},{"$f":"IF(ISBLANK(InfoPro!F148),\"\",InfoPro!F148)","v":""},{"$f":"IF(ISBLANK(InfoPro!I148),\"\",YEAR(InfoPro!I148)-$G$4)","v":""},{"$f":"IF(B157=\"\",\"\",VLOOKUP(D157,Tablas!$B$2:$E$13,2,FALSE))","v":""},{"$f":"IF(B157=\"\",\"\",VLOOKUP(D157,Tablas!$B$2:$F$13,5,FALSE))","v":""},"","","","","","","","","","","","","","","","","",""]
[{"$f":"IF(ISBLANK(InfoPro!A149),\"\",InfoPro!A149)","v":""},{"$f":"IF(ISBLANK(InfoPro!B149),\"\",InfoPro!B149)","v":""},{"$f":"IF(ISBLANK(InfoPro!E149),\"\",InfoPro!E149)","v":""},{"$f":"IF(ISBLANK(InfoPro!F149),\"\",InfoPro!F149)","v":""},{"$f":"IF(ISBLANK(InfoPro!I149),\"\",YEAR(InfoPro!I149)-$G$4)","v":""},{"$f":"IF(B158=\"\",\"\",VLOOKUP(D158,Tablas!$B$2:$E$13,2,FALSE))","v":""},{"$f":"IF(B158=\"\",\"\",VLOOKUP(D158,Tablas!$B$2:$F$13,5,FALSE))","v":""},"","","","","","","","","","","","","","","","","",""]
[{"$f":"IF(ISBLANK(InfoPro!A150),\"\",InfoPro!A150)","v":""},{"$f":"IF(ISBLANK(InfoPro!B150),\"\",InfoPro!B150)","v":""},{"$f":"IF(ISBLANK(InfoPro!E150),\"\",InfoPro!E150)","v":""},{"$f":"IF(ISBLANK(InfoPro!F150),\"\",InfoPro!F150)","v":""},{"$f":"IF(ISBLANK(InfoPro!I150),\"\",YEAR(InfoPro!I150)-$G$4)","v":""},{"$f":"IF(B159=\"\",\"\",VLOOKUP(D159,Tablas!$B$2:$E$13,2,FALSE))","v":""},{"$f":"IF(B159=\"\",\"\",VLOOKUP(D159,Tablas!$B$2:$F$13,5,FALSE))","v":""},"",{"$f":"IF($H159=\"\",\"\",(1/(1+$C$4)^(I$7+$E159))*$H159*$I$5*$I$4)","v":""},"","","","","","","","","","","","","","","",""]
[{"$f":"IF(ISBLANK(InfoPro!A151),\"\",InfoPro!A151)","v":""},{"$f":"IF(ISBLANK(InfoPro!B151),\"\",InfoPro!B151)","v":""},{"$f":"IF(ISBLANK(InfoPro!E151),\"\",InfoPro!E151)","v":""},{"$f":"IF(ISBLANK(InfoPro!F151),\"\",InfoPro!F151)","v":""},{"$f":"IF(ISBLANK(InfoPro!I151),\"\",YEAR(InfoPro!I151)-$G$4)","v":""},{"$f":"IF(B160=\"\",\"\",VLOOKUP(D160,Tablas!$B$2:$E$13,2,FALSE))","v":""},{"$f":"IF(B160=\"\",\"\",VLOOKUP(D160,Tablas!$B$2:$F$13,5,FALSE))","v":""},"","","","","","","","","","","","","","","","","",""]
[{"$f":"IF(ISBLANK(InfoPro!A152),\"\",InfoPro!A152)","v":""},{"$f":"IF(ISBLANK(InfoPro!B152),\"\",InfoPro!B152)","v":""},{"$f":"IF(ISBLANK(InfoPro!E152),\"\",InfoPro!E152)","v":""},{"$f":"IF(ISBLANK(InfoPro!F152),\"\",InfoPro!F152)","v":""},{"$f":"IF(ISBLANK(InfoPro!I152),\"\",YEAR(InfoPro!I152)-$G$4)","v":""},{"$f":"IF(B161=\"\",\"\",VLOOKUP(D161,Tablas!$B$2:$E$13,2,FALSE))","v":""},{"$f":"IF(B161=\"\",\"\",VLOOKUP(D161,Tablas!$B$2:$F$13,5,FALSE))","v":""},"","","","","","","","","","","","","","","","","",""]
[{"$f":"IF(ISBLANK(InfoPro!A153),\"\",InfoPro!A153)","v":""},{"$f":"IF(ISBLANK(InfoPro!B153),\"\",InfoPro!B153)","v":""},{"$f":"IF(ISBLANK(InfoPro!E153),\"\",InfoPro!E153)","v":""},{"$f":"IF(ISBLANK(InfoPro!F153),\"\",InfoPro!F153)","v":""},{"$f":"IF(ISBLANK(InfoPro!I153),\"\",YEAR(InfoPro!I153)-$G$4)","v":""},{"$f":"IF(B162=\"\",\"\",VLOOKUP(D162,Tablas!$B$2:$E$13,2,FALSE))","v":""},{"$f":"IF(B162=\"\",\"\",VLOOKUP(D162,Tablas!$B$2:$F$13,5,FALSE))","v":""},"","","","","","","","","","","","","","","","","",""]
[{"$f":"IF(ISBLANK(InfoPro!A154),\"\",InfoPro!A154)","v":""},{"$f":"IF(ISBLANK(InfoPro!B154),\"\",InfoPro!B154)","v":""},{"$f":"IF(ISBLANK(InfoPro!E154),\"\",InfoPro!E154)","v":""},{"$f":"IF(ISBLANK(InfoPro!F154),\"\",InfoPro!F154)","v":""},{"$f":"IF(ISBLANK(InfoPro!I154),\"\",YEAR(InfoPro!I154)-$G$4)","v":""},{"$f":"IF(B163=\"\",\"\",VLOOKUP(D163,Tablas!$B$2:$E$13,2,FALSE))","v":""},{"$f":"IF(B163=\"\",\"\",VLOOKUP(D163,Tablas!$B$2:$F$13,5,FALSE))","v":""},"","","","","","","","","","","","","","","","","",""]
[{"$f":"IF(ISBLANK(InfoPro!A155),\"\",InfoPro!A155)","v":""},{"$f":"IF(ISBLANK(InfoPro!B155),\"\",InfoPro!B155)","v":""},{"$f":"IF(ISBLANK(InfoPro!E155),\"\",InfoPro!E155)","v":""},{"$f":"IF(ISBLANK(InfoPro!F155),\"\",InfoPro!F155)","v":""},{"$f":"IF(ISBLANK(InfoPro!I155),\"\",YEAR(InfoPro!I155)-$G$4)","v":""},{"$f":"IF(B164=\"\",\"\",VLOOKUP(D164,Tablas!$B$2:$E$13,2,FALSE))","v":""},{"$f":"IF(B164=\"\",\"\",VLOOKUP(D164,Tablas!$B$2:$F$13,5,FALSE))","v":""},"","","","","","","","","","","","","","","","","",""]
[{"$f":"IF(ISBLANK(InfoPro!A156),\"\",InfoPro!A156)","v":""},{"$f":"IF(ISBLANK(InfoPro!B156),\"\",InfoPro!B156)","v":""},{"$f":"IF(ISBLANK(InfoPro!E156),\"\",InfoPro!E156)","v":""},{"$f":"IF(ISBLANK(InfoPro!F156),\"\",InfoPro!F156)","v":""},{"$f":"IF(ISBLANK(InfoPro!I156),\"\",YEAR(InfoPro!I156)-$G$4)","v":""},{"$f":"IF(B165=\"\",\"\",VLOOKUP(D165,Tablas!$B$2:$E$13,2,FALSE))","v":""},{"$f":"IF(B165=\"\",\"\",VLOOKUP(D165,Tablas!$B$2:$F$13,5,FALSE))","v":""},"","","","","","","","","","","","","","","","","",""]
[{"$f":"IF(ISBLANK(InfoPro!A157),\"\",InfoPro!A157)","v":""},{"$f":"IF(ISBLANK(InfoPro!B157),\"\",InfoPro!B157)","v":""},{"$f":"IF(ISBLANK(InfoPro!E157),\"\",InfoPro!E157)","v":""},{"$f":"IF(ISBLANK(InfoPro!F157),\"\",InfoPro!F157)","v":""},{"$f":"IF(ISBLANK(InfoPro!I157),\"\",YEAR(InfoPro!I157)-$G$4)","v":""},{"$f":"IF(B166=\"\",\"\",VLOOKUP(D166,Tablas!$B$2:$E$13,2,FALSE))","v":""},{"$f":"IF(B166=\"\",\"\",VLOOKUP(D166,Tablas!$B$2:$F$13,5,FALSE))","v":""},"","","","","","","","","","","","","","","","","",""]
[{"$f":"IF(ISBLANK(InfoPro!A158),\"\",InfoPro!A158)","v":""},{"$f":"IF(ISBLANK(InfoPro!B158),\"\",InfoPro!B158)","v":""},{"$f":"IF(ISBLANK(InfoPro!E158),\"\",InfoPro!E158)","v":""},{"$f":"IF(ISBLANK(InfoPro!F158),\"\",InfoPro!F158)","v":""},{"$f":"IF(ISBLANK(InfoPro!I158),\"\",YEAR(InfoPro!I158)-$G$4)","v":""},{"$f":"IF(B167=\"\",\"\",VLOOKUP(D167,Tablas!$B$2:$E$13,2,FALSE))","v":""},{"$f":"IF(B167=\"\",\"\",VLOOKUP(D167,Tablas!$B$2:$F$13,5,FALSE))","v":""},"","","","","","","","","","","","","","","","","",""]
[{"$f":"IF(ISBLANK(InfoPro!A159),\"\",InfoPro!A159)","v":""},{"$f":"IF(ISBLANK(InfoPro!B159),\"\",InfoPro!B159)","v":""},{"$f":"IF(ISBLANK(InfoPro!E159),\"\",InfoPro!E159)","v":""},{"$f":"IF(ISBLANK(InfoPro!F159),\"\",InfoPro!F159)","v":""},{"$f":"IF(ISBLANK(InfoPro!I159),\"\",YEAR(InfoPro!I159)-$G$4)","v":""},{"$f":"IF(B168=\"\",\"\",VLOOKUP(D168,Tablas!$B$2:$E$13,2,FALSE))","v":""},{"$f":"IF(B168=\"\",\"\",VLOOKUP(D168,Tablas!$B$2:$F$13,5,FALSE))","v":""},"","","","","","","","","","","","","","","","","",""]
[{"$f":"IF(ISBLANK(InfoPro!A160),\"\",InfoPro!A160)","v":""},{"$f":"IF(ISBLANK(InfoPro!B160),\"\",InfoPro!B160)","v":""},{"$f":"IF(ISBLANK(InfoPro!E160),\"\",InfoPro!E160)","v":""},{"$f":"IF(ISBLANK(InfoPro!F160),\"\",InfoPro!F160)","v":""},{"$f":"IF(ISBLANK(InfoPro!I160),\"\",YEAR(InfoPro!I160)-$G$4)","v":""},{"$f":"IF(B169=\"\",\"\",VLOOKUP(D169,Tablas!$B$2:$E$13,2,FALSE))","v":""},{"$f":"IF(B169=\"\",\"\",VLOOKUP(D169,Tablas!$B$2:$F$13,5,FALSE))","v":""},"","","","","","","","","","","","","","","","","",""]
[{"$f":"IF(ISBLANK(InfoPro!A161),\"\",InfoPro!A161)","v":""},{"$f":"IF(ISBLANK(InfoPro!B161),\"\",InfoPro!B161)","v":""},{"$f":"IF(ISBLANK(InfoPro!E161),\"\",InfoPro!E161)","v":""},{"$f":"IF(ISBLANK(InfoPro!F161),\"\",InfoPro!F161)","v":""},{"$f":"IF(ISBLANK(InfoPro!I161),\"\",YEAR(InfoPro!I161)-$G$4)","v":""},{"$f":"IF(B170=\"\",\"\",VLOOKUP(D170,Tablas!$B$2:$E$13,2,FALSE))","v":""},{"$f":"IF(B170=\"\",\"\",VLOOKUP(D170,Tablas!$B$2:$F$13,5,FALSE))","v":""},"","","","","","","","","","","","","","","","","",""]
[{"$f":"IF(ISBLANK(InfoPro!A162),\"\",InfoPro!A162)","v":""},{"$f":"IF(ISBLANK(InfoPro!B162),\"\",InfoPro!B162)","v":""},{"$f":"IF(ISBLANK(InfoPro!E162),\"\",InfoPro!E162)","v":""},{"$f":"IF(ISBLANK(InfoPro!F162),\"\",InfoPro!F162)","v":""},{"$f":"IF(ISBLANK(InfoPro!I162),\"\",YEAR(InfoPro!I162)-$G$4)","v":""},{"$f":"IF(B171=\"\",\"\",VLOOKUP(D171,Tablas!$B$2:$E$13,2,FALSE))","v":""},{"$f":"IF(B171=\"\",\"\",VLOOKUP(D171,Tablas!$B$2:$F$13,5,FALSE))","v":""},"","","","","","","","","","","","","","","","","",""]
[{"$f":"IF(ISBLANK(InfoPro!A163),\"\",InfoPro!A163)","v":""},{"$f":"IF(ISBLANK(InfoPro!B163),\"\",InfoPro!B163)","v":""},{"$f":"IF(ISBLANK(InfoPro!E163),\"\",InfoPro!E163)","v":""},{"$f":"IF(ISBLANK(InfoPro!F163),\"\",InfoPro!F163)","v":""},{"$f":"IF(ISBLANK(InfoPro!I163),\"\",YEAR(InfoPro!I163)-$G$4)","v":""},{"$f":"IF(B172=\"\",\"\",VLOOKUP(D172,Tablas!$B$2:$E$13,2,FALSE))","v":""},{"$f":"IF(B172=\"\",\"\",VLOOKUP(D172,Tablas!$B$2:$F$13,5,FALSE))","v":""},"","","","","","","","","","","","","","","","","",""]
[{"$f":"IF(ISBLANK(InfoPro!A164),\"\",InfoPro!A164)","v":""},{"$f":"IF(ISBLANK(InfoPro!B164),\"\",InfoPro!B164)","v":""},{"$f":"IF(ISBLANK(InfoPro!E164),\"\",InfoPro!E164)","v":""},{"$f":"IF(ISBLANK(InfoPro!F164),\"\",InfoPro!F164)","v":""},{"$f":"IF(ISBLANK(InfoPro!I164),\"\",YEAR(InfoPro!I164)-$G$4)","v":""},{"$f":"IF(B173=\"\",\"\",VLOOKUP(D173,Tablas!$B$2:$E$13,2,FALSE))","v":""},{"$f":"IF(B173=\"\",\"\",VLOOKUP(D173,Tablas!$B$2:$F$13,5,FALSE))","v":""},"","","","","","","","","","","","","","","","","",""]
[{"$f":"IF(ISBLANK(InfoPro!A165),\"\",InfoPro!A165)","v":""},{"$f":"IF(ISBLANK(InfoPro!B165),\"\",InfoPro!B165)","v":""},{"$f":"IF(ISBLANK(InfoPro!E165),\"\",InfoPro!E165)","v":""},{"$f":"IF(ISBLANK(InfoPro!F165),\"\",InfoPro!F165)","v":""},{"$f":"IF(ISBLANK(InfoPro!I165),\"\",YEAR(InfoPro!I165)-$G$4)","v":""},{"$f":"IF(B174=\"\",\"\",VLOOKUP(D174,Tablas!$B$2:$E$13,2,FALSE))","v":""},{"$f":"IF(B174=\"\",\"\",VLOOKUP(D174,Tablas!$B$2:$F$13,5,FALSE))","v":""},"","","","","","","","","","","","","","","","","",""]
[{"$f":"IF(ISBLANK(InfoPro!A166),\"\",InfoPro!A166)","v":""},{"$f":"IF(ISBLANK(InfoPro!B166),\"\",InfoPro!B166)","v":""},{"$f":"IF(ISBLANK(InfoPro!E166),\"\",InfoPro!E166)","v":""},{"$f":"IF(ISBLANK(InfoPro!F166),\"\",InfoPro!F166)","v":""},{"$f":"IF(ISBLANK(InfoPro!I166),\"\",YEAR(InfoPro!I166)-$G$4)","v":""},{"$f":"IF(B175=\"\",\"\",VLOOKUP(D175,Tablas!$B$2:$E$13,2,FALSE))","v":""},{"$f":"IF(B175=\"\",\"\",VLOOKUP(D175,Tablas!$B$2:$F$13,5,FALSE))","v":""},"","","","","","","","","","","","","","","","","",""]
[{"$f":"IF(ISBLANK(InfoPro!A167),\"\",InfoPro!A167)","v":""},{"$f":"IF(ISBLANK(InfoPro!B167),\"\",InfoPro!B167)","v":""},{"$f":"IF(ISBLANK(InfoPro!E167),\"\",InfoPro!E167)","v":""},{"$f":"IF(ISBLANK(InfoPro!F167),\"\",InfoPro!F167)","v":""},{"$f":"IF(ISBLANK(InfoPro!I167),\"\",YEAR(InfoPro!I167)-$G$4)","v":""},{"$f":"IF(B176=\"\",\"\",VLOOKUP(D176,Tablas!$B$2:$E$13,2,FALSE))","v":""},{"$f":"IF(B176=\"\",\"\",VLOOKUP(D176,Tablas!$B$2:$F$13,5,FALSE))","v":""},"",{"$f":"IF($H176=\"\",\"\",(1/(1+$C$4)^(I$7+$E176))*$H176*$I$5*$I$4)","v":""},"","","","","","","","","","","","","","","",""]
[{"$f":"IF(ISBLANK(InfoPro!A168),\"\",InfoPro!A168)","v":""},{"$f":"IF(ISBLANK(InfoPro!B168),\"\",InfoPro!B168)","v":""},{"$f":"IF(ISBLANK(InfoPro!E168),\"\",InfoPro!E168)","v":""},{"$f":"IF(ISBLANK(InfoPro!F168),\"\",InfoPro!F168)","v":""},{"$f":"IF(ISBLANK(InfoPro!I168),\"\",YEAR(InfoPro!I168)-$G$4)","v":""},{"$f":"IF(B177=\"\",\"\",VLOOKUP(D177,Tablas!$B$2:$E$13,2,FALSE))","v":""},{"$f":"IF(B177=\"\",\"\",VLOOKUP(D177,Tablas!$B$2:$F$13,5,FALSE))","v":""},"","","","","","","","","","","","","","","","","",""]
[{"$f":"IF(ISBLANK(InfoPro!A169),\"\",InfoPro!A169)","v":""},{"$f":"IF(ISBLANK(InfoPro!B169),\"\",InfoPro!B169)","v":""},{"$f":"IF(ISBLANK(InfoPro!E169),\"\",InfoPro!E169)","v":""},{"$f":"IF(ISBLANK(InfoPro!F169),\"\",InfoPro!F169)","v":""},{"$f":"IF(ISBLANK(InfoPro!I169),\"\",YEAR(InfoPro!I169)-$G$4)","v":""},{"$f":"IF(B178=\"\",\"\",VLOOKUP(D178,Tablas!$B$2:$E$13,2,FALSE))","v":""},{"$f":"IF(B178=\"\",\"\",VLOOKUP(D178,Tablas!$B$2:$F$13,5,FALSE))","v":""},"","","","","","","","","","","","","","","","","",""]
[{"$f":"IF(ISBLANK(InfoPro!A170),\"\",InfoPro!A170)","v":""},{"$f":"IF(ISBLANK(InfoPro!B170),\"\",InfoPro!B170)","v":""},{"$f":"IF(ISBLANK(InfoPro!E170),\"\",InfoPro!E170)","v":""},{"$f":"IF(ISBLANK(InfoPro!F170),\"\",InfoPro!F170)","v":""},{"$f":"IF(ISBLANK(InfoPro!I170),\"\",YEAR(InfoPro!I170)-$G$4)","v":""},{"$f":"IF(B179=\"\",\"\",VLOOKUP(D179,Tablas!$B$2:$E$13,2,FALSE))","v":""},{"$f":"IF(B179=\"\",\"\",VLOOKUP(D179,Tablas!$B$2:$F$13,5,FALSE))","v":""},"","","","","","","","","","","","","","","","","",""]
[{"$f":"IF(ISBLANK(InfoPro!A171),\"\",InfoPro!A171)","v":""},{"$f":"IF(ISBLANK(InfoPro!B171),\"\",InfoPro!B171)","v":""},{"$f":"IF(ISBLANK(InfoPro!E171),\"\",InfoPro!E171)","v":""},{"$f":"IF(ISBLANK(InfoPro!F171),\"\",InfoPro!F171)","v":""},{"$f":"IF(ISBLANK(InfoPro!I171),\"\",YEAR(InfoPro!I171)-$G$4)","v":""},{"$f":"IF(B180=\"\",\"\",VLOOKUP(D180,Tablas!$B$2:$E$13,2,FALSE))","v":""},{"$f":"IF(B180=\"\",\"\",VLOOKUP(D180,Tablas!$B$2:$F$13,5,FALSE))","v":""},{"$f":"IF(C180=\"\",\"\",+C180*G180*F180*24*365)","v":""},"","","","","","","","","","","","","","","",{"$f":"IF(W180=\"\",\"\",SUM(I180:W180))","v":""},{"$f":"IF(C180=0,0,IF(X180=\"\",\"\",X180/(C180*1000)))","v":""}]
[{"$f":"IF(ISBLANK(InfoPro!A172),\"\",InfoPro!A172)","v":""},{"$f":"IF(ISBLANK(InfoPro!B172),\"\",InfoPro!B172)","v":""},{"$f":"IF(ISBLANK(InfoPro!E172),\"\",InfoPro!E172)","v":""},{"$f":"IF(ISBLANK(InfoPro!F172),\"\",InfoPro!F172)","v":""},{"$f":"IF(ISBLANK(InfoPro!I172),\"\",YEAR(InfoPro!I172)-$G$4)","v":""},{"$f":"IF(B181=\"\",\"\",VLOOKUP(D181,Tablas!$B$2:$E$13,2,FALSE))","v":""},{"$f":"IF(B181=\"\",\"\",VLOOKUP(D181,Tablas!$B$2:$F$13,5,FALSE))","v":""},"","","","","","","","","","","","","","","","","",""]
[{"$f":"IF(ISBLANK(InfoPro!A173),\"\",InfoPro!A173)","v":""},{"$f":"IF(ISBLANK(InfoPro!B173),\"\",InfoPro!B173)","v":""},{"$f":"IF(ISBLANK(InfoPro!E173),\"\",InfoPro!E173)","v":""},{"$f":"IF(ISBLANK(InfoPro!F173),\"\",InfoPro!F173)","v":""},{"$f":"IF(ISBLANK(InfoPro!I173),\"\",YEAR(InfoPro!I173)-$G$4)","v":""},{"$f":"IF(B182=\"\",\"\",VLOOKUP(D182,Tablas!$B$2:$E$13,2,FALSE))","v":""},{"$f":"IF(B182=\"\",\"\",VLOOKUP(D182,Tablas!$B$2:$F$13,5,FALSE))","v":""},"","","","","","","","","","","","","","","","","",""]
[{"$f":"IF(ISBLANK(InfoPro!A174),\"\",InfoPro!A174)","v":""},{"$f":"IF(ISBLANK(InfoPro!B174),\"\",InfoPro!B174)","v":""},{"$f":"IF(ISBLANK(InfoPro!E174),\"\",InfoPro!E174)","v":""},{"$f":"IF(ISBLANK(InfoPro!F174),\"\",InfoPro!F174)","v":""},{"$f":"IF(ISBLANK(InfoPro!I174),\"\",YEAR(InfoPro!I174)-$G$4)","v":""},{"$f":"IF(B183=\"\",\"\",VLOOKUP(D183,Tablas!$B$2:$E$13,2,FALSE))","v":""},{"$f":"IF(B183=\"\",\"\",VLOOKUP(D183,Tablas!$B$2:$F$13,5,FALSE))","v":""},"","","","","","","","","","","","","","","","","",""]
[{"$f":"IF(ISBLANK(InfoPro!A175),\"\",InfoPro!A175)","v":""},{"$f":"IF(ISBLANK(InfoPro!B175),\"\",InfoPro!B175)","v":""},{"$f":"IF(ISBLANK(InfoPro!E175),\"\",InfoPro!E175)","v":""},{"$f":"IF(ISBLANK(InfoPro!F175),\"\",InfoPro!F175)","v":""},{"$f":"IF(ISBLANK(InfoPro!I175),\"\",YEAR(InfoPro!I175)-$G$4)","v":""},{"$f":"IF(B184=\"\",\"\",VLOOKUP(D184,Tablas!$B$2:$E$13,2,FALSE))","v":""},{"$f":"IF(B184=\"\",\"\",VLOOKUP(D184,Tablas!$B$2:$F$13,5,FALSE))","v":""},"","","","","","","","","","","","","","","","","",""]
[{"$f":"IF(ISBLANK(InfoPro!A176),\"\",InfoPro!A176)","v":""},{"$f":"IF(ISBLANK(InfoPro!B176),\"\",InfoPro!B176)","v":""},{"$f":"IF(ISBLANK(InfoPro!E176),\"\",InfoPro!E176)","v":""},{"$f":"IF(ISBLANK(InfoPro!F176),\"\",InfoPro!F176)","v":""},{"$f":"IF(ISBLANK(InfoPro!I176),\"\",YEAR(InfoPro!I176)-$G$4)","v":""},{"$f":"IF(B185=\"\",\"\",VLOOKUP(D185,Tablas!$B$2:$E$13,2,FALSE))","v":""},{"$f":"IF(B185=\"\",\"\",VLOOKUP(D185,Tablas!$B$2:$F$13,5,FALSE))","v":""},"","","","","","","","","","","","","","","","","",""]
[{"$f":"IF(ISBLANK(InfoPro!A177),\"\",InfoPro!A177)","v":""},{"$f":"IF(ISBLANK(InfoPro!B177),\"\",InfoPro!B177)","v":""},{"$f":"IF(ISBLANK(InfoPro!E177),\"\",InfoPro!E177)","v":""},{"$f":"IF(ISBLANK(InfoPro!F177),\"\",InfoPro!F177)","v":""},{"$f":"IF(ISBLANK(InfoPro!I177),\"\",YEAR(InfoPro!I177)-$G$4)","v":""},{"$f":"IF(B186=\"\",\"\",VLOOKUP(D186,Tablas!$B$2:$E$13,2,FALSE))","v":""},{"$f":"IF(B186=\"\",\"\",VLOOKUP(D186,Tablas!$B$2:$F$13,5,FALSE))","v":""},"","","","","","","","","","","","","","","","","",""]
[{"$f":"IF(ISBLANK(InfoPro!A178),\"\",InfoPro!A178)","v":""},{"$f":"IF(ISBLANK(InfoPro!B178),\"\",InfoPro!B178)","v":""},{"$f":"IF(ISBLANK(InfoPro!E178),\"\",InfoPro!E178)","v":""},{"$f":"IF(ISBLANK(InfoPro!F178),\"\",InfoPro!F178)","v":""},{"$f":"IF(ISBLANK(InfoPro!I178),\"\",YEAR(InfoPro!I178)-$G$4)","v":""},{"$f":"IF(B187=\"\",\"\",VLOOKUP(D187,Tablas!$B$2:$E$13,2,FALSE))","v":""},{"$f":"IF(B187=\"\",\"\",VLOOKUP(D187,Tablas!$B$2:$F$13,5,FALSE))","v":""},"","","","","","","","","","","","","","","","","",""]
[{"$f":"IF(ISBLANK(InfoPro!A179),\"\",InfoPro!A179)","v":""},{"$f":"IF(ISBLANK(InfoPro!B179),\"\",InfoPro!B179)","v":""},{"$f":"IF(ISBLANK(InfoPro!E179),\"\",InfoPro!E179)","v":""},{"$f":"IF(ISBLANK(InfoPro!F179),\"\",InfoPro!F179)","v":""},{"$f":"IF(ISBLANK(InfoPro!I179),\"\",YEAR(InfoPro!I179)-$G$4)","v":""},{"$f":"IF(B188=\"\",\"\",VLOOKUP(D188,Tablas!$B$2:$E$13,2,FALSE))","v":""},{"$f":"IF(B188=\"\",\"\",VLOOKUP(D188,Tablas!$B$2:$F$13,5,FALSE))","v":""},"","","","","","","","","","","","","","","","","",""]
[{"$f":"IF(ISBLANK(InfoPro!A180),\"\",InfoPro!A180)","v":""},{"$f":"IF(ISBLANK(InfoPro!B180),\"\",InfoPro!B180)","v":""},{"$f":"IF(ISBLANK(InfoPro!E180),\"\",InfoPro!E180)","v":""},{"$f":"IF(ISBLANK(InfoPro!F180),\"\",InfoPro!F180)","v":""},{"$f":"IF(ISBLANK(InfoPro!I180),\"\",YEAR(InfoPro!I180)-$G$4)","v":""},{"$f":"IF(B189=\"\",\"\",VLOOKUP(D189,Tablas!$B$2:$E$13,2,FALSE))","v":""},{"$f":"IF(B189=\"\",\"\",VLOOKUP(D189,Tablas!$B$2:$F$13,5,FALSE))","v":""},"","","","","","","","","","","","","","","","","",""]
[{"$f":"IF(ISBLANK(InfoPro!A181),\"\",InfoPro!A181)","v":""},{"$f":"IF(ISBLANK(InfoPro!B181),\"\",InfoPro!B181)","v":""},{"$f":"IF(ISBLANK(InfoPro!E181),\"\",InfoPro!E181)","v":""},{"$f":"IF(ISBLANK(InfoPro!F181),\"\",InfoPro!F181)","v":""},{"$f":"IF(ISBLANK(InfoPro!I181),\"\",YEAR(InfoPro!I181)-$G$4)","v":""},{"$f":"IF(B190=\"\",\"\",VLOOKUP(D190,Tablas!$B$2:$E$13,2,FALSE))","v":""},{"$f":"IF(B190=\"\",\"\",VLOOKUP(D190,Tablas!$B$2:$F$13,5,FALSE))","v":""},"","","","","","","","","","","","","","","","","",""]
[{"$f":"IF(ISBLANK(InfoPro!A182),\"\",InfoPro!A182)","v":""},{"$f":"IF(ISBLANK(InfoPro!B182),\"\",InfoPro!B182)","v":""},{"$f":"IF(ISBLANK(InfoPro!E182),\"\",InfoPro!E182)","v":""},{"$f":"IF(ISBLANK(InfoPro!F182),\"\",InfoPro!F182)","v":""},{"$f":"IF(ISBLANK(InfoPro!I182),\"\",YEAR(InfoPro!I182)-$G$4)","v":""},{"$f":"IF(B191=\"\",\"\",VLOOKUP(D191,Tablas!$B$2:$E$13,2,FALSE))","v":""},{"$f":"IF(B191=\"\",\"\",VLOOKUP(D191,Tablas!$B$2:$F$13,5,FALSE))","v":""},"","","","","","","","","","","","","","","","","",""]
[{"$f":"IF(ISBLANK(InfoPro!A183),\"\",InfoPro!A183)","v":""},{"$f":"IF(ISBLANK(InfoPro!B183),\"\",InfoPro!B183)","v":""},{"$f":"IF(ISBLANK(InfoPro!E183),\"\",InfoPro!E183)","v":""},{"$f":"IF(ISBLANK(InfoPro!F183),\"\",InfoPro!F183)","v":""},{"$f":"IF(ISBLANK(InfoPro!I183),\"\",YEAR(InfoPro!I183)-$G$4)","v":""},{"$f":"IF(B192=\"\",\"\",VLOOKUP(D192,Tablas!$B$2:$E$13,2,FALSE))","v":""},{"$f":"IF(B192=\"\",\"\",VLOOKUP(D192,Tablas!$B$2:$F$13,5,FALSE))","v":""},"","","","","","","","","","","","","","","","","",""]
[{"$f":"IF(ISBLANK(InfoPro!A184),\"\",InfoPro!A184)","v":""},{"$f":"IF(ISBLANK(InfoPro!B184),\"\",InfoPro!B184)","v":""},{"$f":"IF(ISBLANK(InfoPro!E184),\"\",InfoPro!E184)","v":""},{"$f":"IF(ISBLANK(InfoPro!F184),\"\",InfoPro!F184)","v":""},{"$f":"IF(ISBLANK(InfoPro!I184),\"\",YEAR(InfoPro!I184)-$G$4)","v":""},{"$f":"IF(B193=\"\",\"\",VLOOKUP(D193,Tablas!$B$2:$E$13,2,FALSE))","v":""},{"$f":"IF(B193=\"\",\"\",VLOOKUP(D193,Tablas!$B$2:$F$13,5,FALSE))","v":""},"",{"$f":"IF($H193=\"\",\"\",(1/(1+$C$4)^(I$7+$E193))*$H193*$I$5*$I$4)","v":""},"","","","","","","","","","","","","","","",""]
[{"$f":"IF(ISBLANK(InfoPro!A185),\"\",InfoPro!A185)","v":""},{"$f":"IF(ISBLANK(InfoPro!B185),\"\",InfoPro!B185)","v":""},{"$f":"IF(ISBLANK(InfoPro!E185),\"\",InfoPro!E185)","v":""},{"$f":"IF(ISBLANK(InfoPro!F185),\"\",InfoPro!F185)","v":""},{"$f":"IF(ISBLANK(InfoPro!I185),\"\",YEAR(InfoPro!I185)-$G$4)","v":""},{"$f":"IF(B194=\"\",\"\",VLOOKUP(D194,Tablas!$B$2:$E$13,2,FALSE))","v":""},{"$f":"IF(B194=\"\",\"\",VLOOKUP(D194,Tablas!$B$2:$F$13,5,FALSE))","v":""},"","","","","","","","","","","","","","","","","",""]
[{"$f":"IF(ISBLANK(InfoPro!A186),\"\",InfoPro!A186)","v":""},{"$f":"IF(ISBLANK(InfoPro!B186),\"\",InfoPro!B186)","v":""},{"$f":"IF(ISBLANK(InfoPro!E186),\"\",InfoPro!E186)","v":""},{"$f":"IF(ISBLANK(InfoPro!F186),\"\",InfoPro!F186)","v":""},{"$f":"IF(ISBLANK(InfoPro!I186),\"\",YEAR(InfoPro!I186)-$G$4)","v":""},{"$f":"IF(B195=\"\",\"\",VLOOKUP(D195,Tablas!$B$2:$E$13,2,FALSE))","v":""},{"$f":"IF(B195=\"\",\"\",VLOOKUP(D195,Tablas!$B$2:$F$13,5,FALSE))","v":""},"","","","","","","","","","","","","","","","","",""]
[{"$f":"IF(ISBLANK(InfoPro!A187),\"\",InfoPro!A187)","v":""},{"$f":"IF(ISBLANK(InfoPro!B187),\"\",InfoPro!B187)","v":""},{"$f":"IF(ISBLANK(InfoPro!E187),\"\",InfoPro!E187)","v":""},{"$f":"IF(ISBLANK(InfoPro!F187),\"\",InfoPro!F187)","v":""},{"$f":"IF(ISBLANK(InfoPro!I187),\"\",YEAR(InfoPro!I187)-$G$4)","v":""},{"$f":"IF(B196=\"\",\"\",VLOOKUP(D196,Tablas!$B$2:$E$13,2,FALSE))","v":""},{"$f":"IF(B196=\"\",\"\",VLOOKUP(D196,Tablas!$B$2:$F$13,5,FALSE))","v":""},"","","","","","","","","","","","","","","","","",""]

{"sheet":"Resumen","index":11,"n_rows":190,"n_cols":23,"rows_kept":190,"cut":false,"hidden":false,"merged":[[2,8,2,14],[2,15,2,21]]}
["Min",{"$f":"ABS(MIN('EC-RE'!G4,'EC-RP'!H4,'EC-Per'!F4,'EC-Mar'!G4,'BT-Flex'!G5,'BT-Confi'!G5))","v":500560.83871397265},"Año Base",2023,null,null,null,null,null,null,null,null,null,null,"Pesos",1,1,1,0.5,1,1,0.3]
[]
[null,null,null,null,null,null,null,null,"Sin normalizar",null,null,null,null,null,null,"Normalizados"]
["Codigo","Codigo Asociado","Nombre","Capacidad","Fecha Radicación","Hora Radicación","Requiere Expansión","IT_TA","BT_Confi","BT_Flex","EC_RE","EC_RP","EC_Per","EC_Mar","B_Ambiental","BT_Confi","BT_Flex","EC_RE","EC_RP","EC_Per","EC_Mar","B_Ambiental","Valoracion final "]
[{"$f":"IF(ISBLANK(InfoPro!A2),\"\",InfoPro!A2)","v":"SC_7_A2"},{"$f":"IF(ISBLANK(InfoPro!H2),\"\",InfoPro!H2)","v":"SC_7"},{"$f":"IF(ISBLANK(InfoPro!B2),\"\",InfoPro!B2)","v":"PSFV TONCHALÁ 19.9MW"},{"$f":"IF(ISBLANK(InfoPro!E2),\"\",InfoPro!E2)","v":19.899999999999999},{"$f":"IF(ISBLANK(InfoPro!C2),\"\",InfoPro!C2)","v":"2022-01-04"},{"$f":"IF(ISBLANK(InfoPro!D2),\"\",InfoPro!D2)","v":"07:34:00"},{"$f":"IF(ISBLANK(InfoPro!L2),\"\",InfoPro!L2)","v":"NO"},{"$f":"'IT-TA'!H2","v":0},{"$f":"IFERROR('BT-Confi'!Y9,\"\")","v":410977.77911342995},{"$f":"IFERROR('BT-Flex'!Y9,\"\")","v":0},{"$f":"IFERROR('EC-RE'!Z9,\"\")","v":597473.57845725107},{"$f":"IFERROR('EC-RP'!Z8,\"\")","v":1360812.4342847448},{"$f":"IFERROR('EC-Per'!W8,\"\")","v":-500560.83871397265},{"$f":"IFERROR('EC-Mar'!Y8,\"\")","v":1360812.4342847448},{"$f":"IF(C5=\"\",\"\",(SUMIF(I5:N5,\">0\"))*(H5/100))","v":0},{"$f":"IF(C5=\"\",\"\",I5+$B$1)","v":911538.61782740266},500560.83871397265,1098034.4171712238,1861373.2729987174,0,1861373.2729987174,{"$f":"IF(I5=\"\",\"\",O5+$B$1)","v":500560.83871397265},{"$f":"IFERROR((+$P$1*P5+$Q$1*Q5+$R$1*R5+$S$1*S5+$T$1*T5+U5*$U$1+$V$1*V5),\"\")","v":5452362.0348248668}]
[{"$f":"IF(ISBLANK(InfoPro!A3),\"\",InfoPro!A3)","v":"SC_7_A1"},{"$f":"IF(ISBLANK(InfoPro!H3),\"\",InfoPro!H3)","v":"SC_7"},{"$f":"IF(ISBLANK(InfoPro!B3),\"\",InfoPro!B3)","v":"PSFV TONCHALÁ 19.9MW"},{"$f":"IF(ISBLANK(InfoPro!E3),\"\",InfoPro!E3)","v":19.899999999999999},{"$f":"IF(ISBLANK(InfoPro!C3),\"\",InfoPro!C3)","v":"2022-01-04"},{"$f":"IF(ISBLANK(InfoPro!D3),\"\",InfoPro!D3)","v":"07:34:00"},{"$f":"IF(ISBLANK(InfoPro!L3),\"\",InfoPro!L3)","v":"NO"},{"$f":"'IT-TA'!H3","v":0},{"$f":"IFERROR('BT-Confi'!Y10,\"\")","v":410977.77911342995},{"$f":"IFERROR('BT-Flex'!Y10,\"\")","v":0},{"$f":"IFERROR('EC-RE'!Z10,\"\")","v":597473.57845725107},{"$f":"IFERROR('EC-RP'!Z9,\"\")","v":1360812.4342847448},{"$f":"IFERROR('EC-Per'!W9,\"\")","v":-500560.83871397265},{"$f":"IFERROR('EC-Mar'!Y9,\"\")","v":1360812.4342847448},{"$f":"IF(C6=\"\",\"\",(SUMIF(I6:N6,\">0\"))*(H6/100))","v":0},{"$f":"IF(C6=\"\",\"\",I6+$B$1)","v":911538.61782740266},{"$f":"IF(D6=\"\",\"\",J6+$B$1)","v":500560.83871397265},{"$f":"IF(E6=\"\",\"\",K6+$B$1)","v":1098034.4171712238},{"$f":"IF(F6=\"\",\"\",L6+$B$1)","v":1861373.2729987174},{"$f":"IF(G6=\"\",\"\",M6+$B$1)","v":0},{"$f":"IF(H6=\"\",\"\",N6+$B$1)","v":1861373.2729987174},{"$f":"IF(I6=\"\",\"\",O6+$B$1)","v":500560.83871397265},{"$f":"IFERROR((+$P$1*P6+$Q$1*Q6+$R$1*R6+$S$1*S6+$T$1*T6+U6*$U$1+$V$1*V6),\"\")","v":5452362.0348248668}]
[{"$f":"IF(ISBLANK(InfoPro!A4),\"\",InfoPro!A4)","v":"SC_38_A2"},{"$f":"IF(ISBLANK(InfoPro!H4),\"\",InfoPro!H4)","v":"SC_38"},{"$f":"IF(ISBLANK(InfoPro!B4),\"\",InfoPro!B4)","v":"SOLENERGY NORTE"},{"$f":"IF(ISBLANK(InfoPro!E4),\"\",InfoPro!E4)","v":40},{"$f":"IF(ISBLANK(InfoPro!C4),\"\",InfoPro!C4)","v":"2022-03-25"},{"$f":"IF(ISBLANK(InfoPro!D4),\"\",InfoPro!D4)","v":"22:55:00"},{"$f":"IF(ISBLANK(InfoPro!L4),\"\",InfoPro!L4)","v":"NO"},{"$f":"'IT-TA'!H4","v":0},{"$f":"IFERROR('BT-Confi'!Y11,\"\")","v":459473.15704881446},{"$f":"IFERROR('BT-Flex'!Y11,\"\")","v":0},{"$f":"IFERROR('EC-RE'!Z11,\"\")","v":667975.46071520681},{"$f":"IFERROR('EC-RP'!Z10,\"\")","v":1521388.3015303453},{"$f":"IFERROR('EC-Per'!W10,\"\")","v":-99723.533397689462},{"$f":"IFERROR('EC-Mar'!Y10,\"\")","v":1521388.3015303453},0,960033.99576278706,500560.83871397265,1168536.2994291794,2021949.1402443179,400837.30531628319,2021949.1402443179,500560.83871397265,6213060.401202891]
[{"$f":"IF(ISBLANK(InfoPro!A5),\"\",InfoPro!A5)","v":"SC_38_A1 \n"},{"$f":"IF(ISBLANK(InfoPro!H5),\"\",InfoPro!H5)","v":"SC_38"},{"$f":"IF(ISBLANK(InfoPro!B5),\"\",InfoPro!B5)","v":"SOLENERGY NORTE"},{"$f":"IF(ISBLANK(InfoPro!E5),\"\",InfoPro!E5)","v":40},{"$f":"IF(ISBLANK(InfoPro!C5),\"\",InfoPro!C5)","v":"2022-03-25"},{"$f":"IF(ISBLANK(InfoPro!D5),\"\",InfoPro!D5)","v":"22:55:00"},{"$f":"IF(ISBLANK(InfoPro!L5),\"\",InfoPro!L5)","v":"NO"},{"$f":"'IT-TA'!H5","v":0},{"$f":"IFERROR('BT-Confi'!Y12,\"\")","v":459473.15704881446},{"$f":"IFERROR('BT-Flex'!Y12,\"\")","v":0},{"$f":"IFERROR('EC-RE'!Z12,\"\")","v":667975.46071520681},{"$f":"IFERROR('EC-RP'!Z11,\"\")","v":1521388.3015303453},{"$f":"IFERROR('EC-Per'!W11,\"\")","v":-99723.533397689462},{"$f":"IFERROR('EC-Mar'!Y11,\"\")","v":1521388.3015303453},0,960033.99576278706,500560.83871397265,1168536.2994291794,2021949.1402443179,400837.30531628319,2021949.1402443179,500560.83871397265,6213060.401202891]
[{"$f":"IF(ISBLANK(InfoPro!A6),\"\",InfoPro!A6)","v":"SC_485_A2"},{"$f":"IF(ISBLANK(InfoPro!H6),\"\",InfoPro!H6)","v":"SC_485"},{"$f":"IF(ISBLANK(InfoPro!B6),\"\",InfoPro!B6)","v":"Pradera - 40 MW"},{"$f":"IF(ISBLANK(InfoPro!E6),\"\",InfoPro!E6)","v":40},{"$f":"IF(ISBLANK(InfoPro!C6),\"\",InfoPro!C6)","v":"2022-05-23"},{"$f":"IF(ISBLANK(InfoPro!D6),\"\",InfoPro!D6)","v":44704},{"$f":"IF(ISBLANK(InfoPro!L6),\"\",InfoPro!L6)","v":"NO"},{"$f":"'IT-TA'!H6","v":0},{"$f":"IFERROR('BT-Confi'!Y13,\"\")","v":459473.15704881446},{"$f":"IFERROR('BT-Flex'!Y13,\"\")","v":0},{"$f":"IFERROR('EC-RE'!Z13,\"\")","v":667975.46071520681},{"$f":"IFERROR('EC-RP'!Z12,\"\")","v":1521388.3015303453},{"$f":"IFERROR('EC-Per'!W12,\"\")","v":-320649.33768627036},{"$f":"IFERROR('EC-Mar'!Y12,\"\")","v":1521388.3015303453},0,960033.99576278706,500560.83871397265,1168536.2994291794,2021949.1402443179,179911.5010277023,2021949.1402443179,500560.83871397265,5992134.59691431]
[{"$f":"IF(ISBLANK(InfoPro!A7),\"\",InfoPro!A7)","v":"SC_488_A2"},{"$f":"IF(ISBLANK(InfoPro!H7),\"\",InfoPro!H7)","v":"SC_488"},{"$f":"IF(ISBLANK(InfoPro!B7),\"\",InfoPro!B7)","v":"Frontera - 50 MW"},{"$f":"IF(ISBLANK(InfoPro!E7),\"\",InfoPro!E7)","v":50},{"$f":"IF(ISBLANK(InfoPro!C7),\"\",InfoPro!C7)","v":"2022-05-23"},{"$f":"IF(ISBLANK(InfoPro!D7),\"\",InfoPro!D7)","v":"08:50:00"},{"$f":"IF(ISBLANK(InfoPro!L7),\"\",InfoPro!L7)","v":"NO"},{"$f":"'IT-TA'!H7","v":0},{"$f":"IFERROR('BT-Confi'!Y14,\"\")","v":459473.15704881452},{"$f":"IFERROR('BT-Flex'!Y14,\"\")","v":0},{"$f":"IFERROR('EC-RE'!Z14,\"\")","v":667975.46071520646},{"$f":"IFERROR('EC-RP'!Z13,\"\")","v":1521388.3015303449},{"$f":"IFERROR('EC-Per'!W13,\"\")","v":-222731.55303752411},{"$f":"IFERROR('EC-Mar'!Y13,\"\")","v":1521388.3015303449},0,960033.99576278718,500560.83871397265,1168536.2994291792,2021949.1402443175,277829.28567644855,2021949.1402443175,500560.83871397265,6090052.3815630553]
[{"$f":"IF(ISBLANK(InfoPro!A8),\"\",InfoPro!A8)","v":"SC_488_A1 \n"},{"$f":"IF(ISBLANK(InfoPro!H8),\"\",InfoPro!H8)","v":"SC_488"},{"$f":"IF(ISBLANK(InfoPro!B8),\"\",InfoPro!B8)","v":"Frontera - 50 MW"},{"$f":"IF(ISBLANK(InfoPro!E8),\"\",InfoPro!E8)","v":50},{"$f":"IF(ISBLANK(InfoPro!C8),\"\",InfoPro!C8)","v":"2022-05-23"},{"$f":"IF(ISBLANK(InfoPro!D8),\"\",InfoPro!D8)","v":"08:50:00"},{"$f":"IF(ISBLANK(InfoPro!L8),\"\",InfoPro!L8)","v":"NO"},{"$f":"'IT-TA'!H8","v":0},{"$f":"IFERROR('BT-Confi'!Y15,\"\")","v":459473.15704881452},{"$f":"IFERROR('BT-Flex'!Y15,\"\")","v":0},{"$f":"IFERROR('EC-RE'!Z15,\"\")","v":667975.46071520646},{"$f":"IFERROR('EC-RP'!Z14,\"\")","v":1521388.3015303449},{"$f":"IFERROR('EC-Per'!W14,\"\")","v":-148752.79730866943},{"$f":"IFERROR('EC-Mar'!Y14,\"\")","v":1521388.3015303449},0,960033.99576278718,500560.83871397265,1168536.2994291792,2021949.1402443175,351808.04140530323,2021949.1402443175,500560.83871397265,6164031.1372919101]
[{"$f":"IF(ISBLANK(InfoPro!A9),\"\",InfoPro!A9)","v":"SC_485_A1"},{"$f":"IF(ISBLANK(InfoPro!H9),\"\",InfoPro!H9)","v":"SC_485"},{"$f":"IF(ISBLANK(InfoPro!B9),\"\",InfoPro!B9)","v":"Pradera - 40 MW"},{"$f":"IF(ISBLANK(InfoPro!E9),\"\",InfoPro!E9)","v":40},{"$f":"IF(ISBLANK(InfoPro!C9),\"\",InfoPro!C9)","v":"2022-05-23"},{"$f":"IF(ISBLANK(InfoPro!D9),\"\",InfoPro!D9)","v":44704},{"$f":"IF(ISBLANK(InfoPro!L9),\"\",InfoPro!L9)","v":"NO"},{"$f":"'IT-TA'!H9","v":0},{"$f":"IFERROR('BT-Confi'!Y16,\"\")","v":459473.15704881446},{"$f":"IFERROR('BT-Flex'!Y16,\"\")","v":0},{"$f":"IFERROR('EC-RE'!Z16,\"\")","v":667975.46071520681},{"$f":"IFERROR('EC-RP'!Z15,\"\")","v":1521388.3015303453},{"$f":"IFERROR('EC-Per'!W15,\"\")","v":-320443.3259160507},{"$f":"IFERROR('EC-Mar'!Y15,\"\")","v":1521388.3015303453},0,960033.99576278706,500560.83871397265,1168536.2994291794,2021949.1402443179,180117.51279792195,2021949.1402443179,500560.83871397265,5992340.6086845296]
[{"$f":"IF(ISBLANK(InfoPro!A10),\"\",InfoPro!A10)","v":"SC_767_A2"},{"$f":"IF(ISBLANK(InfoPro!H10),\"\",InfoPro!H10)","v":"SC_767"},{"$f":"IF(ISBLANK(InfoPro!B10),\"\",InfoPro!B10)","v":"Parque Solar Fotovoltaico Alcaraván"},{"$f":"IF(ISBLANK(InfoPro!E10),\"\",InfoPro!E10)","v":79.599999999999994},{"$f":"IF(ISBLANK(InfoPro!C10),\"\",InfoPro!C10)","v":"2022-07-06"},{"$f":"IF(ISBLANK(InfoPro!D10),\"\",InfoPro!D10)","v":"17:26:00"},{"$f":"IF(ISBLANK(InfoPro!L10),\"\",InfoPro!L10)","v":"NO"},{"$f":"'IT-TA'!H10","v":0},{"$f":"IFERROR('BT-Confi'!Y17,\"\")","v":459473.15704881458},{"$f":"IFERROR('BT-Flex'!Y17,\"\")","v":0},{"$f":"IFERROR('EC-RE'!Z17,\"\")","v":667975.46071520681},{"$f":"IFERROR('EC-RP'!Z16,\"\")","v":1521388.3015303449},{"$f":"IFERROR('EC-Per'!W16,\"\")","v":-132524.34606718196},{"$f":"IFERROR('EC-Mar'!Y16,\"\")","v":1521388.3015303449},0,960033.99576278729,500560.83871397265,1168536.2994291794,2021949.1402443175,368036.49264679069,2021949.1402443175,500560.83871397265,6180259.5885333978]
[{"$f":"IF(ISBLANK(InfoPro!A11),\"\",InfoPro!A11)","v":"SC_767_A1"},{"$f":"IF(ISBLANK(InfoPro!H11),\"\",InfoPro!H11)","v":"SC_767"},{"$f":"IF(ISBLANK(InfoPro!B11),\"\",InfoPro!B11)","v":"Parque Solar Fotovoltaico Alcaraván"},{"$f":"IF(ISBLANK(InfoPro!E11),\"\",InfoPro!E11)","v":79.599999999999994},{"$f":"IF(ISBLANK(InfoPro!C11),\"\",InfoPro!C11)","v":"2022-07-06"},{"$f":"IF(ISBLANK(InfoPro!D11),\"\",InfoPro!D11)","v":"17:26:00"},{"$f":"IF(ISBLANK(InfoPro!L11),\"\",InfoPro!L11)","v":"NO"},{"$f":"'IT-TA'!H11","v":0},{"$f":"IFERROR('BT-Confi'!Y18,\"\")","v":459473.15704881458},{"$f":"IFERROR('BT-Flex'!Y18,\"\")","v":0},{"$f":"IFERROR('EC-RE'!Z18,\"\")","v":667975.46071520681},{"$f":"IFERROR('EC-RP'!Z17,\"\")","v":1521388.3015303449},{"$f":"IFERROR('EC-Per'!W17,\"\")","v":-97164.71112997421},{"$f":"IFERROR('EC-Mar'!Y17,\"\")","v":1521388.3015303449},0,960033.99576278729,500560.83871397265,1168536.2994291794,2021949.1402443175,403396.12758399843,2021949.1402443175,500560.83871397265,6215619.223470605]
[{"$f":"IF(ISBLANK(InfoPro!A12),\"\",InfoPro!A12)","v":"SC_417_A2"},{"$f":"IF(ISBLANK(InfoPro!H12),\"\",InfoPro!H12)","v":"SC_417"},{"$f":"IF(ISBLANK(InfoPro!B12),\"\",InfoPro!B12)","v":"PCH PANACEA II"},{"$f":"IF(ISBLANK(InfoPro!E12),\"\",InfoPro!E12)","v":7},{"$f":"IF(ISBLANK(InfoPro!C12),\"\",InfoPro!C12)","v":"2022-07-11"},{"$f":"IF(ISBLANK(InfoPro!D12),\"\",InfoPro!D12)","v":"18:48:00"},{"$f":"IF(ISBLANK(InfoPro!L12),\"\",InfoPro!L12)","v":"NO"},{"$f":"'IT-TA'!H12","v":0},{"$f":"IFERROR('BT-Confi'!Y19,\"\")","v":853569.23354327749},{"$f":"IFERROR('BT-Flex'!Y19,\"\")","v":1072015.1176021518},{"$f":"IFERROR('EC-RE'!Z19,\"\")","v":1240906.6629496755},{"$f":"IFERROR('EC-RP'!Z18,\"\")","v":880003.60225782206},{"$f":"IFERROR('EC-Per'!W18,\"\")","v":72383.495692006603},{"$f":"IFERROR('EC-Mar'!Y18,\"\")","v":880003.60225782206},0,1354130.0722572501,1572575.9563161244,1741467.5016636481,1380564.4409717948,572944.33440597926,1380564.4409717948,500560.83871397265,7462132.7777148858]
[{"$f":"IF(ISBLANK(InfoPro!A13),\"\",InfoPro!A13)","v":"SC_966_A1"},{"$f":"IF(ISBLANK(InfoPro!H13),\"\",InfoPro!H13)","v":"SC_966"},{"$f":"IF(ISBLANK(InfoPro!B13),\"\",InfoPro!B13)","v":"PROYECTO SOLAR FOTOVOLTAICA MORITAS DE 9,9MW"},{"$f":"IF(ISBLANK(InfoPro!E13),\"\",InfoPro!E13)","v":9.9},{"$f":"IF(ISBLANK(InfoPro!C13),\"\",InfoPro!C13)","v":"2022-07-12"},{"$f":"IF(ISBLANK(InfoPro!D13),\"\",InfoPro!D13)","v":44754},{"$f":"IF(ISBLANK(InfoPro!L13),\"\",InfoPro!L13)","v":"NO"},{"$f":"'IT-TA'!H13","v":0},{"$f":"IFERROR('BT-Confi'!Y20,\"\")","v":410977.77911342995},{"$f":"IFERROR('BT-Flex'!Y20,\"\")","v":0},{"$f":"IFERROR('EC-RE'!Z20,\"\")","v":597473.57845725107},{"$f":"IFERROR('EC-RP'!Z19,\"\")","v":1360812.4342847455},{"$f":"IFERROR('EC-Per'!W19,\"\")","v":-121806.85679808787},{"$f":"IFERROR('EC-Mar'!Y19,\"\")","v":1360812.4342847455},0,911538.61782740266,500560.83871397265,1098034.4171712238,1861373.2729987181,378753.98191588477,1861373.2729987181,500560.83871397265,5831116.0167407533]
[{"$f":"IF(ISBLANK(InfoPro!A14),\"\",InfoPro!A14)","v":"SC_966_A2"},{"$f":"IF(ISBLANK(InfoPro!H14),\"\",InfoPro!H14)","v":"SC_966"},{"$f":"IF(ISBLANK(InfoPro!B14),\"\",InfoPro!B14)","v":"PROYECTO SOLAR FOTOVOLTAICA MORITAS DE 9,9MW"},{"$f":"IF(ISBLANK(InfoPro!E14),\"\",InfoPro!E14)","v":9.9},{"$f":"IF(ISBLANK(InfoPro!C14),\"\",InfoPro!C14)","v":"2022-07-12"},{"$f":"IF(ISBLANK(InfoPro!D14),\"\",InfoPro!D14)","v":44754},{"$f":"IF(ISBLANK(InfoPro!L14),\"\",InfoPro!L14)","v":"NO"},{"$f":"'IT-TA'!H14","v":0},{"$f":"IFERROR('BT-Confi'!Y21,\"\")","v":410977.77911342995},{"$f":"IFERROR('BT-Flex'!Y21,\"\")","v":0},{"$f":"IFERROR('EC-RE'!Z21,\"\")","v":597473.57845725107},{"$f":"IFERROR('EC-RP'!Z20,\"\")","v":1360812.4342847455},{"$f":"IFERROR('EC-Per'!W20,\"\")","v":-119669.8943981215},{"$f":"IFERROR('EC-Mar'!Y20,\"\")","v":1360812.4342847455},{"$f":"IF(C17=\"\",\"\",(SUMIF(I17:N17,\">0\"))*(H17/100))","v":0},911538.61782740266,500560.83871397265,1098034.4171712238,1861373.2729987181,380890.94431585114,1861373.2729987181,500560.83871397265,{"$f":"IFERROR((+$P$1*P17+$Q$1*Q17+$R$1*R17+$S$1*S17+$T$1*T17+U17*$U$1+$V$1*V17),\"\")","v":5833252.9791407194}]
[{"$f":"IF(ISBLANK(InfoPro!A15),\"\",InfoPro!A15)","v":"SC_1130_A2"},{"$f":"IF(ISBLANK(InfoPro!H15),\"\",InfoPro!H15)","v":"SC_1130"},{"$f":"IF(ISBLANK(InfoPro!B15),\"\",InfoPro!B15)","v":"PROYECTO SOLAR FOTOVOLTAICO MORITAS 9,9 MW"},{"$f":"IF(ISBLANK(InfoPro!E15),\"\",InfoPro!E15)","v":9.9},{"$f":"IF(ISBLANK(InfoPro!C15),\"\",InfoPro!C15)","v":"2022-07-14"},{"$f":"IF(ISBLANK(InfoPro!D15),\"\",InfoPro!D15)","v":44756},{"$f":"IF(ISBLANK(InfoPro!L15),\"\",InfoPro!L15)","v":"NO"},{"$f":"'IT-TA'!H15","v":0},{"$f":"IFERROR('BT-Confi'!Y22,\"\")","v":410977.77911342995},{"$f":"IFERROR('BT-Flex'!Y22,\"\")","v":0},{"$f":"IFERROR('EC-RE'!Z22,\"\")","v":597473.57845725107},{"$f":"IFERROR('EC-RP'!Z21,\"\")","v":1360812.4342847455},{"$f":"IFERROR('EC-Per'!W21,\"\")","v":-118601.41319813825},{"$f":"IFERROR('EC-Mar'!Y21,\"\")","v":1360812.4342847455},0,911538.61782740266,500560.83871397265,1098034.4171712238,1861373.2729987181,381959.42551583442,1861373.2729987181,500560.83871397265,5834321.460340702]
[{"$f":"IF(ISBLANK(InfoPro!A16),\"\",InfoPro!A16)","v":"SC_1130_A1"},{"$f":"IF(ISBLANK(InfoPro!H16),\"\",InfoPro!H16)","v":"SC_1130"},{"$f":"IF(ISBLANK(InfoPro!B16),\"\",InfoPro!B16)","v":"PROYECTO SOLAR FOTOVOLTAICO MORITAS 9,9 MW"},{"$f":"IF(ISBLANK(InfoPro!E16),\"\",InfoPro!E16)","v":9.9},{"$f":"IF(ISBLANK(InfoPro!C16),\"\",InfoPro!C16)","v":"2022-07-14"},{"$f":"IF(ISBLANK(InfoPro!D16),\"\",InfoPro!D16)","v":44756},{"$f":"IF(ISBLANK(InfoPro!L16),\"\",InfoPro!L16)","v":"NO"},{"$f":"'IT-TA'!H16","v":0},{"$f":"IFERROR('BT-Confi'!Y23,\"\")","v":410977.77911342995},{"$f":"IFERROR('BT-Flex'!Y23,\"\")","v":0},{"$f":"IFERROR('EC-RE'!Z23,\"\")","v":597473.57845725107},{"$f":"IFERROR('EC-RP'!Z22,\"\")","v":1360812.4342847455},{"$f":"IFERROR('EC-Per'!W22,\"\")","v":-121806.85679808787},{"$f":"IFERROR('EC-Mar'!Y22,\"\")","v":1360812.4342847455},0,911538.61782740266,500560.83871397265,1098034.4171712238,1861373.2729987181,378753.98191588477,1861373.2729987181,500560.83871397265,5831116.0167407533]
[{"$f":"IF(ISBLANK(InfoPro!A17),\"\",InfoPro!A17)","v":"SC_1024_A1"},{"$f":"IF(ISBLANK(InfoPro!H17),\"\",InfoPro!H17)","v":"SC_1024"},{"$f":"IF(ISBLANK(InfoPro!B17),\"\",InfoPro!B17)","v":"Autogenerador CELSIA Solar Cenit Ayacucho"},{"$f":"IF(ISBLANK(InfoPro!E17),\"\",InfoPro!E17)","v":0},{"$f":"IF(ISBLANK(InfoPro!C17),\"\",InfoPro!C17)","v":"2022-07-15"},{"$f":"IF(ISBLANK(InfoPro!D17),\"\",InfoPro!D17)","v":"18:46:00"},{"$f":"IF(ISBLANK(InfoPro!L17),\"\",InfoPro!L17)","v":"NO"},{"$f":"'IT-TA'!H17","v":0},{"$f":"IFERROR('BT-Confi'!Y24,\"\")","v":0},{"$f":"IFERROR('BT-Flex'!Y24,\"\")","v":0},{"$f":"IFERROR('EC-RE'!Z24,\"\")","v":0},{"$f":"IFERROR('EC-RP'!Z23,\"\")","v":0},{"$f":"IFERROR('EC-Per'!W23,\"\")","v":0},{"$f":"IFERROR('EC-Mar'!Y23,\"\")","v":0},0,500560.83871397265,500560.83871397265,500560.83871397265,500560.83871397265,500560.83871397265,500560.83871397265,500560.83871397265,2903252.8645410417]
[{"$f":"IF(ISBLANK(InfoPro!A18),\"\",InfoPro!A18)","v":"SC_1278_A2"},{"$f":"IF(ISBLANK(InfoPro!H18),\"\",InfoPro!H18)","v":"SC_1278"},{"$f":"IF(ISBLANK(InfoPro!B18),\"\",InfoPro!B18)","v":"PARQUE SOLAR LAS MARGARITAS de 60MW"},{"$f":"IF(ISBLANK(InfoPro!E18),\"\",InfoPro!E18)","v":60},{"$f":"IF(ISBLANK(InfoPro!C18),\"\",InfoPro!C18)","v":"2022-07-17"},{"$f":"IF(ISBLANK(InfoPro!D18),\"\",InfoPro!D18)","v":"00:23:00"},{"$f":"IF(ISBLANK(InfoPro!L18),\"\",InfoPro!L18)","v":"NO"},{"$f":"'IT-TA'!H18","v":0},{"$f":"IFERROR('BT-Confi'!Y25,\"\")","v":513690.9895805745},{"$f":"IFERROR('BT-Flex'!Y25,\"\")","v":0},{"$f":"IFERROR('EC-RE'!Z25,\"\")","v":746796.56507960113},{"$f":"IFERROR('EC-RP'!Z24,\"\")","v":1700912.1211109255},{"$f":"IFERROR('EC-Per'!W24,\"\")","v":-2591.4435812093634},{"$f":"IFERROR('EC-Mar'!Y24,\"\")","v":1700912.1211109255},0,1014251.8282945472,500560.83871397265,1247357.4037935738,2201472.9598248983,497969.39513276331,2201472.9598248983,500560.83871397265,6712517.1572863963]
[{"$f":"IF(ISBLANK(InfoPro!A19),\"\",InfoPro!A19)","v":"SC_1278_A1"},{"$f":"IF(ISBLANK(InfoPro!H19),\"\",InfoPro!H19)","v":"SC_1278"},{"$f":"IF(ISBLANK(InfoPro!B19),\"\",InfoPro!B19)","v":"PARQUE SOLAR LAS MARGARITAS de 60MW"},{"$f":"IF(ISBLANK(InfoPro!E19),\"\",InfoPro!E19)","v":60},{"$f":"IF(ISBLANK(InfoPro!C19),\"\",InfoPro!C19)","v":"2022-07-17"},{"$f":"IF(ISBLANK(InfoPro!D19),\"\",InfoPro!D19)","v":"00:23:00"},{"$f":"IF(ISBLANK(InfoPro!L19),\"\",InfoPro!L19)","v":"NO"},{"$f":"'IT-TA'!H19","v":0},{"$f":"IFERROR('BT-Confi'!Y26,\"\")","v":513690.9895805745},{"$f":"IFERROR('BT-Flex'!Y26,\"\")","v":0},{"$f":"IFERROR('EC-RE'!Z26,\"\")","v":746796.56507960113},{"$f":"IFERROR('EC-RP'!Z25,\"\")","v":1700912.1211109255},{"$f":"IFERROR('EC-Per'!W25,\"\")","v":-28889.307270114587},{"$f":"IFERROR('EC-Mar'!Y25,\"\")","v":1700912.1211109255},0,1014251.8282945472,500560.83871397265,1247357.4037935738,2201472.9598248983,471671.53144385805,2201472.9598248983,500560.83871397265,6686219.2935974905]
[{"$f":"IF(ISBLANK(InfoPro!A20),\"\",InfoPro!A20)","v":"SC_1245_A2"},{"$f":"IF(ISBLANK(InfoPro!H20),\"\",InfoPro!H20)","v":"SC_1245"},{"$f":"IF(ISBLANK(InfoPro!B20),\"\",InfoPro!B20)","v":"PROYECTO FOTONORTE"},{"$f":"IF(ISBLANK(InfoPro!E20),\"\",InfoPro!E20)","v":99.5},{"$f":"IF(ISBLANK(InfoPro!C20),\"\",InfoPro!C20)","v":"2022-07-17"},{"$f":"IF(ISBLANK(InfoPro!D20),\"\",InfoPro!D20)","v":"21:16:00"},{"$f":"IF(ISBLANK(InfoPro!L20),\"\",InfoPro!L20)","v":"NO"},{"$f":"'IT-TA'!H20","v":0},{"$f":"IFERROR('BT-Confi'!Y27,\"\")","v":459473.15704881458},{"$f":"IFERROR('BT-Flex'!Y27,\"\")","v":0},{"$f":"IFERROR('EC-RE'!Z27,\"\")","v":667975.46071520669},{"$f":"IFERROR('EC-RP'!Z26,\"\")","v":1521388.3015303449},{"$f":"IFERROR('EC-Per'!W26,\"\")","v":-72690.495237217474},{"$f":"IFERROR('EC-Mar'!Y26,\"\")","v":1521388.3015303449},0,960033.99576278729,500560.83871397265,1168536.2994291794,2021949.1402443175,427870.3434767552,2021949.1402443175,500560.83871397265,6240093.4393633623]
[{"$f":"IF(ISBLANK(InfoPro!A21),\"\",InfoPro!A21)","v":"SC_1245_A1"},{"$f":"IF(ISBLANK(InfoPro!H21),\"\",InfoPro!H21)","v":"SC_1245"},{"$f":"IF(ISBLANK(InfoPro!B21),\"\",InfoPro!B21)","v":"PROYECTO FOTONORTE"},{"$f":"IF(ISBLANK(InfoPro!E21),\"\",InfoPro!E21)","v":99.5},{"$f":"IF(ISBLANK(InfoPro!C21),\"\",InfoPro!C21)","v":"2022-07-17"},{"$f":"IF(ISBLANK(InfoPro!D21),\"\",InfoPro!D21)","v":"21:16:00"},{"$f":"IF(ISBLANK(InfoPro!L21),\"\",InfoPro!L21)","v":"NO"},{"$f":"'IT-TA'!H21","v":0},{"$f":"IFERROR('BT-Confi'!Y28,\"\")","v":459473.15704881458},{"$f":"IFERROR('BT-Flex'!Y28,\"\")","v":0},{"$f":"IFERROR('EC-RE'!Z28,\"\")","v":667975.46071520669},{"$f":"IFERROR('EC-RP'!Z27,\"\")","v":1521388.3015303449},{"$f":"IFERROR('EC-Per'!W27,\"\")","v":-75622.076399322454},{"$f":"IFERROR('EC-Mar'!Y27,\"\")","v":1521388.3015303449},0,960033.99576278729,500560.83871397265,1168536.2994291794,2021949.1402443175,424938.76231465023,2021949.1402443175,500560.83871397265,6237161.858201257]
[{"$f":"IF(ISBLANK(InfoPro!A22),\"\",InfoPro!A22)","v":"SC_1547_A2"},{"$f":"IF(ISBLANK(InfoPro!H22),\"\",InfoPro!H22)","v":"SC_1547"},{"$f":"IF(ISBLANK(InfoPro!B22),\"\",InfoPro!B22)","v":"Zulia I"},{"$f":"IF(ISBLANK(InfoPro!E22),\"\",InfoPro!E22)","v":9.9},{"$f":"IF(ISBLANK(InfoPro!C22),\"\",InfoPro!C22)","v":"2022-07-17"},{"$f":"IF(ISBLANK(InfoPro!D22),\"\",InfoPro!D22)","v":"22:56:00"},{"$f":"IF(ISBLANK(InfoPro!L22),\"\",InfoPro!L22)","v":"NO"},{"$f":"'IT-TA'!H22","v":0},{"$f":"IFERROR('BT-Confi'!Y29,\"\")","v":513690.98958057474},{"$f":"IFERROR('BT-Flex'!Y29,\"\")","v":0},{"$f":"IFERROR('EC-RE'!Z29,\"\")","v":746796.56507960113},{"$f":"IFERROR('EC-RP'!Z28,\"\")","v":1700912.1211109257},{"$f":"IFERROR('EC-Per'!W28,\"\")","v":-34463.768983146889},{"$f":"IFERROR('EC-Mar'!Y28,\"\")","v":1700912.1211109257},0,1014251.8282945474,500560.83871397265,1247357.4037935738,2201472.9598248983,466097.06973082578,2201472.9598248983,500560.83871397265,6680644.8318844587]
[{"$f":"IF(ISBLANK(InfoPro!A23),\"\",InfoPro!A23)","v":"SC_1547_A1"},{"$f":"IF(ISBLANK(InfoPro!H23),\"\",InfoPro!H23)","v":"SC_1547"},{"$f":"IF(ISBLANK(InfoPro!B23),\"\",InfoPro!B23)","v":"Zulia I"},{"$f":"IF(ISBLANK(InfoPro!E23),\"\",InfoPro!E23)","v":9.9},{"$f":"IF(ISBLANK(InfoPro!C23),\"\",InfoPro!C23)","v":"2022-07-17"},{"$f":"IF(ISBLANK(InfoPro!D23),\"\",InfoPro!D23)","v":"22:56:00"},{"$f":"IF(ISBLANK(InfoPro!L23),\"\",InfoPro!L23)","v":"NO"},{"$f":"'IT-TA'!H23","v":0},{"$f":"IFERROR('BT-Confi'!Y30,\"\")","v":513690.98958057474},{"$f":"IFERROR('BT-Flex'!Y30,\"\")","v":0},{"$f":"IFERROR('EC-RE'!Z30,\"\")","v":746796.56507960113},{"$f":"IFERROR('EC-RP'!Z29,\"\")","v":1700912.1211109257},{"$f":"IFERROR('EC-Per'!W29,\"\")","v":3035.6376314620102},{"$f":"IFERROR('EC-Mar'!Y29,\"\")","v":1700912.1211109257},0,1014251.8282945474,500560.83871397265,1247357.4037935738,2201472.9598248983,503596.47634543467,2201472.9598248983,500560.83871397265,6718144.2384990677]
[{"$f":"IF(ISBLANK(InfoPro!A24),\"\",InfoPro!A24)","v":"SC_2161_A2"},{"$f":"IF(ISBLANK(InfoPro!H24),\"\",InfoPro!H24)","v":"SC_2161"},{"$f":"IF(ISBLANK(InfoPro!B24),\"\",InfoPro!B24)","v":"Aguachica 1, 2, 3"},{"$f":"IF(ISBLANK(InfoPro!E24),\"\",InfoPro!E24)","v":150},{"$f":"IF(ISBLANK(InfoPro!C24),\"\",InfoPro!C24)","v":"2022-07-18"},{"$f":"IF(ISBLANK(InfoPro!D24),\"\",InfoPro!D24)","v":"23:44:00"},{"$f":"IF(ISBLANK(InfoPro!L24),\"\",InfoPro!L24)","v":"NO"},{"$f":"'IT-TA'!H24","v":0},{"$f":"IFERROR('BT-Confi'!Y31,\"\")","v":410977.77911342983},{"$f":"IFERROR('BT-Flex'!Y31,\"\")","v":0},{"$f":"IFERROR('EC-RE'!Z31,\"\")","v":597473.57845725107},{"$f":"IFERROR('EC-RP'!Z30,\"\")","v":1360812.4342847455},{"$f":"IFERROR('EC-Per'!W30,\"\")","v":-45344.20516488819},{"$f":"IFERROR('EC-Mar'!Y30,\"\")","v":1360812.4342847455},0,911538.61782740243,500560.83871397265,1098034.4171712238,1861373.2729987181,455216.63354908448,1861373.2729987181,500560.83871397265,5907578.6683739517]
[{"$f":"IF(ISBLANK(InfoPro!A25),\"\",InfoPro!A25)","v":"SC_2161_A1"},{"$f":"IF(ISBLANK(InfoPro!H25),\"\",InfoPro!H25)","v":"SC_2161"},{"$f":"IF(ISBLANK(InfoPro!B25),\"\",InfoPro!B25)","v":"Aguachica 1, 2, 3"},{"$f":"IF(ISBLANK(InfoPro!E25),\"\",InfoPro!E25)","v":150},{"$f":"IF(ISBLANK(InfoPro!C25),\"\",InfoPro!C25)","v":"2022-07-18"},{"$f":"IF(ISBLANK(InfoPro!D25),\"\",InfoPro!D25)","v":"23:44:00"},{"$f":"IF(ISBLANK(InfoPro!L25),\"\",InfoPro!L25)","v":"NO"},{"$f":"'IT-TA'!H25","v":0},{"$f":"IFERROR('BT-Confi'!Y32,\"\")","v":410977.77911342983},{"$f":"IFERROR('BT-Flex'!Y32,\"\")","v":0},{"$f":"IFERROR('EC-RE'!Z32,\"\")","v":597473.57845725107},{"$f":"IFERROR('EC-RP'!Z31,\"\")","v":1360812.4342847455},{"$f":"IFERROR('EC-Per'!W31,\"\")","v":-47480.953868614662},{"$f":"IFERROR('EC-Mar'!Y31,\"\")","v":1360812.4342847455},0,911538.61782740243,500560.83871397265,1098034.4171712238,1861373.2729987181,453079.88484535797,1861373.2729987181,500560.83871397265,5905441.9196702251]
[{"$f":"IF(ISBLANK(InfoPro!A26),\"\",InfoPro!A26)","v":"SC_2196_A2"},{"$f":"IF(ISBLANK(InfoPro!H26),\"\",InfoPro!H26)","v":"SC_2196"},{"$f":"IF(ISBLANK(InfoPro!B26),\"\",InfoPro!B26)","v":"Aguachica 1, 2, 3"},{"$f":"IF(ISBLANK(InfoPro!E26),\"\",InfoPro!E26)","v":30},{"$f":"IF(ISBLANK(InfoPro!C26),\"\",InfoPro!C26)","v":"2022-07-18"},{"$f":"IF(ISBLANK(InfoPro!D26),\"\",InfoPro!D26)","v":"23:53:00"},{"$f":"IF(ISBLANK(InfoPro!L26),\"\",InfoPro!L26)","v":"NO"},{"$f":"'IT-TA'!H26","v":0},{"$f":"IFERROR('BT-Confi'!Y33,\"\")","v":410977.77911342977},{"$f":"IFERROR('BT-Flex'!Y33,\"\")","v":0},{"$f":"IFERROR('EC-RE'!Z33,\"\")","v":597473.57845725119},{"$f":"IFERROR('EC-RP'!Z32,\"\")","v":1360812.4342847448},{"$f":"IFERROR('EC-Per'!W32,\"\")","v":-226721.02582444096},{"$f":"IFERROR('EC-Mar'!Y32,\"\")","v":1360812.4342847448},0,911538.61782740243,500560.83871397265,1098034.4171712238,1861373.2729987174,273839.81288953172,1861373.2729987174,500560.83871397265,5726201.8477143981]
[{"$f":"IF(ISBLANK(InfoPro!A27),\"\",InfoPro!A27)","v":"SC_2196_A1"},{"$f":"IF(ISBLANK(InfoPro!H27),\"\",InfoPro!H27)","v":"SC_2196"},{"$f":"IF(ISBLANK(InfoPro!B27),\"\",InfoPro!B27)","v":"Aguachica 1, 2, 3"},{"$f":"IF(ISBLANK(InfoPro!E27),\"\",InfoPro!E27)","v":30},{"$f":"IF(ISBLANK(InfoPro!C27),\"\",InfoPro!C27)","v":"2022-07-18"},{"$f":"IF(ISBLANK(InfoPro!D27),\"\",InfoPro!D27)","v":"23:53:00"},{"$f":"IF(ISBLANK(InfoPro!L27),\"\",InfoPro!L27)","v":"NO"},{"$f":"'IT-TA'!H27","v":0},{"$f":"IFERROR('BT-Confi'!Y34,\"\")","v":410977.77911342977},{"$f":"IFERROR('BT-Flex'!Y34,\"\")","v":0},{"$f":"IFERROR('EC-RE'!Z34,\"\")","v":597473.57845725119},{"$f":"IFERROR('EC-RP'!Z33,\"\")","v":1360812.4342847448},{"$f":"IFERROR('EC-Per'!W33,\"\")","v":-237404.76934307331},{"$f":"IFERROR('EC-Mar'!Y33,\"\")","v":1360812.4342847448},0,911538.61782740243,500560.83871397265,1098034.4171712238,1861373.2729987174,263156.06937089935,1861373.2729987174,500560.83871397265,5715518.1041957662]
[{"$f":"IF(ISBLANK(InfoPro!A28),\"\",InfoPro!A28)","v":"SC_1626_A1"},{"$f":"IF(ISBLANK(InfoPro!H28),\"\",InfoPro!H28)","v":"SC_1626"},{"$f":"IF(ISBLANK(InfoPro!B28),\"\",InfoPro!B28)","v":"Manzanare"},{"$f":"IF(ISBLANK(InfoPro!E28),\"\",InfoPro!E28)","v":9.99},{"$f":"IF(ISBLANK(InfoPro!C28),\"\",InfoPro!C28)","v":"2022-07-21T12:19:00"},{"$f":"IF(ISBLANK(InfoPro!D28),\"\",InfoPro!D28)","v":44763.513194444444},{"$f":"IF(ISBLANK(InfoPro!L28),\"\",InfoPro!L28)","v":"NO"},{"$f":"'IT-TA'!H28","v":0},{"$f":"IFERROR('BT-Confi'!Y35,\"\")","v":459473.15704881452},{"$f":"IFERROR('BT-Flex'!Y35,\"\")","v":0},{"$f":"IFERROR('EC-RE'!Z35,\"\")","v":667975.46071520657},{"$f":"IFERROR('EC-RP'!Z34,\"\")","v":1521388.3015303451},{"$f":"IFERROR('EC-Per'!W34,\"\")","v":-123115.21684044575},{"$f":"IFERROR('EC-Mar'!Y34,\"\")","v":1521388.3015303449},0,960033.99576278718,500560.83871397265,1168536.2994291792,2021949.1402443177,377445.62187352689,2021949.1402443175,500560.83871397265,6189668.7177601336]
[{"$f":"IF(ISBLANK(InfoPro!A29),\"\",InfoPro!A29)","v":"SC_1626_A2"},{"$f":"IF(ISBLANK(InfoPro!H29),\"\",InfoPro!H29)","v":"SC_1626"},{"$f":"IF(ISBLANK(InfoPro!B29),\"\",InfoPro!B29)","v":"Manzanare"},{"$f":"IF(ISBLANK(InfoPro!E29),\"\",InfoPro!E29)","v":9.99},{"$f":"IF(ISBLANK(InfoPro!C29),\"\",InfoPro!C29)","v":"2022-07-21T12:19:00"},{"$f":"IF(ISBLANK(InfoPro!D29),\"\",InfoPro!D29)","v":44763.513194444444},{"$f":"IF(ISBLANK(InfoPro!L29),\"\",InfoPro!L29)","v":"NO"},{"$f":"'IT-TA'!H29","v":0},{"$f":"IFERROR('BT-Confi'!Y36,\"\")","v":459473.15704881452},{"$f":"IFERROR('BT-Flex'!Y36,\"\")","v":0},{"$f":"IFERROR('EC-RE'!Z36,\"\")","v":667975.46071520657},{"$f":"IFERROR('EC-RP'!Z35,\"\")","v":1521388.3015303451},{"$f":"IFERROR('EC-Per'!W35,\"\")","v":-158629.22169826663},{"$f":"IFERROR('EC-Mar'!Y35,\"\")","v":1521388.3015303449},0,960033.99576278718,500560.83871397265,1168536.2994291792,2021949.1402443177,341931.61701570603,2021949.1402443175,500560.83871397265,6154154.7129023131]
[{"$f":"IF(ISBLANK(InfoPro!A30),\"\",InfoPro!A30)","v":"SC_1842_A2"},{"$f":"IF(ISBLANK(InfoPro!H30),\"\",InfoPro!H30)","v":"SC_1842"},{"$f":"IF(ISBLANK(InfoPro!B30),\"\",InfoPro!B30)","v":"KAIROS SOLAR PARK I - 19,9 MW"},{"$f":"IF(ISBLANK(InfoPro!E30),\"\",InfoPro!E30)","v":19.899999999999999},{"$f":"IF(ISBLANK(InfoPro!C30),\"\",InfoPro!C30)","v":"2022-08-08"},{"$f":"IF(ISBLANK(InfoPro!D30),\"\",InfoPro!D30)","v":"11:03:00"},{"$f":"IF(ISBLANK(InfoPro!L30),\"\",InfoPro!L30)","v":"NO"},{"$f":"'IT-TA'!H30","v":100},{"$f":"IFERROR('BT-Confi'!Y37,\"\")","v":574306.5263510826},{"$f":"IFERROR('BT-Flex'!Y37,\"\")","v":0},{"$f":"IFERROR('EC-RE'!Z37,\"\")","v":834918.5597589938},{"$f":"IFERROR('EC-RP'!Z36,\"\")","v":1901619.7514020144},{"$f":"IFERROR('EC-Per'!W36,\"\")","v":-244085.49568200021},{"$f":"IFERROR('EC-Mar'!Y36,\"\")","v":1901619.7514020144},5212464.5889141057,1074867.3650650552,500560.83871397265,1335479.3984729664,2402180.5901159872,256475.34303197244,2402180.5901159872,5713025.4276280785,8484561.4587463718]
[{"$f":"IF(ISBLANK(InfoPro!A31),\"\",InfoPro!A31)","v":"SC_1842_A1"},{"$f":"IF(ISBLANK(InfoPro!H31),\"\",InfoPro!H31)","v":"SC_1842"},{"$f":"IF(ISBLANK(InfoPro!B31),\"\",InfoPro!B31)","v":"KAIROS SOLAR PARK I - 19,9 MW"},{"$f":"IF(ISBLANK(InfoPro!E31),\"\",InfoPro!E31)","v":19.899999999999999},{"$f":"IF(ISBLANK(InfoPro!C31),\"\",InfoPro!C31)","v":"2022-08-08"},{"$f":"IF(ISBLANK(InfoPro!D31),\"\",InfoPro!D31)","v":"11:03:00"},{"$f":"IF(ISBLANK(InfoPro!L31),\"\",InfoPro!L31)","v":"NO"},{"$f":"'IT-TA'!H31","v":100},{"$f":"IFERROR('BT-Confi'!Y38,\"\")","v":574306.5263510826},{"$f":"IFERROR('BT-Flex'!Y38,\"\")","v":0},{"$f":"IFERROR('EC-RE'!Z38,\"\")","v":834918.5597589938},{"$f":"IFERROR('EC-RP'!Z37,\"\")","v":1901619.7514020144},{"$f":"IFERROR('EC-Per'!W37,\"\")","v":-250473.61273271593},{"$f":"IFERROR('EC-Mar'!Y37,\"\")","v":1901619.7514020144},5212464.5889141057,1074867.3650650552,500560.83871397265,1335479.3984729664,2402180.5901159872,250087.22598125672,2402180.5901159872,5713025.4276280785,8478173.3416956551]
[{"$f":"IF(ISBLANK(InfoPro!A32),\"\",InfoPro!A32)","v":"SC_2032_A2"},{"$f":"IF(ISBLANK(InfoPro!H32),\"\",InfoPro!H32)","v":"SC_2032"},{"$f":"IF(ISBLANK(InfoPro!B32),\"\",InfoPro!B32)","v":"KAIROS SOLAR PARK_19.9MW"},{"$f":"IF(ISBLANK(InfoPro!E32),\"\",InfoPro!E32)","v":19.899999999999999},{"$f":"IF(ISBLANK(InfoPro!C32),\"\",InfoPro!C32)","v":"2022-08-08"},{"$f":"IF(ISBLANK(InfoPro!D32),\"\",InfoPro!D32)","v":"11:18:00"},{"$f":"IF(ISBLANK(InfoPro!L32),\"\",InfoPro!L32)","v":"NO"},{"$f":"'IT-TA'!H32","v":100},{"$f":"IFERROR('BT-Confi'!Y39,\"\")","v":574306.5263510826},{"$f":"IFERROR('BT-Flex'!Y39,\"\")","v":0},{"$f":"IFERROR('EC-RE'!Z39,\"\")","v":834918.5597589938},{"$f":"IFERROR('EC-RP'!Z38,\"\")","v":1901619.7514020144},{"$f":"IFERROR('EC-Per'!W38,\"\")","v":-244097.38055093176},{"$f":"IFERROR('EC-Mar'!Y38,\"\")","v":1901619.7514020144},5212464.5889141057,1074867.3650650552,500560.83871397265,1335479.3984729664,2402180.5901159872,256463.45816304089,2402180.5901159872,5713025.4276280785,8484549.5738774389]
[{"$f":"IF(ISBLANK(InfoPro!A33),\"\",InfoPro!A33)","v":"SC_2032_A1"},{"$f":"IF(ISBLANK(InfoPro!H33),\"\",InfoPro!H33)","v":"SC_2032"},{"$f":"IF(ISBLANK(InfoPro!B33),\"\",InfoPro!B33)","v":"KAIROS SOLAR PARK_19.9MW"},{"$f":"IF(ISBLANK(InfoPro!E33),\"\",InfoPro!E33)","v":19.899999999999999},{"$f":"IF(ISBLANK(InfoPro!C33),\"\",InfoPro!C33)","v":"2022-08-08"},{"$f":"IF(ISBLANK(InfoPro!D33),\"\",InfoPro!D33)","v":"11:18:00"},{"$f":"IF(ISBLANK(InfoPro!L33),\"\",InfoPro!L33)","v":"NO"},{"$f":"'IT-TA'!H33","v":100},{"$f":"IFERROR('BT-Confi'!Y40,\"\")","v":574306.5263510826},{"$f":"IFERROR('BT-Flex'!Y40,\"\")","v":0},{"$f":"IFERROR('EC-RE'!Z40,\"\")","v":834918.5597589938},{"$f":"IFERROR('EC-RP'!Z39,\"\")","v":1901619.7514020144},{"$f":"IFERROR('EC-Per'!W39,\"\")","v":-250567.94887986031},{"$f":"IFERROR('EC-Mar'!Y39,\"\")","v":1901619.7514020144},5212464.5889141057,1074867.3650650552,500560.83871397265,1335479.3984729664,2402180.5901159872,249992.88983411234,2402180.5901159872,5713025.4276280785,8478079.0055485107]
[{"$f":"IF(ISBLANK(InfoPro!A34),\"\",InfoPro!A34)","v":"SC_1943_A2"},{"$f":"IF(ISBLANK(InfoPro!H34),\"\",InfoPro!H34)","v":"SC_1943"},{"$f":"IF(ISBLANK(InfoPro!B34),\"\",InfoPro!B34)","v":"KAIROS SOLAR PARK V 19.9MW"},{"$f":"IF(ISBLANK(InfoPro!E34),\"\",InfoPro!E34)","v":19.899999999999999},{"$f":"IF(ISBLANK(InfoPro!C34),\"\",InfoPro!C34)","v":"2022-08-08"},{"$f":"IF(ISBLANK(InfoPro!D34),\"\",InfoPro!D34)","v":"11:19:00"},{"$f":"IF(ISBLANK(InfoPro!L34),\"\",InfoPro!L34)","v":"NO"},{"$f":"'IT-TA'!H34","v":100},{"$f":"IFERROR('BT-Confi'!Y41,\"\")","v":574306.5263510826},{"$f":"IFERROR('BT-Flex'!Y41,\"\")","v":0},{"$f":"IFERROR('EC-RE'!Z41,\"\")","v":834918.5597589938},{"$f":"IFERROR('EC-RP'!Z40,\"\")","v":1901619.7514020144},{"$f":"IFERROR('EC-Per'!W40,\"\")","v":-250546.40755492178},{"$f":"IFERROR('EC-Mar'!Y40,\"\")","v":1901619.7514020144},5212464.5889141057,1074867.3650650552,500560.83871397265,1335479.3984729664,2402180.5901159872,250014.43115905087,2402180.5901159872,5713025.4276280785,8478100.5468734503]
[{"$f":"IF(ISBLANK(InfoPro!A35),\"\",InfoPro!A35)","v":"SC_1943_A1"},{"$f":"IF(ISBLANK(InfoPro!H35),\"\",InfoPro!H35)","v":"SC_1943"},{"$f":"IF(ISBLANK(InfoPro!B35),\"\",InfoPro!B35)","v":"KAIROS SOLAR PARK V 19.9MW"},{"$f":"IF(ISBLANK(InfoPro!E35),\"\",InfoPro!E35)","v":19.899999999999999},{"$f":"IF(ISBLANK(InfoPro!C35),\"\",InfoPro!C35)","v":"2022-08-08"},{"$f":"IF(ISBLANK(InfoPro!D35),\"\",InfoPro!D35)","v":"11:19:00"},{"$f":"IF(ISBLANK(InfoPro!L35),\"\",InfoPro!L35)","v":"NO"},{"$f":"'IT-TA'!H35","v":100},{"$f":"IFERROR('BT-Confi'!Y42,\"\")","v":574306.5263510826},{"$f":"IFERROR('BT-Flex'!Y42,\"\")","v":0},{"$f":"IFERROR('EC-RE'!Z42,\"\")","v":834918.5597589938},{"$f":"IFERROR('EC-RP'!Z41,\"\")","v":1901619.7514020144},{"$f":"IFERROR('EC-Per'!W41,\"\")","v":-244085.49568200021},{"$f":"IFERROR('EC-Mar'!Y41,\"\")","v":1901619.7514020144},5212464.5889141057,1074867.3650650552,500560.83871397265,1335479.3984729664,2402180.5901159872,256475.34303197244,2402180.5901159872,5713025.4276280785,8484561.4587463718]
[{"$f":"IF(ISBLANK(InfoPro!A36),\"\",InfoPro!A36)","v":"SC_2033_A2"},{"$f":"IF(ISBLANK(InfoPro!H36),\"\",InfoPro!H36)","v":"SC_2033"},{"$f":"IF(ISBLANK(InfoPro!B36),\"\",InfoPro!B36)","v":"KAIROS SOLAR PARK IV19.9"},{"$f":"IF(ISBLANK(InfoPro!E36),\"\",InfoPro!E36)","v":19.899999999999999},{"$f":"IF(ISBLANK(InfoPro!C36),\"\",InfoPro!C36)","v":"2022-08-08"},{"$f":"IF(ISBLANK(InfoPro!D36),\"\",InfoPro!D36)","v":"11:31:00"},{"$f":"IF(ISBLANK(InfoPro!L36),\"\",InfoPro!L36)","v":"NO"},{"$f":"'IT-TA'!H36","v":100},{"$f":"IFERROR('BT-Confi'!Y43,\"\")","v":574306.5263510826},{"$f":"IFERROR('BT-Flex'!Y43,\"\")","v":0},{"$f":"IFERROR('EC-RE'!Z43,\"\")","v":834918.5597589938},{"$f":"IFERROR('EC-RP'!Z42,\"\")","v":1901619.7514020144},{"$f":"IFERROR('EC-Per'!W42,\"\")","v":-250546.40755492178},{"$f":"IFERROR('EC-Mar'!Y42,\"\")","v":1901619.7514020144},5212464.5889141057,1074867.3650650552,500560.83871397265,1335479.3984729664,2402180.5901159872,250014.43115905087,2402180.5901159872,5713025.4276280785,8478100.5468734503]
[{"$f":"IF(ISBLANK(InfoPro!A37),\"\",InfoPro!A37)","v":"SC_2033_A1"},{"$f":"IF(ISBLANK(InfoPro!H37),\"\",InfoPro!H37)","v":"SC_2033"},{"$f":"IF(ISBLANK(InfoPro!B37),\"\",InfoPro!B37)","v":"KAIROS SOLAR PARK IV19.9"},{"$f":"IF(ISBLANK(InfoPro!E37),\"\",InfoPro!E37)","v":19.899999999999999},{"$f":"IF(ISBLANK(InfoPro!C37),\"\",InfoPro!C37)","v":"2022-08-08"},{"$f":"IF(ISBLANK(InfoPro!D37),\"\",InfoPro!D37)","v":"11:31:00"},{"$f":"IF(ISBLANK(InfoPro!L37),\"\",InfoPro!L37)","v":"NO"},{"$f":"'IT-TA'!H37","v":100},{"$f":"IFERROR('BT-Confi'!Y44,\"\")","v":574306.5263510826},{"$f":"IFERROR('BT-Flex'!Y44,\"\")","v":0},{"$f":"IFERROR('EC-RE'!Z44,\"\")","v":834918.5597589938},{"$f":"IFERROR('EC-RP'!Z43,\"\")","v":1901619.7514020144},{"$f":"IFERROR('EC-Per'!W43,\"\")","v":-244118.17907156202},{"$f":"IFERROR('EC-Mar'!Y43,\"\")","v":1901619.7514020144},5212464.5889141057,1074867.3650650552,500560.83871397265,1335479.3984729664,2402180.5901159872,256442.65964241064,2402180.5901159872,5713025.4276280785,8484528.7753568087]
[{"$f":"IF(ISBLANK(InfoPro!A38),\"\",InfoPro!A38)","v":"SC_2257_A2"},{"$f":"IF(ISBLANK(InfoPro!H38),\"\",InfoPro!H38)","v":"SC_2257"},{"$f":"IF(ISBLANK(InfoPro!B38),\"\",InfoPro!B38)","v":"Proyecto de generación Eólico Norte"},{"$f":"IF(ISBLANK(InfoPro!E38),\"\",InfoPro!E38)","v":200},{"$f":"IF(ISBLANK(InfoPro!C38),\"\",InfoPro!C38)","v":"2022-08-08"},{"$f":"IF(ISBLANK(InfoPro!D38),\"\",InfoPro!D38)","v":"17:32:00"},{"$f":"IF(ISBLANK(InfoPro!L38),\"\",InfoPro!L38)","v":"NO"},{"$f":"'IT-TA'!H38","v":0},{"$f":"IFERROR('BT-Confi'!Y45,\"\")","v":360395.89860716154},{"$f":"IFERROR('BT-Flex'!Y45,\"\")","v":0},{"$f":"IFERROR('EC-RE'!Z45,\"\")","v":1309845.9220024347},{"$f":"IFERROR('EC-RP'!Z44,\"\")","v":2983319.5674704015},{"$f":"IFERROR('EC-Per'!W44,\"\")","v":-212061.7308809711},{"$f":"IFERROR('EC-Mar'!Y44,\"\")","v":2983319.5674704015},0,860956.73732113419,500560.83871397265,1810406.7607164073,3483880.4061843744,288499.10783300153,3483880.4061843744,500560.83871397265,8836412.3054752704]
[{"$f":"IF(ISBLANK(InfoPro!A39),\"\",InfoPro!A39)","v":"SC_2257_A1"},{"$f":"IF(ISBLANK(InfoPro!H39),\"\",InfoPro!H39)","v":"SC_2257"},{"$f":"IF(ISBLANK(InfoPro!B39),\"\",InfoPro!B39)","v":"Proyecto de generación Eólico Norte"},{"$f":"IF(ISBLANK(InfoPro!E39),\"\",InfoPro!E39)","v":200},{"$f":"IF(ISBLANK(InfoPro!C39),\"\",InfoPro!C39)","v":"2022-08-08"},{"$f":"IF(ISBLANK(InfoPro!D39),\"\",InfoPro!D39)","v":"17:32:00"},{"$f":"IF(ISBLANK(InfoPro!L39),\"\",InfoPro!L39)","v":"NO"},{"$f":"'IT-TA'!H39","v":0},{"$f":"IFERROR('BT-Confi'!Y46,\"\")","v":360395.89860716154},{"$f":"IFERROR('BT-Flex'!Y46,\"\")","v":0},{"$f":"IFERROR('EC-RE'!Z46,\"\")","v":1309845.9220024347},{"$f":"IFERROR('EC-RP'!Z45,\"\")","v":2983319.5674704015},{"$f":"IFERROR('EC-Per'!W45,\"\")","v":-226273.22535352802},{"$f":"IFERROR('EC-Mar'!Y45,\"\")","v":2983319.5674704015},0,860956.73732113419,500560.83871397265,1810406.7607164073,3483880.4061843744,274287.61336044467,3483880.4061843744,500560.83871397265,8822200.8110027127]
[{"$f":"IF(ISBLANK(InfoPro!A40),\"\",InfoPro!A40)","v":"SC_2074_A2"},{"$f":"IF(ISBLANK(InfoPro!H40),\"\",InfoPro!H40)","v":"SC_2074"},{"$f":"IF(ISBLANK(InfoPro!B40),\"\",InfoPro!B40)","v":"CULEBRA I"},{"$f":"IF(ISBLANK(InfoPro!E40),\"\",InfoPro!E40)","v":5},{"$f":"IF(ISBLANK(InfoPro!C40),\"\",InfoPro!C40)","v":"2022-08-09"},{"$f":"IF(ISBLANK(InfoPro!D40),\"\",InfoPro!D40)","v":"20:29:00"},{"$f":"IF(ISBLANK(InfoPro!L40),\"\",InfoPro!L40)","v":"NO"},{"$f":"'IT-TA'!H40","v":0},{"$f":"IFERROR('BT-Confi'!Y47,\"\")","v":513690.98958057462},{"$f":"IFERROR('BT-Flex'!Y47,\"\")","v":0},{"$f":"IFERROR('EC-RE'!Z47,\"\")","v":746796.56507960102},{"$f":"IFERROR('EC-RP'!Z46,\"\")","v":1700912.1211109259},{"$f":"IFERROR('EC-Per'!W46,\"\")","v":13798.114904847402},{"$f":"IFERROR('EC-Mar'!Y46,\"\")","v":1700912.1211109259},0,1014251.8282945473,500560.83871397265,1247357.4037935736,2201472.9598248987,514358.95361882006,2201472.9598248987,500560.83871397265,6728906.7157724528]
[{"$f":"IF(ISBLANK(InfoPro!A41),\"\",InfoPro!A41)","v":"SC_2074_A1"},{"$f":"IF(ISBLANK(InfoPro!H41),\"\",InfoPro!H41)","v":"SC_2074"},{"$f":"IF(ISBLANK(InfoPro!B41),\"\",InfoPro!B41)","v":"CULEBRA I"},{"$f":"IF(ISBLANK(InfoPro!E41),\"\",InfoPro!E41)","v":5},{"$f":"IF(ISBLANK(InfoPro!C41),\"\",InfoPro!C41)","v":"2022-08-09"},{"$f":"IF(ISBLANK(InfoPro!D41),\"\",InfoPro!D41)","v":"20:29:00"},{"$f":"IF(ISBLANK(InfoPro!L41),\"\",InfoPro!L41)","v":"NO"},{"$f":"'IT-TA'!H41","v":0},{"$f":"IFERROR('BT-Confi'!Y48,\"\")","v":513690.98958057462},{"$f":"IFERROR('BT-Flex'!Y48,\"\")","v":0},{"$f":"IFERROR('EC-RE'!Z48,\"\")","v":746796.56507960102},{"$f":"IFERROR('EC-RP'!Z47,\"\")","v":1700912.1211109259},{"$f":"IFERROR('EC-Per'!W47,\"\")","v":22511.182864117662},{"$f":"IFERROR('EC-Mar'!Y47,\"\")","v":1700912.1211109259},0,1014251.8282945473,500560.83871397265,1247357.4037935736,2201472.9598248987,523072.02157809032,2201472.9598248987,500560.83871397265,6737619.7837317241]
[{"$f":"IF(ISBLANK(InfoPro!A42),\"\",InfoPro!A42)","v":"SC_2085_A2"},{"$f":"IF(ISBLANK(InfoPro!H42),\"\",InfoPro!H42)","v":"SC_2085"},{"$f":"IF(ISBLANK(InfoPro!B42),\"\",InfoPro!B42)","v":"Insula I"},{"$f":"IF(ISBLANK(InfoPro!E42),\"\",InfoPro!E42)","v":19.899999999999999},{"$f":"IF(ISBLANK(InfoPro!C42),\"\",InfoPro!C42)","v":"2022-08-09"},{"$f":"IF(ISBLANK(InfoPro!D42),\"\",InfoPro!D42)","v":"20:33:00"},{"$f":"IF(ISBLANK(InfoPro!L42),\"\",InfoPro!L42)","v":"NO"},{"$f":"'IT-TA'!H42","v":0},{"$f":"IFERROR('BT-Confi'!Y49,\"\")","v":459473.15704881458},{"$f":"IFERROR('BT-Flex'!Y49,\"\")","v":0},{"$f":"IFERROR('EC-RE'!Z49,\"\")","v":667975.46071520681},{"$f":"IFERROR('EC-RP'!Z48,\"\")","v":1521388.3015303449},{"$f":"IFERROR('EC-Per'!W48,\"\")","v":-7471.2828643794246},{"$f":"IFERROR('EC-Mar'!Y48,\"\")","v":1521388.3015303449},0,960033.99576278729,500560.83871397265,1168536.2994291794,2021949.1402443175,493089.55584959325,2021949.1402443175,500560.83871397265,6305312.6517361999]
[{"$f":"IF(ISBLANK(InfoPro!A43),\"\",InfoPro!A43)","v":"SC_2085_A1"},{"$f":"IF(ISBLANK(InfoPro!H43),\"\",InfoPro!H43)","v":"SC_2085"},{"$f":"IF(ISBLANK(InfoPro!B43),\"\",InfoPro!B43)","v":"Insula I"},{"$f":"IF(ISBLANK(InfoPro!E43),\"\",InfoPro!E43)","v":19.899999999999999},{"$f":"IF(ISBLANK(InfoPro!C43),\"\",InfoPro!C43)","v":"2022-08-09"},{"$f":"IF(ISBLANK(InfoPro!D43),\"\",InfoPro!D43)","v":"20:33:00"},{"$f":"IF(ISBLANK(InfoPro!L43),\"\",InfoPro!L43)","v":"NO"},{"$f":"'IT-TA'!H43","v":0},{"$f":"IFERROR('BT-Confi'!Y50,\"\")","v":459473.15704881458},{"$f":"IFERROR('BT-Flex'!Y50,\"\")","v":0},{"$f":"IFERROR('EC-RE'!Z50,\"\")","v":667975.46071520681},{"$f":"IFERROR('EC-RP'!Z49,\"\")","v":1521388.3015303449},{"$f":"IFERROR('EC-Per'!W49,\"\")","v":-4533.164626907911},{"$f":"IFERROR('EC-Mar'!Y49,\"\")","v":1521388.3015303449},0,960033.99576278729,500560.83871397265,1168536.2994291794,2021949.1402443175,496027.67408706475,2021949.1402443175,500560.83871397265,6308250.769973672]
[{"$f":"IF(ISBLANK(InfoPro!A44),\"\",InfoPro!A44)","v":"SC_1983_A2"},{"$f":"IF(ISBLANK(InfoPro!H44),\"\",InfoPro!H44)","v":"SC_1983"},{"$f":"IF(ISBLANK(InfoPro!B44),\"\",InfoPro!B44)","v":"EL TOCHE II"},{"$f":"IF(ISBLANK(InfoPro!E44),\"\",InfoPro!E44)","v":99.9},{"$f":"IF(ISBLANK(InfoPro!C44),\"\",InfoPro!C44)","v":"2022-08-12"},{"$f":"IF(ISBLANK(InfoPro!D44),\"\",InfoPro!D44)","v":"16:15:00"},{"$f":"IF(ISBLANK(InfoPro!L44),\"\",InfoPro!L44)","v":"NO"},{"$f":"'IT-TA'!H44","v":0},{"$f":"IFERROR('BT-Confi'!Y51,\"\")","v":410977.77911343001},{"$f":"IFERROR('BT-Flex'!Y51,\"\")","v":0},{"$f":"IFERROR('EC-RE'!Z51,\"\")","v":597473.57845725131},{"$f":"IFERROR('EC-RP'!Z50,\"\")","v":1360812.434284745},{"$f":"IFERROR('EC-Per'!W50,\"\")","v":-44588.394292273042},{"$f":"IFERROR('EC-Mar'!Y50,\"\")","v":1360812.434284745},0,911538.61782740266,500560.83871397265,1098034.417171224,1861373.2729987176,455972.44442169962,1861373.2729987176,500560.83871397265,5908334.479246567]
[{"$f":"IF(ISBLANK(InfoPro!A45),\"\",InfoPro!A45)","v":"SC_1983_A1"},{"$f":"IF(ISBLANK(InfoPro!H45),\"\",InfoPro!H45)","v":"SC_1983"},{"$f":"IF(ISBLANK(InfoPro!B45),\"\",InfoPro!B45)","v":"EL TOCHE II"},{"$f":"IF(ISBLANK(InfoPro!E45),\"\",InfoPro!E45)","v":99.9},{"$f":"IF(ISBLANK(InfoPro!C45),\"\",InfoPro!C45)","v":"2022-08-12"},{"$f":"IF(ISBLANK(InfoPro!D45),\"\",InfoPro!D45)","v":"16:15:00"},{"$f":"IF(ISBLANK(InfoPro!L45),\"\",InfoPro!L45)","v":"NO"},{"$f":"'IT-TA'!H45","v":0},{"$f":"IFERROR('BT-Confi'!Y52,\"\")","v":410977.77911343001},{"$f":"IFERROR('BT-Flex'!Y52,\"\")","v":0},{"$f":"IFERROR('EC-RE'!Z52,\"\")","v":597473.57845725131},{"$f":"IFERROR('EC-RP'!Z51,\"\")","v":1360812.434284745},{"$f":"IFERROR('EC-Per'!W51,\"\")","v":-44588.394292273042},{"$f":"IFERROR('EC-Mar'!Y51,\"\")","v":1360812.434284745},0,911538.61782740266,500560.83871397265,1098034.417171224,1861373.2729987176,455972.44442169962,1861373.2729987176,500560.83871397265,5908334.479246567]
[{"$f":"IF(ISBLANK(InfoPro!A46),\"\",InfoPro!A46)","v":"SC_2079_A2"},{"$f":"IF(ISBLANK(InfoPro!H46),\"\",InfoPro!H46)","v":"SC_2079"},{"$f":"IF(ISBLANK(InfoPro!B46),\"\",InfoPro!B46)","v":"PGF Tibú II"},{"$f":"IF(ISBLANK(InfoPro!E46),\"\",InfoPro!E46)","v":99.9},{"$f":"IF(ISBLANK(InfoPro!C46),\"\",InfoPro!C46)","v":"2022-08-12"},{"$f":"IF(ISBLANK(InfoPro!D46),\"\",InfoPro!D46)","v":"16:51:00"},{"$f":"IF(ISBLANK(InfoPro!L46),\"\",InfoPro!L46)","v":"NO"},{"$f":"'IT-TA'!H46","v":0},{"$f":"IFERROR('BT-Confi'!Y53,\"\")","v":410977.77911343001},{"$f":"IFERROR('BT-Flex'!Y53,\"\")","v":0},{"$f":"IFERROR('EC-RE'!Z53,\"\")","v":597473.57845725131},{"$f":"IFERROR('EC-RP'!Z52,\"\")","v":1360812.434284745},{"$f":"IFERROR('EC-Per'!W52,\"\")","v":-10281.484411730495},{"$f":"IFERROR('EC-Mar'!Y52,\"\")","v":1360812.434284745},0,911538.61782740266,500560.83871397265,1098034.417171224,1861373.2729987176,490279.35430224217,1861373.2729987176,500560.83871397265,5942641.3891271092]
[{"$f":"IF(ISBLANK(InfoPro!A47),\"\",InfoPro!A47)","v":"SC_2079_A1"},{"$f":"IF(ISBLANK(InfoPro!H47),\"\",InfoPro!H47)","v":"SC_2079"},{"$f":"IF(ISBLANK(InfoPro!B47),\"\",InfoPro!B47)","v":"PGF Tibú II"},{"$f":"IF(ISBLANK(InfoPro!E47),\"\",InfoPro!E47)","v":99.9},{"$f":"IF(ISBLANK(InfoPro!C47),\"\",InfoPro!C47)","v":"2022-08-12"},{"$f":"IF(ISBLANK(InfoPro!D47),\"\",InfoPro!D47)","v":"16:51:00"},{"$f":"IF(ISBLANK(InfoPro!L47),\"\",InfoPro!L47)","v":"NO"},{"$f":"'IT-TA'!H47","v":0},{"$f":"IFERROR('BT-Confi'!Y54,\"\")","v":410977.77911343001},{"$f":"IFERROR('BT-Flex'!Y54,\"\")","v":0},{"$f":"IFERROR('EC-RE'!Z54,\"\")","v":597473.57845725131},{"$f":"IFERROR('EC-RP'!Z53,\"\")","v":1360812.434284745},{"$f":"IFERROR('EC-Per'!W53,\"\")","v":-7348.4553879927535},{"$f":"IFERROR('EC-Mar'!Y53,\"\")","v":1360812.434284745},0,911538.61782740266,500560.83871397265,1098034.417171224,1861373.2729987176,493212.38332597993,1861373.2729987176,500560.83871397265,5945574.4181508468]
[{"$f":"IF(ISBLANK(InfoPro!A48),\"\",InfoPro!A48)","v":"SC_2013_A2"},{"$f":"IF(ISBLANK(InfoPro!H48),\"\",InfoPro!H48)","v":"SC_2013"},{"$f":"IF(ISBLANK(InfoPro!B48),\"\",InfoPro!B48)","v":"PGF TIBÚ I"},{"$f":"IF(ISBLANK(InfoPro!E48),\"\",InfoPro!E48)","v":99.9},{"$f":"IF(ISBLANK(InfoPro!C48),\"\",InfoPro!C48)","v":"2022-08-14"},{"$f":"IF(ISBLANK(InfoPro!D48),\"\",InfoPro!D48)","v":"10:23:00"},{"$f":"IF(ISBLANK(InfoPro!L48),\"\",InfoPro!L48)","v":"NO"},{"$f":"'IT-TA'!H48","v":0},{"$f":"IFERROR('BT-Confi'!Y55,\"\")","v":410977.77911343001},{"$f":"IFERROR('BT-Flex'!Y55,\"\")","v":0},{"$f":"IFERROR('EC-RE'!Z55,\"\")","v":597473.57845725131},{"$f":"IFERROR('EC-RP'!Z54,\"\")","v":1360812.434284745},{"$f":"IFERROR('EC-Per'!W54,\"\")","v":-10281.484411730495},{"$f":"IFERROR('EC-Mar'!Y54,\"\")","v":1360812.434284745},0,911538.61782740266,500560.83871397265,1098034.417171224,1861373.2729987176,490279.35430224217,1861373.2729987176,500560.83871397265,5942641.3891271092]
[{"$f":"IF(ISBLANK(InfoPro!A49),\"\",InfoPro!A49)","v":"SC_2013_A1"},{"$f":"IF(ISBLANK(InfoPro!H49),\"\",InfoPro!H49)","v":"SC_2013"},{"$f":"IF(ISBLANK(InfoPro!B49),\"\",InfoPro!B49)","v":"PGF TIBÚ I"},{"$f":"IF(ISBLANK(InfoPro!E49),\"\",InfoPro!E49)","v":99.9},{"$f":"IF(ISBLANK(InfoPro!C49),\"\",InfoPro!C49)","v":"2022-08-14"},{"$f":"IF(ISBLANK(InfoPro!D49),\"\",InfoPro!D49)","v":"10:23:00"},{"$f":"IF(ISBLANK(InfoPro!L49),\"\",InfoPro!L49)","v":"NO"},{"$f":"'IT-TA'!H49","v":0},{"$f":"IFERROR('BT-Confi'!Y56,\"\")","v":410977.77911343001},{"$f":"IFERROR('BT-Flex'!Y56,\"\")","v":0},{"$f":"IFERROR('EC-RE'!Z56,\"\")","v":597473.57845725131},{"$f":"IFERROR('EC-RP'!Z55,\"\")","v":1360812.434284745},{"$f":"IFERROR('EC-Per'!W55,\"\")","v":-7348.4553879927535},{"$f":"IFERROR('EC-Mar'!Y55,\"\")","v":1360812.434284745},0,911538.61782740266,500560.83871397265,1098034.417171224,1861373.2729987176,493212.38332597993,1861373.2729987176,500560.83871397265,5945574.4181508468]
[{"$f":"IF(ISBLANK(InfoPro!A50),\"\",InfoPro!A50)","v":"SC_1994_A2"},{"$f":"IF(ISBLANK(InfoPro!H50),\"\",InfoPro!H50)","v":"SC_1944"},{"$f":"IF(ISBLANK(InfoPro!B50),\"\",InfoPro!B50)","v":"Parque Solar Ábrego de 9,9 MW"},{"$f":"IF(ISBLANK(InfoPro!E50),\"\",InfoPro!E50)","v":9.9},{"$f":"IF(ISBLANK(InfoPro!C50),\"\",InfoPro!C50)","v":"2022-08-17"},{"$f":"IF(ISBLANK(InfoPro!D50),\"\",InfoPro!D50)","v":"13:53:00"},{"$f":"IF(ISBLANK(InfoPro!L50),\"\",InfoPro!L50)","v":"NO"},{"$f":"'IT-TA'!H50","v":0},{"$f":"IFERROR('BT-Confi'!Y57,\"\")","v":367600.87577229878},{"$f":"IFERROR('BT-Flex'!Y57,\"\")","v":0},{"$f":"IFERROR('EC-RE'!Z57,\"\")","v":534412.86087410653},{"$f":"IFERROR('EC-RP'!Z56,\"\")","v":1217184.6460507563},{"$f":"IFERROR('EC-Per'!W56,\"\")","v":-74545.199998829834},{"$f":"IFERROR('EC-Mar'!Y56,\"\")","v":1217184.6460507563},0,868161.71448627138,500560.83871397265,1034973.6995880792,1717745.4847647289,426015.63871514285,1717745.4847647289,500560.83871397265,5556498.3702647509]
[{"$f":"IF(ISBLANK(InfoPro!A51),\"\",InfoPro!A51)","v":"SC_1994_A1"},{"$f":"IF(ISBLANK(InfoPro!H51),\"\",InfoPro!H51)","v":"SC_1944"},{"$f":"IF(ISBLANK(InfoPro!B51),\"\",InfoPro!B51)","v":"Parque Solar Ábrego de 9,9 MW"},{"$f":"IF(ISBLANK(InfoPro!E51),\"\",InfoPro!E51)","v":9.9},{"$f":"IF(ISBLANK(InfoPro!C51),\"\",InfoPro!C51)","v":"2022-08-17"},{"$f":"IF(ISBLANK(InfoPro!D51),\"\",InfoPro!D51)","v":"13:53:00"},{"$f":"IF(ISBLANK(InfoPro!L51),\"\",InfoPro!L51)","v":"NO"},{"$f":"'IT-TA'!H51","v":0},{"$f":"IFERROR('BT-Confi'!Y58,\"\")","v":367600.87577229878},{"$f":"IFERROR('BT-Flex'!Y58,\"\")","v":0},{"$f":"IFERROR('EC-RE'!Z58,\"\")","v":534412.86087410653},{"$f":"IFERROR('EC-RP'!Z57,\"\")","v":1217184.6460507563},{"$f":"IFERROR('EC-Per'!W57,\"\")","v":-75500.907691122498},{"$f":"IFERROR('EC-Mar'!Y57,\"\")","v":1217184.6460507563},0,868161.71448627138,500560.83871397265,1034973.6995880792,1717745.4847647289,425059.93102285016,1717745.4847647289,500560.83871397265,5555542.6625724584]
[{"$f":"IF(ISBLANK(InfoPro!A52),\"\",InfoPro!A52)","v":"SC_2157_A2"},{"$f":"IF(ISBLANK(InfoPro!H52),\"\",InfoPro!H52)","v":"SC_2157"},{"$f":"IF(ISBLANK(InfoPro!B52),\"\",InfoPro!B52)","v":"PGF El Toche I 99,9 MW"},{"$f":"IF(ISBLANK(InfoPro!E52),\"\",InfoPro!E52)","v":99.9},{"$f":"IF(ISBLANK(InfoPro!C52),\"\",InfoPro!C52)","v":"2022-08-17"},{"$f":"IF(ISBLANK(InfoPro!D52),\"\",InfoPro!D52)","v":"15:58:00"},{"$f":"IF(ISBLANK(InfoPro!L52),\"\",InfoPro!L52)","v":"NO"},{"$f":"'IT-TA'!H52","v":0},{"$f":"IFERROR('BT-Confi'!Y59,\"\")","v":410977.77911343001},{"$f":"IFERROR('BT-Flex'!Y59,\"\")","v":0},{"$f":"IFERROR('EC-RE'!Z59,\"\")","v":597473.57845725131},{"$f":"IFERROR('EC-RP'!Z58,\"\")","v":1360812.434284745},{"$f":"IFERROR('EC-Per'!W58,\"\")","v":-44577.805739840762},{"$f":"IFERROR('EC-Mar'!Y58,\"\")","v":1360812.434284745},0,911538.61782740266,500560.83871397265,1098034.417171224,1861373.2729987176,455983.03297413187,1861373.2729987176,500560.83871397265,5908345.0677989991]
[{"$f":"IF(ISBLANK(InfoPro!A53),\"\",InfoPro!A53)","v":"SC_2157_A1"},{"$f":"IF(ISBLANK(InfoPro!H53),\"\",InfoPro!H53)","v":"SC_2157"},{"$f":"IF(ISBLANK(InfoPro!B53),\"\",InfoPro!B53)","v":"PGF El Toche I 99,9 MW"},{"$f":"IF(ISBLANK(InfoPro!E53),\"\",InfoPro!E53)","v":99.9},{"$f":"IF(ISBLANK(InfoPro!C53),\"\",InfoPro!C53)","v":"2022-08-17"},{"$f":"IF(ISBLANK(InfoPro!D53),\"\",InfoPro!D53)","v":"15:58:00"},{"$f":"IF(ISBLANK(InfoPro!L53),\"\",InfoPro!L53)","v":"NO"},{"$f":"'IT-TA'!H53","v":0},{"$f":"IFERROR('BT-Confi'!Y60,\"\")","v":410977.77911343001},{"$f":"IFERROR('BT-Flex'!Y60,\"\")","v":0},{"$f":"IFERROR('EC-RE'!Z60,\"\")","v":597473.57845725131},{"$f":"IFERROR('EC-RP'!Z59,\"\")","v":1360812.434284745},{"$f":"IFERROR('EC-Per'!W59,\"\")","v":-20012.36409698315},{"$f":"IFERROR('EC-Mar'!Y59,\"\")","v":1360812.434284745},0,911538.61782740266,500560.83871397265,1098034.417171224,1861373.2729987176,480548.47461698949,1861373.2729987176,500560.83871397265,5932910.5094418572]
[{"$f":"IF(ISBLANK(InfoPro!A54),\"\",InfoPro!A54)","v":"SC_2291_A2"},{"$f":"IF(ISBLANK(InfoPro!H54),\"\",InfoPro!H54)","v":"SC_2291"},{"$f":"IF(ISBLANK(InfoPro!B54),\"\",InfoPro!B54)","v":"Termotasajero Solar Tres"},{"$f":"IF(ISBLANK(InfoPro!E54),\"\",InfoPro!E54)","v":3},{"$f":"IF(ISBLANK(InfoPro!C54),\"\",InfoPro!C54)","v":"2022-08-22"},{"$f":"IF(ISBLANK(InfoPro!D54),\"\",InfoPro!D54)","v":"10:32:00"},{"$f":"IF(ISBLANK(InfoPro!L54),\"\",InfoPro!L54)","v":"NO"},{"$f":"'IT-TA'!H54","v":0},{"$f":"IFERROR('BT-Confi'!Y61,\"\")","v":513690.98958057445},{"$f":"IFERROR('BT-Flex'!Y61,\"\")","v":0},{"$f":"IFERROR('EC-RE'!Z61,\"\")","v":746796.56507960067},{"$f":"IFERROR('EC-RP'!Z60,\"\")","v":1700912.1211109255},{"$f":"IFERROR('EC-Per'!W60,\"\")","v":24680.415059136802},{"$f":"IFERROR('EC-Mar'!Y60,\"\")","v":1700912.1211109255},0,1014251.828294547,500560.83871397265,1247357.4037935734,2201472.9598248983,525241.25377310941,2201472.9598248983,500560.83871397265,6739789.0159267411]
[{"$f":"IF(ISBLANK(InfoPro!A55),\"\",InfoPro!A55)","v":"SC_2291_A1"},{"$f":"IF(ISBLANK(InfoPro!H55),\"\",InfoPro!H55)","v":"SC_2291"},{"$f":"IF(ISBLANK(InfoPro!B55),\"\",InfoPro!B55)","v":"Termotasajero Solar Tres"},{"$f":"IF(ISBLANK(InfoPro!E55),\"\",InfoPro!E55)","v":3},{"$f":"IF(ISBLANK(InfoPro!C55),\"\",InfoPro!C55)","v":"2022-08-22"},{"$f":"IF(ISBLANK(InfoPro!D55),\"\",InfoPro!D55)","v":"10:32:00"},{"$f":"IF(ISBLANK(InfoPro!L55),\"\",InfoPro!L55)","v":"NO"},{"$f":"'IT-TA'!H55","v":0},{"$f":"IFERROR('BT-Confi'!Y62,\"\")","v":513690.98958057445},{"$f":"IFERROR('BT-Flex'!Y62,\"\")","v":0},{"$f":"IFERROR('EC-RE'!Z62,\"\")","v":746796.56507960067},{"$f":"IFERROR('EC-RP'!Z61,\"\")","v":1700912.1211109255},{"$f":"IFERROR('EC-Per'!W61,\"\")","v":4847.9386723304406},{"$f":"IFERROR('EC-Mar'!Y61,\"\")","v":1700912.1211109255},0,1014251.828294547,500560.83871397265,1247357.4037935734,2201472.9598248983,505408.77738630312,2201472.9598248983,500560.83871397265,6719956.5395399351]
[{"$f":"IF(ISBLANK(InfoPro!A56),\"\",InfoPro!A56)","v":"SC_2279_A2"},{"$f":"IF(ISBLANK(InfoPro!H56),\"\",InfoPro!H56)","v":"SC_2279"},{"$f":"IF(ISBLANK(InfoPro!B56),\"\",InfoPro!B56)","v":"PROYECTO SOLAR FOTOVOLTAICO COCOTAS DE 9,9 MW"},{"$f":"IF(ISBLANK(InfoPro!E56),\"\",InfoPro!E56)","v":9.9},{"$f":"IF(ISBLANK(InfoPro!C56),\"\",InfoPro!C56)","v":"2022-08-29T16:18:00"},{"$f":"IF(ISBLANK(InfoPro!D56),\"\",InfoPro!D56)","v":44802.679166666669},{"$f":"IF(ISBLANK(InfoPro!L56),\"\",InfoPro!L56)","v":"NO"},{"$f":"'IT-TA'!H56","v":0},{"$f":"IFERROR('BT-Confi'!Y63,\"\")","v":410977.77911342995},{"$f":"IFERROR('BT-Flex'!Y63,\"\")","v":0},{"$f":"IFERROR('EC-RE'!Z63,\"\")","v":597473.57845725107},{"$f":"IFERROR('EC-RP'!Z62,\"\")","v":1360812.4342847455},{"$f":"IFERROR('EC-Per'!W62,\"\")","v":-113259.00719822211},{"$f":"IFERROR('EC-Mar'!Y62,\"\")","v":1360812.4342847455},0,911538.61782740266,500560.83871397265,1098034.4171712238,1861373.2729987181,387301.83151575056,1861373.2729987181,500560.83871397265,5839663.8663406186]
[{"$f":"IF(ISBLANK(InfoPro!A57),\"\",InfoPro!A57)","v":"SC_2279_A1"},{"$f":"IF(ISBLANK(InfoPro!H57),\"\",InfoPro!H57)","v":"SC_2279"},{"$f":"IF(ISBLANK(InfoPro!B57),\"\",InfoPro!B57)","v":"PROYECTO SOLAR FOTOVOLTAICO COCOTAS DE 9,9 MW"},{"$f":"IF(ISBLANK(InfoPro!E57),\"\",InfoPro!E57)","v":9.9},{"$f":"IF(ISBLANK(InfoPro!C57),\"\",InfoPro!C57)","v":"2022-08-29T16:18:00"},{"$f":"IF(ISBLANK(InfoPro!D57),\"\",InfoPro!D57)","v":44802.679166666669},{"$f":"IF(ISBLANK(InfoPro!L57),\"\",InfoPro!L57)","v":"NO"},{"$f":"'IT-TA'!H57","v":0},{"$f":"IFERROR('BT-Confi'!Y64,\"\")","v":410977.77911342995},{"$f":"IFERROR('BT-Flex'!Y64,\"\")","v":0},{"$f":"IFERROR('EC-RE'!Z64,\"\")","v":597473.57845725107},{"$f":"IFERROR('EC-RP'!Z63,\"\")","v":1360812.4342847455},{"$f":"IFERROR('EC-Per'!W63,\"\")","v":-114327.48839820534},{"$f":"IFERROR('EC-Mar'!Y63,\"\")","v":1360812.4342847455},0,911538.61782740266,500560.83871397265,1098034.4171712238,1861373.2729987181,386233.35031576734,1861373.2729987181,500560.83871397265,5838595.385140636]
[{"$f":"IF(ISBLANK(InfoPro!A58),\"\",InfoPro!A58)","v":"SC_2319_A2"},{"$f":"IF(ISBLANK(InfoPro!H58),\"\",InfoPro!H58)","v":"SC_2319"},{"$f":"IF(ISBLANK(InfoPro!B58),\"\",InfoPro!B58)","v":"SOLAR FOTOVOLTAICO MORRISON DE 278,6 MW"},{"$f":"IF(ISBLANK(InfoPro!E58),\"\",InfoPro!E58)","v":278.60000000000002},{"$f":"IF(ISBLANK(InfoPro!C58),\"\",InfoPro!C58)","v":"2022-09-01"},{"$f":"IF(ISBLANK(InfoPro!D58),\"\",InfoPro!D58)","v":"09:47:00"},{"$f":"IF(ISBLANK(InfoPro!L58),\"\",InfoPro!L58)","v":"NO"},{"$f":"'IT-TA'!H58","v":0},{"$f":"IFERROR('BT-Confi'!Y65,\"\")","v":410977.77911342983},{"$f":"IFERROR('BT-Flex'!Y65,\"\")","v":0},{"$f":"IFERROR('EC-RE'!Z65,\"\")","v":597473.57845725119},{"$f":"IFERROR('EC-RP'!Z64,\"\")","v":1360812.4342847452},{"$f":"IFERROR('EC-Per'!W64,\"\")","v":-194169.80359465478},{"$f":"IFERROR('EC-Mar'!Y64,\"\")","v":1360812.4342847452},0,911538.61782740243,500560.83871397265,1098034.4171712238,1861373.2729987178,306391.03511931788,1861373.2729987178,500560.83871397265,5758753.0699441852]
[{"$f":"IF(ISBLANK(InfoPro!A59),\"\",InfoPro!A59)","v":"SC_2319_A1"},{"$f":"IF(ISBLANK(InfoPro!H59),\"\",InfoPro!H59)","v":"SC_2319"},{"$f":"IF(ISBLANK(InfoPro!B59),\"\",InfoPro!B59)","v":"SOLAR FOTOVOLTAICO MORRISON DE 278,6 MW"},{"$f":"IF(ISBLANK(InfoPro!E59),\"\",InfoPro!E59)","v":278.60000000000002},{"$f":"IF(ISBLANK(InfoPro!C59),\"\",InfoPro!C59)","v":"2022-09-01"},{"$f":"IF(ISBLANK(InfoPro!D59),\"\",InfoPro!D59)","v":"09:47:00"},{"$f":"IF(ISBLANK(InfoPro!L59),\"\",InfoPro!L59)","v":"NO"},{"$f":"'IT-TA'!H59","v":0},{"$f":"IFERROR('BT-Confi'!Y66,\"\")","v":410977.77911342983},{"$f":"IFERROR('BT-Flex'!Y66,\"\")","v":0},{"$f":"IFERROR('EC-RE'!Z66,\"\")","v":597473.57845725119},{"$f":"IFERROR('EC-RP'!Z65,\"\")","v":1360812.4342847452},{"$f":"IFERROR('EC-Per'!W65,\"\")","v":-179240.67438593009},{"$f":"IFERROR('EC-Mar'!Y65,\"\")","v":1360812.4342847452},0,911538.61782740243,500560.83871397265,1098034.4171712238,1861373.2729987178,321320.16432804253,1861373.2729987178,500560.83871397265,5773682.1991529092]
[{"$f":"IF(ISBLANK(InfoPro!A60),\"\",InfoPro!A60)","v":"SC_1891_A1"},{"$f":"IF(ISBLANK(InfoPro!H60),\"\",InfoPro!H60)","v":"SC_1891"},{"$f":"IF(ISBLANK(InfoPro!B60),\"\",InfoPro!B60)","v":"KAIROS SOLAR PARK II - 19,9 MW"},{"$f":"IF(ISBLANK(InfoPro!E60),\"\",InfoPro!E60)","v":19.899999999999999},{"$f":"IF(ISBLANK(InfoPro!C60),\"\",InfoPro!C60)","v":"2022-08-08"},{"$f":"IF(ISBLANK(InfoPro!D60),\"\",InfoPro!D60)","v":"11:16:00"},{"$f":"IF(ISBLANK(InfoPro!L60),\"\",InfoPro!L60)","v":"NO"},{"$f":"'IT-TA'!H60","v":100},{"$f":"IFERROR('BT-Confi'!Y67,\"\")","v":574306.5263510826},{"$f":"IFERROR('BT-Flex'!Y67,\"\")","v":0},{"$f":"IFERROR('EC-RE'!Z67,\"\")","v":834918.5597589938},{"$f":"IFERROR('EC-RP'!Z66,\"\")","v":1901619.7514020144},{"$f":"IFERROR('EC-Per'!W66,\"\")","v":-250473.61273271593},{"$f":"IFERROR('EC-Mar'!Y66,\"\")","v":1901619.7514020144},{"$f":"IF(C63=\"\",\"\",(SUMIF(I63:N63,\">0\"))*(H63/100))","v":5212464.5889141057},1074867.3650650552,500560.83871397265,1335479.3984729664,2402180.5901159872,250087.22598125672,2402180.5901159872,5713025.4276280785,8478173.3416956551]
[{"$f":"IF(ISBLANK(InfoPro!A61),\"\",InfoPro!A61)","v":"SC_1891_A2"},{"$f":"IF(ISBLANK(InfoPro!H61),\"\",InfoPro!H61)","v":"SC_1891"},{"$f":"IF(ISBLANK(InfoPro!B61),\"\",InfoPro!B61)","v":"KAIROS SOLAR PARK II - 19,9 MW"},{"$f":"IF(ISBLANK(InfoPro!E61),\"\",InfoPro!E61)","v":19.899999999999999},{"$f":"IF(ISBLANK(InfoPro!C61),\"\",InfoPro!C61)","v":"2022-08-08"},{"$f":"IF(ISBLANK(InfoPro!D61),\"\",InfoPro!D61)","v":"11:16:00"},{"$f":"IF(ISBLANK(InfoPro!L61),\"\",InfoPro!L61)","v":"NO"},{"$f":"'IT-TA'!H61","v":100},{"$f":"IFERROR('BT-Confi'!Y68,\"\")","v":574306.5263510826},{"$f":"IFERROR('BT-Flex'!Y68,\"\")","v":0},{"$f":"IFERROR('EC-RE'!Z68,\"\")","v":834918.5597589938},{"$f":"IFERROR('EC-RP'!Z67,\"\")","v":1901619.7514020144},{"$f":"IFERROR('EC-Per'!W67,\"\")","v":-244085.49568200021},{"$f":"IFERROR('EC-Mar'!Y67,\"\")","v":1901619.7514020144},5212464.5889141057,1074867.3650650552,500560.83871397265,1335479.3984729664,2402180.5901159872,256475.34303197244,2402180.5901159872,5713025.4276280785,8484561.4587463718]
[{"$f":"IF(ISBLANK(InfoPro!A60),\"\",InfoPro!A60)","v":"SC_1891_A1"},{"$f":"IF(ISBLANK(InfoPro!H60),\"\",InfoPro!H60)","v":"SC_1891"},{"$f":"IF(ISBLANK(InfoPro!B60),\"\",InfoPro!B60)","v":"KAIROS SOLAR PARK II - 19,9 MW"},{"$f":"IF(ISBLANK(InfoPro!E60),\"\",InfoPro!E60)","v":19.899999999999999},{"$f":"IF(ISBLANK(InfoPro!C60),\"\",InfoPro!C60)","v":"2022-08-08"},{"$f":"IF(ISBLANK(InfoPro!D60),\"\",InfoPro!D60)","v":"11:16:00"},{"$f":"IF(ISBLANK(InfoPro!L60),\"\",InfoPro!L60)","v":"NO"},{"$f":"'IT-TA'!H62","v":100},{"$f":"IFERROR('BT-Confi'!Y69,\"\")","v":574306.5263510826},{"$f":"IFERROR('BT-Flex'!Y69,\"\")","v":0},{"$f":"IFERROR('EC-RE'!Z69,\"\")","v":834918.5597589938},{"$f":"IFERROR('EC-RP'!Z68,\"\")","v":1901619.7514020144},{"$f":"IFERROR('EC-Per'!W68,\"\")","v":-250473.61273271593},{"$f":"IFERROR('EC-Mar'!Y68,\"\")","v":1901619.7514020144},5212464.5889141057,1074867.3650650552,500560.83871397265,1335479.3984729664,2402180.5901159872,250087.22598125672,2402180.5901159872,5713025.4276280785,8478173.3416956551]
[{"$f":"IF(ISBLANK(InfoPro!A61),\"\",InfoPro!A61)","v":"SC_1891_A2"},{"$f":"IF(ISBLANK(InfoPro!H61),\"\",InfoPro!H61)","v":"SC_1891"},{"$f":"IF(ISBLANK(InfoPro!B61),\"\",InfoPro!B61)","v":"KAIROS SOLAR PARK II - 19,9 MW"},{"$f":"IF(ISBLANK(InfoPro!E61),\"\",InfoPro!E61)","v":19.899999999999999},{"$f":"IF(ISBLANK(InfoPro!C61),\"\",InfoPro!C61)","v":"2022-08-08"},{"$f":"IF(ISBLANK(InfoPro!D61),\"\",InfoPro!D61)","v":"11:16:00"},{"$f":"IF(ISBLANK(InfoPro!L61),\"\",InfoPro!L61)","v":"NO"},{"$f":"'IT-TA'!H63","v":100},{"$f":"IFERROR('BT-Confi'!Y70,\"\")","v":574306.5263510826},{"$f":"IFERROR('BT-Flex'!Y70,\"\")","v":0},{"$f":"IFERROR('EC-RE'!Z70,\"\")","v":834918.5597589938},{"$f":"IFERROR('EC-RP'!Z69,\"\")","v":1901619.7514020144},{"$f":"IFERROR('EC-Per'!W69,\"\")","v":-244085.49568200021},{"$f":"IFERROR('EC-Mar'!Y69,\"\")","v":1901619.7514020144},5212464.5889141057,1074867.3650650552,500560.83871397265,1335479.3984729664,2402180.5901159872,256475.34303197244,2402180.5901159872,5713025.4276280785,8484561.4587463718]
[{"$f":"IF(ISBLANK(InfoPro!A62),\"\",InfoPro!A62)","v":"SC_2239_A1"},{"$f":"IF(ISBLANK(InfoPro!H62),\"\",InfoPro!H62)","v":"SC_2239"},{"$f":"IF(ISBLANK(InfoPro!B62),\"\",InfoPro!B62)","v":"PCH PANACEA III - 9,9 MW"},{"$f":"IF(ISBLANK(InfoPro!E62),\"\",InfoPro!E62)","v":9.9},{"$f":"IF(ISBLANK(InfoPro!C62),\"\",InfoPro!C62)","v":"2022-08-17"},{"$f":"IF(ISBLANK(InfoPro!D62),\"\",InfoPro!D62)","v":"11:27:00"},{"$f":"IF(ISBLANK(InfoPro!L62),\"\",InfoPro!L62)","v":"NO"},{"$f":"'IT-TA'!H64","v":100},{"$f":"IFERROR('BT-Confi'!Y71,\"\")","v":954290.40310138429},{"$f":"IFERROR('BT-Flex'!Y71,\"\")","v":1198512.9014792063},{"$f":"IFERROR('EC-RE'!Z71,\"\")","v":1387333.6491777373},{"$f":"IFERROR('EC-RP'!Z70,\"\")","v":983844.02732424519},{"$f":"IFERROR('EC-Per'!W70,\"\")","v":-2747.4925576368701},{"$f":"IFERROR('EC-Mar'!Y70,\"\")","v":983844.02732424519},5507825.0084068188,1454851.241815357,1699073.7401931789,1887894.4878917099,1484404.8660382179,497813.34615633579,1484404.8660382179,6008385.8471207917,9568755.8692501467]
[{"$f":"IF(ISBLANK(InfoPro!A63),\"\",InfoPro!A63)","v":""},{"$f":"IF(ISBLANK(InfoPro!H63),\"\",InfoPro!H63)","v":""},{"$f":"IF(ISBLANK(InfoPro!B63),\"\",InfoPro!B63)","v":""},{"$f":"IF(ISBLANK(InfoPro!E63),\"\",InfoPro!E63)","v":""},{"$f":"IF(ISBLANK(InfoPro!C63),\"\",InfoPro!C63)","v":""},{"$f":"IF(ISBLANK(InfoPro!D63),\"\",InfoPro!D63)","v":""},{"$f":"IF(ISBLANK(InfoPro!L63),\"\",InfoPro!L63)","v":""},{"$f":"'IT-TA'!H65","v":""},{"$f":"IFERROR('BT-Confi'!Y72,\"\")","v":""},{"$f":"IFERROR('BT-Flex'!Y72,\"\")","v":""},{"$f":"IFERROR('EC-RE'!Z72,\"\")","v":""},{"$f":"IFERROR('EC-RP'!Z71,\"\")","v":""},{"$f":"IFERROR('EC-Per'!W71,\"\")","v":""},{"$f":"IFERROR('EC-Mar'!Y71,\"\")","v":""},"","","","","","","","",""]
[{"$f":"IF(ISBLANK(InfoPro!A64),\"\",InfoPro!A64)","v":""},{"$f":"IF(ISBLANK(InfoPro!H64),\"\",InfoPro!H64)","v":""},{"$f":"IF(ISBLANK(InfoPro!B64),\"\",InfoPro!B64)","v":""},{"$f":"IF(ISBLANK(InfoPro!E64),\"\",InfoPro!E64)","v":""},{"$f":"IF(ISBLANK(InfoPro!C64),\"\",InfoPro!C64)","v":""},{"$f":"IF(ISBLANK(InfoPro!D64),\"\",InfoPro!D64)","v":""},{"$f":"IF(ISBLANK(InfoPro!L64),\"\",InfoPro!L64)","v":""},{"$f":"'IT-TA'!H66","v":""},{"$f":"IFERROR('BT-Confi'!Y73,\"\")","v":""},{"$f":"IFERROR('BT-Flex'!Y73,\"\")","v":""},{"$f":"IFERROR('EC-RE'!Z73,\"\")","v":""},{"$f":"IFERROR('EC-RP'!Z72,\"\")","v":""},{"$f":"IFERROR('EC-Per'!W72,\"\")","v":""},{"$f":"IFERROR('EC-Mar'!Y72,\"\")","v":""},"","","","","","","","",""]
[{"$f":"IF(ISBLANK(InfoPro!A65),\"\",InfoPro!A65)","v":""},{"$f":"IF(ISBLANK(InfoPro!H65),\"\",InfoPro!H65)","v":""},{"$f":"IF(ISBLANK(InfoPro!B65),\"\",InfoPro!B65)","v":""},{"$f":"IF(ISBLANK(InfoPro!E65),\"\",InfoPro!E65)","v":""},{"$f":"IF(ISBLANK(InfoPro!C65),\"\",InfoPro!C65)","v":""},{"$f":"IF(ISBLANK(InfoPro!D65),\"\",InfoPro!D65)","v":""},{"$f":"IF(ISBLANK(InfoPro!L65),\"\",InfoPro!L65)","v":""},{"$f":"'IT-TA'!H67","v":""},{"$f":"IFERROR('BT-Confi'!Y74,\"\")","v":""},{"$f":"IFERROR('BT-Flex'!Y74,\"\")","v":""},{"$f":"IFERROR('EC-RE'!Z74,\"\")","v":""},{"$f":"IFERROR('EC-RP'!Z73,\"\")","v":""},{"$f":"IFERROR('EC-Per'!W73,\"\")","v":""},{"$f":"IFERROR('EC-Mar'!Y73,\"\")","v":""},{"$f":"IF(C70=\"\",\"\",(SUMIF(I70:N70,\">0\"))*(H70/100))","v":""},{"$f":"IF(C70=\"\",\"\",I70+$B$1)","v":""},{"$f":"IF(D70=\"\",\"\",J70+$B$1)","v":""},{"$f":"IF(E70=\"\",\"\",K70+$B$1)","v":""},{"$f":"IF(F70=\"\",\"\",L70+$B$1)","v":""},{"$f":"IF(G70=\"\",\"\",M70+$B$1)","v":""},{"$f":"IF(H70=\"\",\"\",N70+$B$1)","v":""},{"$f":"IF(I70=\"\",\"\",O70+$B$1)","v":""},{"$f":"IFERROR((+$P$1*P70+$Q$1*Q70+$R$1*R70+$S$1*S70+$T$1*T70+U70*$U$1+$V$1*V70),\"\")","v":""}]
[{"$f":"IF(ISBLANK(InfoPro!A66),\"\",InfoPro!A66)","v":""},{"$f":"IF(ISBLANK(InfoPro!H66),\"\",InfoPro!H66)","v":""},{"$f":"IF(ISBLANK(InfoPro!B66),\"\",InfoPro!B66)","v":""},{"$f":"IF(ISBLANK(InfoPro!E66),\"\",InfoPro!E66)","v":""},{"$f":"IF(ISBLANK(InfoPro!C66),\"\",InfoPro!C66)","v":""},{"$f":"IF(ISBLANK(InfoPro!D66),\"\",InfoPro!D66)","v":""},{"$f":"IF(ISBLANK(InfoPro!L66),\"\",InfoPro!L66)","v":""},{"$f":"'IT-TA'!H68","v":""},{"$f":"IFERROR('BT-Confi'!Y75,\"\")","v":""},{"$f":"IFERROR('BT-Flex'!Y75,\"\")","v":""},{"$f":"IFERROR('EC-RE'!Z75,\"\")","v":""},{"$f":"IFERROR('EC-RP'!Z74,\"\")","v":""},{"$f":"IFERROR('EC-Per'!W74,\"\")","v":""},{"$f":"IFERROR('EC-Mar'!Y74,\"\")","v":""},"","","","","","","","",""]
[{"$f":"IF(ISBLANK(InfoPro!A67),\"\",InfoPro!A67)","v":""},{"$f":"IF(ISBLANK(InfoPro!H67),\"\",InfoPro!H67)","v":""},{"$f":"IF(ISBLANK(InfoPro!B67),\"\",InfoPro!B67)","v":""},{"$f":"IF(ISBLANK(InfoPro!E67),\"\",InfoPro!E67)","v":""},{"$f":"IF(ISBLANK(InfoPro!C67),\"\",InfoPro!C67)","v":""},{"$f":"IF(ISBLANK(InfoPro!D67),\"\",InfoPro!D67)","v":""},{"$f":"IF(ISBLANK(InfoPro!L67),\"\",InfoPro!L67)","v":""},{"$f":"'IT-TA'!H69","v":""},{"$f":"IFERROR('BT-Confi'!Y76,\"\")","v":""},{"$f":"IFERROR('BT-Flex'!Y76,\"\")","v":""},{"$f":"IFERROR('EC-RE'!Z76,\"\")","v":""},{"$f":"IFERROR('EC-RP'!Z75,\"\")","v":""},{"$f":"IFERROR('EC-Per'!W75,\"\")","v":""},{"$f":"IFERROR('EC-Mar'!Y75,\"\")","v":""},"","","","","","","","",""]
[{"$f":"IF(ISBLANK(InfoPro!A68),\"\",InfoPro!A68)","v":""},{"$f":"IF(ISBLANK(InfoPro!H68),\"\",InfoPro!H68)","v":""},{"$f":"IF(ISBLANK(InfoPro!B68),\"\",InfoPro!B68)","v":""},{"$f":"IF(ISBLANK(InfoPro!E68),\"\",InfoPro!E68)","v":""},{"$f":"IF(ISBLANK(InfoPro!C68),\"\",InfoPro!C68)","v":""},{"$f":"IF(ISBLANK(InfoPro!D68),\"\",InfoPro!D68)","v":""},{"$f":"IF(ISBLANK(InfoPro!L68),\"\",InfoPro!L68)","v":""},{"$f":"'IT-TA'!H70","v":""},{"$f":"IFERROR('BT-Confi'!Y77,\"\")","v":""},{"$f":"IFERROR('BT-Flex'!Y77,\"\")","v":""},{"$f":"IFERROR('EC-RE'!Z77,\"\")","v":""},{"$f":"IFERROR('EC-RP'!Z76,\"\")","v":""},{"$f":"IFERROR('EC-Per'!W76,\"\")","v":""},{"$f":"IFERROR('EC-Mar'!Y76,\"\")","v":""},"","","","","","","","",""]
[{"$f":"IF(ISBLANK(InfoPro!A69),\"\",InfoPro!A69)","v":""},{"$f":"IF(ISBLANK(InfoPro!H69),\"\",InfoPro!H69)","v":""},{"$f":"IF(ISBLANK(InfoPro!B69),\"\",InfoPro!B69)","v":""},{"$f":"IF(ISBLANK(InfoPro!E69),\"\",InfoPro!E69)","v":""},{"$f":"IF(ISBLANK(InfoPro!C69),\"\",InfoPro!C69)","v":""},{"$f":"IF(ISBLANK(InfoPro!D69),\"\",InfoPro!D69)","v":""},{"$f":"IF(ISBLANK(InfoPro!L69),\"\",InfoPro!L69)","v":""},{"$f":"'IT-TA'!H71","v":""},{"$f":"IFERROR('BT-Confi'!Y78,\"\")","v":""},{"$f":"IFERROR('BT-Flex'!Y78,\"\")","v":""},{"$f":"IFERROR('EC-RE'!Z78,\"\")","v":""},{"$f":"IFERROR('EC-RP'!Z77,\"\")","v":""},{"$f":"IFERROR('EC-Per'!W77,\"\")","v":""},{"$f":"IFERROR('EC-Mar'!Y77,\"\")","v":""},"","","","","","","","",""]
[{"$f":"IF(ISBLANK(InfoPro!A70),\"\",InfoPro!A70)","v":""},{"$f":"IF(ISBLANK(InfoPro!H70),\"\",InfoPro!H70)","v":""},{"$f":"IF(ISBLANK(InfoPro!B70),\"\",InfoPro!B70)","v":""},{"$f":"IF(ISBLANK(InfoPro!E70),\"\",InfoPro!E70)","v":""},{"$f":"IF(ISBLANK(InfoPro!C70),\"\",InfoPro!C70)","v":""},{"$f":"IF(ISBLANK(InfoPro!D70),\"\",InfoPro!D70)","v":""},{"$f":"IF(ISBLANK(InfoPro!L70),\"\",InfoPro!L70)","v":""},{"$f":"'IT-TA'!H72","v":""},{"$f":"IFERROR('BT-Confi'!Y79,\"\")","v":""},{"$f":"IFERROR('BT-Flex'!Y79,\"\")","v":""},{"$f":"IFERROR('EC-RE'!Z79,\"\")","v":""},{"$f":"IFERROR('EC-RP'!Z78,\"\")","v":""},{"$f":"IFERROR('EC-Per'!W78,\"\")","v":""},{"$f":"IFERROR('EC-Mar'!Y78,\"\")","v":""},"","","","","","","","",""]
[{"$f":"IF(ISBLANK(InfoPro!A71),\"\",InfoPro!A71)","v":""},{"$f":"IF(ISBLANK(InfoPro!H71),\"\",InfoPro!H71)","v":""},{"$f":"IF(ISBLANK(InfoPro!B71),\"\",InfoPro!B71)","v":""},{"$f":"IF(ISBLANK(InfoPro!E71),\"\",InfoPro!E71)","v":""},{"$f":"IF(ISBLANK(InfoPro!C71),\"\",InfoPro!C71)","v":""},{"$f":"IF(ISBLANK(InfoPro!D71),\"\",InfoPro!D71)","v":""},{"$f":"IF(ISBLANK(InfoPro!L71),\"\",InfoPro!L71)","v":""},{"$f":"'IT-TA'!H73","v":""},{"$f":"IFERROR('BT-Confi'!Y80,\"\")","v":""},{"$f":"IFERROR('BT-Flex'!Y80,\"\")","v":""},{"$f":"IFERROR('EC-RE'!Z80,\"\")","v":""},{"$f":"IFERROR('EC-RP'!Z79,\"\")","v":""},{"$f":"IFERROR('EC-Per'!W79,\"\")","v":""},{"$f":"IFERROR('EC-Mar'!Y79,\"\")","v":""},"","","","","","","","",""]
[{"$f":"IF(ISBLANK(InfoPro!A72),\"\",InfoPro!A72)","v":""},{"$f":"IF(ISBLANK(InfoPro!H72),\"\",InfoPro!H72)","v":""},{"$f":"IF(ISBLANK(InfoPro!B72),\"\",InfoPro!B72)","v":""},{"$f":"IF(ISBLANK(InfoPro!E72),\"\",InfoPro!E72)","v":""},{"$f":"IF(ISBLANK(InfoPro!C72),\"\",InfoPro!C72)","v":""},{"$f":"IF(ISBLANK(InfoPro!D72),\"\",InfoPro!D72)","v":""},{"$f":"IF(ISBLANK(InfoPro!L72),\"\",InfoPro!L72)","v":""},{"$f":"'IT-TA'!H74","v":""},{"$f":"IFERROR('BT-Confi'!Y81,\"\")","v":""},{"$f":"IFERROR('BT-Flex'!Y81,\"\")","v":""},{"$f":"IFERROR('EC-RE'!Z81,\"\")","v":""},{"$f":"IFERROR('EC-RP'!Z80,\"\")","v":""},{"$f":"IFERROR('EC-Per'!W80,\"\")","v":""},{"$f":"IFERROR('EC-Mar'!Y80,\"\")","v":""},"","","","","","","","",""]
[{"$f":"IF(ISBLANK(InfoPro!A73),\"\",InfoPro!A73)","v":""},{"$f":"IF(ISBLANK(InfoPro!H73),\"\",InfoPro!H73)","v":""},{"$f":"IF(ISBLANK(InfoPro!B73),\"\",InfoPro!B73)","v":""},{"$f":"IF(ISBLANK(InfoPro!E73),\"\",InfoPro!E73)","v":""},{"$f":"IF(ISBLANK(InfoPro!C73),\"\",InfoPro!C73)","v":""},{"$f":"IF(ISBLANK(InfoPro!D73),\"\",InfoPro!D73)","v":""},{"$f":"IF(ISBLANK(InfoPro!L73),\"\",InfoPro!L73)","v":""},{"$f":"'IT-TA'!H75","v":""},{"$f":"IFERROR('BT-Confi'!Y82,\"\")","v":""},{"$f":"IFERROR('BT-Flex'!Y82,\"\")","v":""},{"$f":"IFERROR('EC-RE'!Z82,\"\")","v":""},{"$f":"IFERROR('EC-RP'!Z81,\"\")","v":""},{"$f":"IFERROR('EC-Per'!W81,\"\")","v":""},{"$f":"IFERROR('EC-Mar'!Y81,\"\")","v":""},"","","","","","","","",""]
[{"$f":"IF(ISBLANK(InfoPro!A74),\"\",InfoPro!A74)","v":""},{"$f":"IF(ISBLANK(InfoPro!H74),\"\",InfoPro!H74)","v":""},{"$f":"IF(ISBLANK(InfoPro!B74),\"\",InfoPro!B74)","v":""},{"$f":"IF(ISBLANK(InfoPro!E74),\"\",InfoPro!E74)","v":""},{"$f":"IF(ISBLANK(InfoPro!C74),\"\",InfoPro!C74)","v":""},{"$f":"IF(ISBLANK(InfoPro!D74),\"\",InfoPro!D74)","v":""},{"$f":"IF(ISBLANK(InfoPro!L74),\"\",InfoPro!L74)","v":""},{"$f":"'IT-TA'!H76","v":""},{"$f":"IFERROR('BT-Confi'!Y83,\"\")","v":""},{"$f":"IFERROR('BT-Flex'!Y83,\"\")","v":""},{"$f":"IFERROR('EC-RE'!Z83,\"\")","v":""},{"$f":"IFERROR('EC-RP'!Z82,\"\")","v":""},{"$f":"IFERROR('EC-Per'!W82,\"\")","v":""},{"$f":"IFERROR('EC-Mar'!Y82,\"\")","v":""},"","","","","","","","",""]
[{"$f":"IF(ISBLANK(InfoPro!A75),\"\",InfoPro!A75)","v":""},{"$f":"IF(ISBLANK(InfoPro!H75),\"\",InfoPro!H75)","v":""},{"$f":"IF(ISBLANK(InfoPro!B75),\"\",InfoPro!B75)","v":""},{"$f":"IF(ISBLANK(InfoPro!E75),\"\",InfoPro!E75)","v":""},{"$f":"IF(ISBLANK(InfoPro!C75),\"\",InfoPro!C75)","v":""},{"$f":"IF(ISBLANK(InfoPro!D75),\"\",InfoPro!D75)","v":""},{"$f":"IF(ISBLANK(InfoPro!L75),\"\",InfoPro!L75)","v":""},{"$f":"'IT-TA'!H77","v":""},{"$f":"IFERROR('BT-Confi'!Y84,\"\")","v":""},{"$f":"IFERROR('BT-Flex'!Y84,\"\")","v":""},{"$f":"IFERROR('EC-RE'!Z84,\"\")","v":""},{"$f":"IFERROR('EC-RP'!Z83,\"\")","v":""},{"$f":"IFERROR('EC-Per'!W83,\"\")","v":""},{"$f":"IFERROR('EC-Mar'!Y83,\"\")","v":""},"","","","","","","","",""]
[{"$f":"IF(ISBLANK(InfoPro!A76),\"\",InfoPro!A76)","v":""},{"$f":"IF(ISBLANK(InfoPro!H76),\"\",InfoPro!H76)","v":""},{"$f":"IF(ISBLANK(InfoPro!B76),\"\",InfoPro!B76)","v":""},{"$f":"IF(ISBLANK(InfoPro!E76),\"\",InfoPro!E76)","v":""},{"$f":"IF(ISBLANK(InfoPro!C76),\"\",InfoPro!C76)","v":""},{"$f":"IF(ISBLANK(InfoPro!D76),\"\",InfoPro!D76)","v":""},{"$f":"IF(ISBLANK(InfoPro!L76),\"\",InfoPro!L76)","v":""},{"$f":"'IT-TA'!H78","v":""},{"$f":"IFERROR('BT-Confi'!Y85,\"\")","v":""},{"$f":"IFERROR('BT-Flex'!Y85,\"\")","v":""},{"$f":"IFERROR('EC-RE'!Z85,\"\")","v":""},{"$f":"IFERROR('EC-RP'!Z84,\"\")","v":""},{"$f":"IFERROR('EC-Per'!W84,\"\")","v":""},{"$f":"IFERROR('EC-Mar'!Y84,\"\")","v":""},"","","","","","","","",""]
[{"$f":"IF(ISBLANK(InfoPro!A77),\"\",InfoPro!A77)","v":""},{"$f":"IF(ISBLANK(InfoPro!H77),\"\",InfoPro!H77)","v":""},{"$f":"IF(ISBLANK(InfoPro!B77),\"\",InfoPro!B77)","v":""},{"$f":"IF(ISBLANK(InfoPro!E77),\"\",InfoPro!E77)","v":""},{"$f":"IF(ISBLANK(InfoPro!C77),\"\",InfoPro!C77)","v":""},{"$f":"IF(ISBLANK(InfoPro!D77),\"\",InfoPro!D77)","v":""},{"$f":"IF(ISBLANK(InfoPro!L77),\"\",InfoPro!L77)","v":""},{"$f":"'IT-TA'!H79","v":""},{"$f":"IFERROR('BT-Confi'!Y86,\"\")","v":""},{"$f":"IFERROR('BT-Flex'!Y86,\"\")","v":""},{"$f":"IFERROR('EC-RE'!Z86,\"\")","v":""},{"$f":"IFERROR('EC-RP'!Z85,\"\")","v":""},{"$f":"IFERROR('EC-Per'!W85,\"\")","v":""},{"$f":"IFERROR('EC-Mar'!Y85,\"\")","v":""},"","","","","","","","",""]
[{"$f":"IF(ISBLANK(InfoPro!A78),\"\",InfoPro!A78)","v":""},{"$f":"IF(ISBLANK(InfoPro!H78),\"\",InfoPro!H78)","v":""},{"$f":"IF(ISBLANK(InfoPro!B78),\"\",InfoPro!B78)","v":""},{"$f":"IF(ISBLANK(InfoPro!E78),\"\",InfoPro!E78)","v":""},{"$f":"IF(ISBLANK(InfoPro!C78),\"\",InfoPro!C78)","v":""},{"$f":"IF(ISBLANK(InfoPro!D78),\"\",InfoPro!D78)","v":""},{"$f":"IF(ISBLANK(InfoPro!L78),\"\",InfoPro!L78)","v":""},{"$f":"'IT-TA'!H80","v":""},{"$f":"IFERROR('BT-Confi'!Y87,\"\")","v":""},{"$f":"IFERROR('BT-Flex'!Y87,\"\")","v":""},{"$f":"IFERROR('EC-RE'!Z87,\"\")","v":""},{"$f":"IFERROR('EC-RP'!Z86,\"\")","v":""},{"$f":"IFERROR('EC-Per'!W86,\"\")","v":""},{"$f":"IFERROR('EC-Mar'!Y86,\"\")","v":""},{"$f":"IF(C83=\"\",\"\",(SUMIF(I83:N83,\">0\"))*(H83/100))","v":""},{"$f":"IF(C83=\"\",\"\",I83+$B$1)","v":""},{"$f":"IF(D83=\"\",\"\",J83+$B$1)","v":""},{"$f":"IF(E83=\"\",\"\",K83+$B$1)","v":""},{"$f":"IF(F83=\"\",\"\",L83+$B$1)","v":""},{"$f":"IF(G83=\"\",\"\",M83+$B$1)","v":""},{"$f":"IF(H83=\"\",\"\",N83+$B$1)","v":""},{"$f":"IF(I83=\"\",\"\",O83+$B$1)","v":""},{"$f":"IFERROR((+$P$1*P83+$Q$1*Q83+$R$1*R83+$S$1*S83+$T$1*T83+U83*$U$1+$V$1*V83),\"\")","v":""}]
[{"$f":"IF(ISBLANK(InfoPro!A79),\"\",InfoPro!A79)","v":""},{"$f":"IF(ISBLANK(InfoPro!H79),\"\",InfoPro!H79)","v":""},{"$f":"IF(ISBLANK(InfoPro!B79),\"\",InfoPro!B79)","v":""},{"$f":"IF(ISBLANK(InfoPro!E79),\"\",InfoPro!E79)","v":""},{"$f":"IF(ISBLANK(InfoPro!C79),\"\",InfoPro!C79)","v":""},{"$f":"IF(ISBLANK(InfoPro!D79),\"\",InfoPro!D79)","v":""},{"$f":"IF(ISBLANK(InfoPro!L79),\"\",InfoPro!L79)","v":""},{"$f":"'IT-TA'!H81","v":""},{"$f":"IFERROR('BT-Confi'!Y88,\"\")","v":""},{"$f":"IFERROR('BT-Flex'!Y88,\"\")","v":""},{"$f":"IFERROR('EC-RE'!Z88,\"\")","v":""},{"$f":"IFERROR('EC-RP'!Z87,\"\")","v":""},{"$f":"IFERROR('EC-Per'!W87,\"\")","v":""},{"$f":"IFERROR('EC-Mar'!Y87,\"\")","v":""},"","","","","","","","",""]
[{"$f":"IF(ISBLANK(InfoPro!A80),\"\",InfoPro!A80)","v":""},{"$f":"IF(ISBLANK(InfoPro!H80),\"\",InfoPro!H80)","v":""},{"$f":"IF(ISBLANK(InfoPro!B80),\"\",InfoPro!B80)","v":""},{"$f":"IF(ISBLANK(InfoPro!E80),\"\",InfoPro!E80)","v":""},{"$f":"IF(ISBLANK(InfoPro!C80),\"\",InfoPro!C80)","v":""},{"$f":"IF(ISBLANK(InfoPro!D80),\"\",InfoPro!D80)","v":""},{"$f":"IF(ISBLANK(InfoPro!L80),\"\",InfoPro!L80)","v":""},{"$f":"'IT-TA'!H82","v":""},{"$f":"IFERROR('BT-Confi'!Y89,\"\")","v":""},{"$f":"IFERROR('BT-Flex'!Y89,\"\")","v":""},{"$f":"IFERROR('EC-RE'!Z89,\"\")","v":""},{"$f":"IFERROR('EC-RP'!Z88,\"\")","v":""},{"$f":"IFERROR('EC-Per'!W88,\"\")","v":""},{"$f":"IFERROR('EC-Mar'!Y88,\"\")","v":""},"","","","","","","","",""]
[{"$f":"IF(ISBLANK(InfoPro!A81),\"\",InfoPro!A81)","v":""},{"$f":"IF(ISBLANK(InfoPro!H81),\"\",InfoPro!H81)","v":""},{"$f":"IF(ISBLANK(InfoPro!B81),\"\",InfoPro!B81)","v":""},{"$f":"IF(ISBLANK(InfoPro!E81),\"\",InfoPro!E81)","v":""},{"$f":"IF(ISBLANK(InfoPro!C81),\"\",InfoPro!C81)","v":""},{"$f":"IF(ISBLANK(InfoPro!D81),\"\",InfoPro!D81)","v":""},{"$f":"IF(ISBLANK(InfoPro!L81),\"\",InfoPro!L81)","v":""},{"$f":"'IT-TA'!H83","v":""},{"$f":"IFERROR('BT-Confi'!Y90,\"\")","v":""},{"$f":"IFERROR('BT-Flex'!Y90,\"\")","v":""},{"$f":"IFERROR('EC-RE'!Z90,\"\")","v":""},{"$f":"IFERROR('EC-RP'!Z89,\"\")","v":""},{"$f":"IFERROR('EC-Per'!W89,\"\")","v":""},{"$f":"IFERROR('EC-Mar'!Y89,\"\")","v":""},"","","","","","","","",""]
[{"$f":"IF(ISBLANK(InfoPro!A82),\"\",InfoPro!A82)","v":""},{"$f":"IF(ISBLANK(InfoPro!H82),\"\",InfoPro!H82)","v":""},{"$f":"IF(ISBLANK(InfoPro!B82),\"\",InfoPro!B82)","v":""},{"$f":"IF(ISBLANK(InfoPro!E82),\"\",InfoPro!E82)","v":""},{"$f":"IF(ISBLANK(InfoPro!C82),\"\",InfoPro!C82)","v":""},{"$f":"IF(ISBLANK(InfoPro!D82),\"\",InfoPro!D82)","v":""},{"$f":"IF(ISBLANK(InfoPro!L82),\"\",InfoPro!L82)","v":""},{"$f":"'IT-TA'!H84","v":""},{"$f":"IFERROR('BT-Confi'!Y91,\"\")","v":""},{"$f":"IFERROR('BT-Flex'!Y91,\"\")","v":""},{"$f":"IFERROR('EC-RE'!Z91,\"\")","v":""},{"$f":"IFERROR('EC-RP'!Z90,\"\")","v":""},{"$f":"IFERROR('EC-Per'!W90,\"\")","v":""},{"$f":"IFERROR('EC-Mar'!Y90,\"\")","v":""},"","","","","","","","",""]
[{"$f":"IF(ISBLANK(InfoPro!A83),\"\",InfoPro!A83)","v":""},{"$f":"IF(ISBLANK(InfoPro!H83),\"\",InfoPro!H83)","v":""},{"$f":"IF(ISBLANK(InfoPro!B83),\"\",InfoPro!B83)","v":""},{"$f":"IF(ISBLANK(InfoPro!E83),\"\",InfoPro!E83)","v":""},{"$f":"IF(ISBLANK(InfoPro!C83),\"\",InfoPro!C83)","v":""},{"$f":"IF(ISBLANK(InfoPro!D83),\"\",InfoPro!D83)","v":""},{"$f":"IF(ISBLANK(InfoPro!L83),\"\",InfoPro!L83)","v":""},{"$f":"'IT-TA'!H85","v":""},{"$f":"IFERROR('BT-Confi'!Y92,\"\")","v":""},{"$f":"IFERROR('BT-Flex'!Y92,\"\")","v":""},{"$f":"IFERROR('EC-RE'!Z92,\"\")","v":""},{"$f":"IFERROR('EC-RP'!Z91,\"\")","v":""},{"$f":"IFERROR('EC-Per'!W91,\"\")","v":""},{"$f":"IFERROR('EC-Mar'!Y91,\"\")","v":""},"","","","","","","","",""]
[{"$f":"IF(ISBLANK(InfoPro!A84),\"\",InfoPro!A84)","v":""},{"$f":"IF(ISBLANK(InfoPro!H84),\"\",InfoPro!H84)","v":""},{"$f":"IF(ISBLANK(InfoPro!B84),\"\",InfoPro!B84)","v":""},{"$f":"IF(ISBLANK(InfoPro!E84),\"\",InfoPro!E84)","v":""},{"$f":"IF(ISBLANK(InfoPro!C84),\"\",InfoPro!C84)","v":""},{"$f":"IF(ISBLANK(InfoPro!D84),\"\",InfoPro!D84)","v":""},{"$f":"IF(ISBLANK(InfoPro!L84),\"\",InfoPro!L84)","v":""},{"$f":"'IT-TA'!H86","v":""},{"$f":"IFERROR('BT-Confi'!Y93,\"\")","v":""},{"$f":"IFERROR('BT-Flex'!Y93,\"\")","v":""},{"$f":"IFERROR('EC-RE'!Z93,\"\")","v":""},{"$f":"IFERROR('EC-RP'!Z92,\"\")","v":""},{"$f":"IFERROR('EC-Per'!W92,\"\")","v":""},{"$f":"IFERROR('EC-Mar'!Y92,\"\")","v":""},"","","","","","","","",""]
[{"$f":"IF(ISBLANK(InfoPro!A85),\"\",InfoPro!A85)","v":""},{"$f":"IF(ISBLANK(InfoPro!H85),\"\",InfoPro!H85)","v":""},{"$f":"IF(ISBLANK(InfoPro!B85),\"\",InfoPro!B85)","v":""},{"$f":"IF(ISBLANK(InfoPro!E85),\"\",InfoPro!E85)","v":""},{"$f":"IF(ISBLANK(InfoPro!C85),\"\",InfoPro!C85)","v":""},{"$f":"IF(ISBLANK(InfoPro!D85),\"\",InfoPro!D85)","v":""},{"$f":"IF(ISBLANK(InfoPro!L85),\"\",InfoPro!L85)","v":""},{"$f":"'IT-TA'!H87","v":""},{"$f":"IFERROR('BT-Confi'!Y94,\"\")","v":""},{"$f":"IFERROR('BT-Flex'!Y94,\"\")","v":""},{"$f":"IFERROR('EC-RE'!Z94,\"\")","v":""},{"$f":"IFERROR('EC-RP'!Z93,\"\")","v":""},{"$f":"IFERROR('EC-Per'!W93,\"\")","v":""},{"$f":"IFERROR('EC-Mar'!Y93,\"\")","v":""},"","","","","","","","",""]
[{"$f":"IF(ISBLANK(InfoPro!A86),\"\",InfoPro!A86)","v":""},{"$f":"IF(ISBLANK(InfoPro!H86),\"\",InfoPro!H86)","v":""},{"$f":"IF(ISBLANK(InfoPro!B86),\"\",InfoPro!B86)","v":""},{"$f":"IF(ISBLANK(InfoPro!E86),\"\",InfoPro!E86)","v":""},{"$f":"IF(ISBLANK(InfoPro!C86),\"\",InfoPro!C86)","v":""},{"$f":"IF(ISBLANK(InfoPro!D86),\"\",InfoPro!D86)","v":""},{"$f":"IF(ISBLANK(InfoPro!L86),\"\",InfoPro!L86)","v":""},{"$f":"'IT-TA'!H88","v":""},{"$f":"IFERROR('BT-Confi'!Y95,\"\")","v":""},{"$f":"IFERROR('BT-Flex'!Y95,\"\")","v":""},{"$f":"IFERROR('EC-RE'!Z95,\"\")","v":""},{"$f":"IFERROR('EC-RP'!Z94,\"\")","v":""},{"$f":"IFERROR('EC-Per'!W94,\"\")","v":""},{"$f":"IFERROR('EC-Mar'!Y94,\"\")","v":""},"","","","","","","","",""]
[{"$f":"IF(ISBLANK(InfoPro!A87),\"\",InfoPro!A87)","v":""},{"$f":"IF(ISBLANK(InfoPro!H87),\"\",InfoPro!H87)","v":""},{"$f":"IF(ISBLANK(InfoPro!B87),\"\",InfoPro!B87)","v":""},{"$f":"IF(ISBLANK(InfoPro!E87),\"\",InfoPro!E87)","v":""},{"$f":"IF(ISBLANK(InfoPro!C87),\"\",InfoPro!C87)","v":""},{"$f":"IF(ISBLANK(InfoPro!D87),\"\",InfoPro!D87)","v":""},{"$f":"IF(ISBLANK(InfoPro!L87),\"\",InfoPro!L87)","v":""},{"$f":"'IT-TA'!H89","v":""},{"$f":"IFERROR('BT-Confi'!Y96,\"\")","v":""},{"$f":"IFERROR('BT-Flex'!Y96,\"\")","v":""},{"$f":"IFERROR('EC-RE'!Z96,\"\")","v":""},{"$f":"IFERROR('EC-RP'!Z95,\"\")","v":""},{"$f":"IFERROR('EC-Per'!W95,\"\")","v":""},{"$f":"IFERROR('EC-Mar'!Y95,\"\")","v":""},"","","","","","","","",""]
[{"$f":"IF(ISBLANK(InfoPro!A88),\"\",InfoPro!A88)","v":""},{"$f":"IF(ISBLANK(InfoPro!H88),\"\",InfoPro!H88)","v":""},{"$f":"IF(ISBLANK(InfoPro!B88),\"\",InfoPro!B88)","v":""},{"$f":"IF(ISBLANK(InfoPro!E88),\"\",InfoPro!E88)","v":""},{"$f":"IF(ISBLANK(InfoPro!C88),\"\",InfoPro!C88)","v":""},{"$f":"IF(ISBLANK(InfoPro!D88),\"\",InfoPro!D88)","v":""},{"$f":"IF(ISBLANK(InfoPro!L88),\"\",InfoPro!L88)","v":""},{"$f":"'IT-TA'!H90","v":""},{"$f":"IFERROR('BT-Confi'!Y97,\"\")","v":""},{"$f":"IFERROR('BT-Flex'!Y97,\"\")","v":""},{"$f":"IFERROR('EC-RE'!Z97,\"\")","v":""},{"$f":"IFERROR('EC-RP'!Z96,\"\")","v":""},{"$f":"IFERROR('EC-Per'!W96,\"\")","v":""},{"$f":"IFERROR('EC-Mar'!Y96,\"\")","v":""},"","","","","","","","",""]
[{"$f":"IF(ISBLANK(InfoPro!A89),\"\",InfoPro!A89)","v":""},{"$f":"IF(ISBLANK(InfoPro!H89),\"\",InfoPro!H89)","v":""},{"$f":"IF(ISBLANK(InfoPro!B89),\"\",InfoPro!B89)","v":""},{"$f":"IF(ISBLANK(InfoPro!E89),\"\",InfoPro!E89)","v":""},{"$f":"IF(ISBLANK(InfoPro!C89),\"\",InfoPro!C89)","v":""},{"$f":"IF(ISBLANK(InfoPro!D89),\"\",InfoPro!D89)","v":""},{"$f":"IF(ISBLANK(InfoPro!L89),\"\",InfoPro!L89)","v":""},{"$f":"'IT-TA'!H91","v":""},{"$f":"IFERROR('BT-Confi'!Y98,\"\")","v":""},{"$f":"IFERROR('BT-Flex'!Y98,\"\")","v":""},{"$f":"IFERROR('EC-RE'!Z98,\"\")","v":""},{"$f":"IFERROR('EC-RP'!Z97,\"\")","v":""},{"$f":"IFERROR('EC-Per'!W97,\"\")","v":""},{"$f":"IFERROR('EC-Mar'!Y97,\"\")","v":""},"","","","","","","","",""]
[{"$f":"IF(ISBLANK(InfoPro!A90),\"\",InfoPro!A90)","v":""},{"$f":"IF(ISBLANK(InfoPro!H90),\"\",InfoPro!H90)","v":""},{"$f":"IF(ISBLANK(InfoPro!B90),\"\",InfoPro!B90)","v":""},{"$f":"IF(ISBLANK(InfoPro!E90),\"\",InfoPro!E90)","v":""},{"$f":"IF(ISBLANK(InfoPro!C90),\"\",InfoPro!C90)","v":""},{"$f":"IF(ISBLANK(InfoPro!D90),\"\",InfoPro!D90)","v":""},{"$f":"IF(ISBLANK(InfoPro!L90),\"\",InfoPro!L90)","v":""},{"$f":"'IT-TA'!H92","v":""},{"$f":"IFERROR('BT-Confi'!Y99,\"\")","v":""},{"$f":"IFERROR('BT-Flex'!Y99,\"\")","v":""},{"$f":"IFERROR('EC-RE'!Z99,\"\")","v":""},{"$f":"IFERROR('EC-RP'!Z98,\"\")","v":""},{"$f":"IFERROR('EC-Per'!W98,\"\")","v":""},{"$f":"IFERROR('EC-Mar'!Y98,\"\")","v":""},"","","","","","","","",""]
[{"$f":"IF(ISBLANK(InfoPro!A91),\"\",InfoPro!A91)","v":""},{"$f":"IF(ISBLANK(InfoPro!H91),\"\",InfoPro!H91)","v":""},{"$f":"IF(ISBLANK(InfoPro!B91),\"\",InfoPro!B91)","v":""},{"$f":"IF(ISBLANK(InfoPro!E91),\"\",InfoPro!E91)","v":""},{"$f":"IF(ISBLANK(InfoPro!C91),\"\",InfoPro!C91)","v":""},{"$f":"IF(ISBLANK(InfoPro!D91),\"\",InfoPro!D91)","v":""},{"$f":"IF(ISBLANK(InfoPro!L91),\"\",InfoPro!L91)","v":""},{"$f":"'IT-TA'!H93","v":""},{"$f":"IFERROR('BT-Confi'!Y100,\"\")","v":""},{"$f":"IFERROR('BT-Flex'!Y100,\"\")","v":""},{"$f":"IFERROR('EC-RE'!Z100,\"\")","v":""},{"$f":"IFERROR('EC-RP'!Z99,\"\")","v":""},{"$f":"IFERROR('EC-Per'!W99,\"\")","v":""},{"$f":"IFERROR('EC-Mar'!Y99,\"\")","v":""},"","","","","","","","",""]
[{"$f":"IF(ISBLANK(InfoPro!A92),\"\",InfoPro!A92)","v":""},{"$f":"IF(ISBLANK(InfoPro!H92),\"\",InfoPro!H92)","v":""},{"$f":"IF(ISBLANK(InfoPro!B92),\"\",InfoPro!B92)","v":""},{"$f":"IF(ISBLANK(InfoPro!E92),\"\",InfoPro!E92)","v":""},{"$f":"IF(ISBLANK(InfoPro!C92),\"\",InfoPro!C92)","v":""},{"$f":"IF(ISBLANK(InfoPro!D92),\"\",InfoPro!D92)","v":""},{"$f":"IF(ISBLANK(InfoPro!L92),\"\",InfoPro!L92)","v":""},{"$f":"'IT-TA'!H94","v":""},{"$f":"IFERROR('BT-Confi'!Y101,\"\")","v":""},{"$f":"IFERROR('BT-Flex'!Y101,\"\")","v":""},{"$f":"IFERROR('EC-RE'!Z101,\"\")","v":""},{"$f":"IFERROR('EC-RP'!Z100,\"\")","v":""},{"$f":"IFERROR('EC-Per'!W100,\"\")","v":""},{"$f":"IFERROR('EC-Mar'!Y100,\"\")","v":""},"","","","","","","","",""]
[{"$f":"IF(ISBLANK(InfoPro!A93),\"\",InfoPro!A93)","v":""},{"$f":"IF(ISBLANK(InfoPro!H93),\"\",InfoPro!H93)","v":""},{"$f":"IF(ISBLANK(InfoPro!B93),\"\",InfoPro!B93)","v":""},{"$f":"IF(ISBLANK(InfoPro!E93),\"\",InfoPro!E93)","v":""},{"$f":"IF(ISBLANK(InfoPro!C93),\"\",InfoPro!C93)","v":""},{"$f":"IF(ISBLANK(InfoPro!D93),\"\",InfoPro!D93)","v":""},{"$f":"IF(ISBLANK(InfoPro!L93),\"\",InfoPro!L93)","v":""},{"$f":"'IT-TA'!H95","v":""},{"$f":"IFERROR('BT-Confi'!Y102,\"\")","v":""},{"$f":"IFERROR('BT-Flex'!Y102,\"\")","v":""},{"$f":"IFERROR('EC-RE'!Z102,\"\")","v":""},{"$f":"IFERROR('EC-RP'!Z101,\"\")","v":""},{"$f":"IFERROR('EC-Per'!W101,\"\")","v":""},{"$f":"IFERROR('EC-Mar'!Y101,\"\")","v":""},"","","","","","","","",""]
[{"$f":"IF(ISBLANK(InfoPro!A94),\"\",InfoPro!A94)","v":""},{"$f":"IF(ISBLANK(InfoPro!H94),\"\",InfoPro!H94)","v":""},{"$f":"IF(ISBLANK(InfoPro!B94),\"\",InfoPro!B94)","v":""},{"$f":"IF(ISBLANK(InfoPro!E94),\"\",InfoPro!E94)","v":""},{"$f":"IF(ISBLANK(InfoPro!C94),\"\",InfoPro!C94)","v":""},{"$f":"IF(ISBLANK(InfoPro!D94),\"\",InfoPro!D94)","v":""},{"$f":"IF(ISBLANK(InfoPro!L94),\"\",InfoPro!L94)","v":""},{"$f":"'IT-TA'!H96","v":""},{"$f":"IFERROR('BT-Confi'!Y103,\"\")","v":""},{"$f":"IFERROR('BT-Flex'!Y103,\"\")","v":""},{"$f":"IFERROR('EC-RE'!Z103,\"\")","v":""},{"$f":"IFERROR('EC-RP'!Z102,\"\")","v":""},{"$f":"IFERROR('EC-Per'!W102,\"\")","v":""},{"$f":"IFERROR('EC-Mar'!Y102,\"\")","v":""},"","","","","","","","",""]
[{"$f":"IF(ISBLANK(InfoPro!A95),\"\",InfoPro!A95)","v":""},{"$f":"IF(ISBLANK(InfoPro!H95),\"\",InfoPro!H95)","v":""},{"$f":"IF(ISBLANK(InfoPro!B95),\"\",InfoPro!B95)","v":""},{"$f":"IF(ISBLANK(InfoPro!E95),\"\",InfoPro!E95)","v":""},{"$f":"IF(ISBLANK(InfoPro!C95),\"\",InfoPro!C95)","v":""},{"$f":"IF(ISBLANK(InfoPro!D95),\"\",InfoPro!D95)","v":""},{"$f":"IF(ISBLANK(InfoPro!L95),\"\",InfoPro!L95)","v":""},{"$f":"'IT-TA'!H97","v":""},{"$f":"IFERROR('BT-Confi'!Y104,\"\")","v":""},{"$f":"IFERROR('BT-Flex'!Y104,\"\")","v":""},{"$f":"IFERROR('EC-RE'!Z104,\"\")","v":""},{"$f":"IFERROR('EC-RP'!Z103,\"\")","v":""},{"$f":"IFERROR('EC-Per'!W103,\"\")","v":""},{"$f":"IFERROR('EC-Mar'!Y103,\"\")","v":""},"","","","","","","","",""]
[{"$f":"IF(ISBLANK(InfoPro!A96),\"\",InfoPro!A96)","v":""},{"$f":"IF(ISBLANK(InfoPro!H96),\"\",InfoPro!H96)","v":""},{"$f":"IF(ISBLANK(InfoPro!B96),\"\",InfoPro!B96)","v":""},{"$f":"IF(ISBLANK(InfoPro!E96),\"\",InfoPro!E96)","v":""},{"$f":"IF(ISBLANK(InfoPro!C96),\"\",InfoPro!C96)","v":""},{"$f":"IF(ISBLANK(InfoPro!D96),\"\",InfoPro!D96)","v":""},{"$f":"IF(ISBLANK(InfoPro!L96),\"\",InfoPro!L96)","v":""},{"$f":"'IT-TA'!H98","v":""},{"$f":"IFERROR('BT-Confi'!Y105,\"\")","v":""},{"$f":"IFERROR('BT-Flex'!Y105,\"\")","v":""},{"$f":"IFERROR('EC-RE'!Z105,\"\")","v":""},{"$f":"IFERROR('EC-RP'!Z104,\"\")","v":""},{"$f":"IFERROR('EC-Per'!W104,\"\")","v":""},{"$f":"IFERROR('EC-Mar'!Y104,\"\")","v":""},"","","","","","","","",""]
[{"$f":"IF(ISBLANK(InfoPro!A97),\"\",InfoPro!A97)","v":""},{"$f":"IF(ISBLANK(InfoPro!H97),\"\",InfoPro!H97)","v":""},{"$f":"IF(ISBLANK(InfoPro!B97),\"\",InfoPro!B97)","v":""},{"$f":"IF(ISBLANK(InfoPro!E97),\"\",InfoPro!E97)","v":""},{"$f":"IF(ISBLANK(InfoPro!C97),\"\",InfoPro!C97)","v":""},{"$f":"IF(ISBLANK(InfoPro!D97),\"\",InfoPro!D97)","v":""},{"$f":"IF(ISBLANK(InfoPro!L97),\"\",InfoPro!L97)","v":""},{"$f":"'IT-TA'!H99","v":""},{"$f":"IFERROR('BT-Confi'!Y106,\"\")","v":""},{"$f":"IFERROR('BT-Flex'!Y106,\"\")","v":""},{"$f":"IFERROR('EC-RE'!Z106,\"\")","v":""},{"$f":"IFERROR('EC-RP'!Z105,\"\")","v":""},{"$f":"IFERROR('EC-Per'!W105,\"\")","v":""},{"$f":"IFERROR('EC-Mar'!Y105,\"\")","v":""},"","","","","","","","",""]
[{"$f":"IF(ISBLANK(InfoPro!A98),\"\",InfoPro!A98)","v":""},{"$f":"IF(ISBLANK(InfoPro!H98),\"\",InfoPro!H98)","v":""},{"$f":"IF(ISBLANK(InfoPro!B98),\"\",InfoPro!B98)","v":""},{"$f":"IF(ISBLANK(InfoPro!E98),\"\",InfoPro!E98)","v":""},{"$f":"IF(ISBLANK(InfoPro!C98),\"\",InfoPro!C98)","v":""},{"$f":"IF(ISBLANK(InfoPro!D98),\"\",InfoPro!D98)","v":""},{"$f":"IF(ISBLANK(InfoPro!L98),\"\",InfoPro!L98)","v":""},{"$f":"'IT-TA'!H100","v":""},{"$f":"IFERROR('BT-Confi'!Y107,\"\")","v":""},{"$f":"IFERROR('BT-Flex'!Y107,\"\")","v":""},{"$f":"IFERROR('EC-RE'!Z107,\"\")","v":""},{"$f":"IFERROR('EC-RP'!Z106,\"\")","v":""},{"$f":"IFERROR('EC-Per'!W106,\"\")","v":""},{"$f":"IFERROR('EC-Mar'!Y106,\"\")","v":""},"","","","","","","","",""]
[{"$f":"IF(ISBLANK(InfoPro!A99),\"\",InfoPro!A99)","v":""},{"$f":"IF(ISBLANK(InfoPro!H99),\"\",InfoPro!H99)","v":""},{"$f":"IF(ISBLANK(InfoPro!B99),\"\",InfoPro!B99)","v":""},{"$f":"IF(ISBLANK(InfoPro!E99),\"\",InfoPro!E99)","v":""},{"$f":"IF(ISBLANK(InfoPro!C99),\"\",InfoPro!C99)","v":""},{"$f":"IF(ISBLANK(InfoPro!D99),\"\",InfoPro!D99)","v":""},{"$f":"IF(ISBLANK(InfoPro!L99),\"\",InfoPro!L99)","v":""},{"$f":"'IT-TA'!H101","v":""},{"$f":"IFERROR('BT-Confi'!Y108,\"\")","v":""},{"$f":"IFERROR('BT-Flex'!Y108,\"\")","v":""},{"$f":"IFERROR('EC-RE'!Z108,\"\")","v":""},{"$f":"IFERROR('EC-RP'!Z107,\"\")","v":""},{"$f":"IFERROR('EC-Per'!W107,\"\")","v":""},{"$f":"IFERROR('EC-Mar'!Y107,\"\")","v":""},"","","","","","","","",""]
[{"$f":"IF(ISBLANK(InfoPro!A100),\"\",InfoPro!A100)","v":""},{"$f":"IF(ISBLANK(InfoPro!H100),\"\",InfoPro!H100)","v":""},{"$f":"IF(ISBLANK(InfoPro!B100),\"\",InfoPro!B100)","v":""},{"$f":"IF(ISBLANK(InfoPro!E100),\"\",InfoPro!E100)","v":""},{"$f":"IF(ISBLANK(InfoPro!C100),\"\",InfoPro!C100)","v":""},{"$f":"IF(ISBLANK(InfoPro!D100),\"\",InfoPro!D100)","v":""},{"$f":"IF(ISBLANK(InfoPro!L100),\"\",InfoPro!L100)","v":""},{"$f":"'IT-TA'!H102","v":""},{"$f":"IFERROR('BT-Confi'!Y109,\"\")","v":""},{"$f":"IFERROR('BT-Flex'!Y109,\"\")","v":""},{"$f":"IFERROR('EC-RE'!Z109,\"\")","v":""},{"$f":"IFERROR('EC-RP'!Z108,\"\")","v":""},{"$f":"IFERROR('EC-Per'!W108,\"\")","v":""},{"$f":"IFERROR('EC-Mar'!Y108,\"\")","v":""},"","","","","","","","",""]
[{"$f":"IF(ISBLANK(InfoPro!A101),\"\",InfoPro!A101)","v":""},{"$f":"IF(ISBLANK(InfoPro!H101),\"\",InfoPro!H101)","v":""},{"$f":"IF(ISBLANK(InfoPro!B101),\"\",InfoPro!B101)","v":""},{"$f":"IF(ISBLANK(InfoPro!E101),\"\",InfoPro!E101)","v":""},{"$f":"IF(ISBLANK(InfoPro!C101),\"\",InfoPro!C101)","v":""},{"$f":"IF(ISBLANK(InfoPro!D101),\"\",InfoPro!D101)","v":""},{"$f":"IF(ISBLANK(InfoPro!L101),\"\",InfoPro!L101)","v":""},{"$f":"'IT-TA'!H103","v":""},{"$f":"IFERROR('BT-Confi'!Y110,\"\")","v":""},{"$f":"IFERROR('BT-Flex'!Y110,\"\")","v":""},{"$f":"IFERROR('EC-RE'!Z110,\"\")","v":""},{"$f":"IFERROR('EC-RP'!Z109,\"\")","v":""},{"$f":"IFERROR('EC-Per'!W109,\"\")","v":""},{"$f":"IFERROR('EC-Mar'!Y109,\"\")","v":""},"","","","","","","","",""]
[{"$f":"IF(ISBLANK(InfoPro!A102),\"\",InfoPro!A102)","v":""},{"$f":"IF(ISBLANK(InfoPro!H102),\"\",InfoPro!H102)","v":""},{"$f":"IF(ISBLANK(InfoPro!B102),\"\",InfoPro!B102)","v":""},{"$f":"IF(ISBLANK(InfoPro!E102),\"\",InfoPro!E102)","v":""},{"$f":"IF(ISBLANK(InfoPro!C102),\"\",InfoPro!C102)","v":""},{"$f":"IF(ISBLANK(InfoPro!D102),\"\",InfoPro!D102)","v":""},{"$f":"IF(ISBLANK(InfoPro!L102),\"\",InfoPro!L102)","v":""},{"$f":"'IT-TA'!H104","v":""},{"$f":"IFERROR('BT-Confi'!Y111,\"\")","v":""},{"$f":"IFERROR('BT-Flex'!Y111,\"\")","v":""},{"$f":"IFERROR('EC-RE'!Z111,\"\")","v":""},{"$f":"IFERROR('EC-RP'!Z110,\"\")","v":""},{"$f":"IFERROR('EC-Per'!W110,\"\")","v":""},{"$f":"IFERROR('EC-Mar'!Y110,\"\")","v":""},"","","","","","","","",""]
[{"$f":"IF(ISBLANK(InfoPro!A103),\"\",InfoPro!A103)","v":""},{"$f":"IF(ISBLANK(InfoPro!H103),\"\",InfoPro!H103)","v":""},{"$f":"IF(ISBLANK(InfoPro!B103),\"\",InfoPro!B103)","v":""},{"$f":"IF(ISBLANK(InfoPro!E103),\"\",InfoPro!E103)","v":""},{"$f":"IF(ISBLANK(InfoPro!C103),\"\",InfoPro!C103)","v":""},{"$f":"IF(ISBLANK(InfoPro!D103),\"\",InfoPro!D103)","v":""},{"$f":"IF(ISBLANK(InfoPro!L103),\"\",InfoPro!L103)","v":""},{"$f":"'IT-TA'!H105","v":""},{"$f":"IFERROR('BT-Confi'!Y112,\"\")","v":""},{"$f":"IFERROR('BT-Flex'!Y112,\"\")","v":""},{"$f":"IFERROR('EC-RE'!Z112,\"\")","v":""},{"$f":"IFERROR('EC-RP'!Z111,\"\")","v":""},{"$f":"IFERROR('EC-Per'!W111,\"\")","v":""},{"$f":"IFERROR('EC-Mar'!Y111,\"\")","v":""},"","","","","","","","",""]
[{"$f":"IF(ISBLANK(InfoPro!A104),\"\",InfoPro!A104)","v":""},{"$f":"IF(ISBLANK(InfoPro!H104),\"\",InfoPro!H104)","v":""},{"$f":"IF(ISBLANK(InfoPro!B104),\"\",InfoPro!B104)","v":""},{"$f":"IF(ISBLANK(InfoPro!E104),\"\",InfoPro!E104)","v":""},{"$f":"IF(ISBLANK(InfoPro!C104),\"\",InfoPro!C104)","v":""},{"$f":"IF(ISBLANK(InfoPro!D104),\"\",InfoPro!D104)","v":""},{"$f":"IF(ISBLANK(InfoPro!L104),\"\",InfoPro!L104)","v":""},{"$f":"'IT-TA'!H106","v":""},{"$f":"IFERROR('BT-Confi'!Y113,\"\")","v":""},{"$f":"IFERROR('BT-Flex'!Y113,\"\")","v":""},{"$f":"IFERROR('EC-RE'!Z113,\"\")","v":""},{"$f":"IFERROR('EC-RP'!Z112,\"\")","v":""},{"$f":"IFERROR('EC-Per'!W112,\"\")","v":""},{"$f":"IFERROR('EC-Mar'!Y112,\"\")","v":""},"","","","","","","","",""]
[{"$f":"IF(ISBLANK(InfoPro!A105),\"\",InfoPro!A105)","v":""},{"$f":"IF(ISBLANK(InfoPro!H105),\"\",InfoPro!H105)","v":""},{"$f":"IF(ISBLANK(InfoPro!B105),\"\",InfoPro!B105)","v":""},{"$f":"IF(ISBLANK(InfoPro!E105),\"\",InfoPro!E105)","v":""},{"$f":"IF(ISBLANK(InfoPro!C105),\"\",InfoPro!C105)","v":""},{"$f":"IF(ISBLANK(InfoPro!D105),\"\",InfoPro!D105)","v":""},{"$f":"IF(ISBLANK(InfoPro!L105),\"\",InfoPro!L105)","v":""},{"$f":"'IT-TA'!H107","v":""},{"$f":"IFERROR('BT-Confi'!Y114,\"\")","v":""},{"$f":"IFERROR('BT-Flex'!Y114,\"\")","v":""},{"$f":"IFERROR('EC-RE'!Z114,\"\")","v":""},{"$f":"IFERROR('EC-RP'!Z113,\"\")","v":""},{"$f":"IFERROR('EC-Per'!W113,\"\")","v":""},{"$f":"IFERROR('EC-Mar'!Y113,\"\")","v":""},"","","","","","","","",""]
[{"$f":"IF(ISBLANK(InfoPro!A106),\"\",InfoPro!A106)","v":""},{"$f":"IF(ISBLANK(InfoPro!H106),\"\",InfoPro!H106)","v":""},{"$f":"IF(ISBLANK(InfoPro!B106),\"\",InfoPro!B106)","v":""},{"$f":"IF(ISBLANK(InfoPro!E106),\"\",InfoPro!E106)","v":""},{"$f":"IF(ISBLANK(InfoPro!C106),\"\",InfoPro!C106)","v":""},{"$f":"IF(ISBLANK(InfoPro!D106),\"\",InfoPro!D106)","v":""},{"$f":"IF(ISBLANK(InfoPro!L106),\"\",InfoPro!L106)","v":""},{"$f":"'IT-TA'!H108","v":""},{"$f":"IFERROR('BT-Confi'!Y115,\"\")","v":""},{"$f":"IFERROR('BT-Flex'!Y115,\"\")","v":""},{"$f":"IFERROR('EC-RE'!Z115,\"\")","v":""},{"$f":"IFERROR('EC-RP'!Z114,\"\")","v":""},{"$f":"IFERROR('EC-Per'!W114,\"\")","v":""},{"$f":"IFERROR('EC-Mar'!Y114,\"\")","v":""},"","","","","","","","",""]
[{"$f":"IF(ISBLANK(InfoPro!A107),\"\",InfoPro!A107)","v":""},{"$f":"IF(ISBLANK(InfoPro!H107),\"\",InfoPro!H107)","v":""},{"$f":"IF(ISBLANK(InfoPro!B107),\"\",InfoPro!B107)","v":""},{"$f":"IF(ISBLANK(InfoPro!E107),\"\",InfoPro!E107)","v":""},{"$f":"IF(ISBLANK(InfoPro!C107),\"\",InfoPro!C107)","v":""},{"$f":"IF(ISBLANK(InfoPro!D107),\"\",InfoPro!D107)","v":""},{"$f":"IF(ISBLANK(InfoPro!L107),\"\",InfoPro!L107)","v":""},{"$f":"'IT-TA'!H109","v":""},{"$f":"IFERROR('BT-Confi'!Y116,\"\")","v":""},{"$f":"IFERROR('BT-Flex'!Y116,\"\")","v":""},{"$f":"IFERROR('EC-RE'!Z116,\"\")","v":""},{"$f":"IFERROR('EC-RP'!Z115,\"\")","v":""},{"$f":"IFERROR('EC-Per'!W115,\"\")","v":""},{"$f":"IFERROR('EC-Mar'!Y115,\"\")","v":""},"","","","","","","","",""]
[{"$f":"IF(ISBLANK(InfoPro!A108),\"\",InfoPro!A108)","v":""},{"$f":"IF(ISBLANK(InfoPro!H108),\"\",InfoPro!H108)","v":""},{"$f":"IF(ISBLANK(InfoPro!B108),\"\",InfoPro!B108)","v":""},{"$f":"IF(ISBLANK(InfoPro!E108),\"\",InfoPro!E108)","v":""},{"$f":"IF(ISBLANK(InfoPro!C108),\"\",InfoPro!C108)","v":""},{"$f":"IF(ISBLANK(InfoPro!D108),\"\",InfoPro!D108)","v":""},{"$f":"IF(ISBLANK(InfoPro!L108),\"\",InfoPro!L108)","v":""},{"$f":"'IT-TA'!H110","v":""},{"$f":"IFERROR('BT-Confi'!Y117,\"\")","v":""},{"$f":"IFERROR('BT-Flex'!Y117,\"\")","v":""},{"$f":"IFERROR('EC-RE'!Z117,\"\")","v":""},{"$f":"IFERROR('EC-RP'!Z116,\"\")","v":""},{"$f":"IFERROR('EC-Per'!W116,\"\")","v":""},{"$f":"IFERROR('EC-Mar'!Y116,\"\")","v":""},"","","","","","","","",""]
[{"$f":"IF(ISBLANK(InfoPro!A109),\"\",InfoPro!A109)","v":""},{"$f":"IF(ISBLANK(InfoPro!H109),\"\",InfoPro!H109)","v":""},{"$f":"IF(ISBLANK(InfoPro!B109),\"\",InfoPro!B109)","v":""},{"$f":"IF(ISBLANK(InfoPro!E109),\"\",InfoPro!E109)","v":""},{"$f":"IF(ISBLANK(InfoPro!C109),\"\",InfoPro!C109)","v":""},{"$f":"IF(ISBLANK(InfoPro!D109),\"\",InfoPro!D109)","v":""},{"$f":"IF(ISBLANK(InfoPro!L109),\"\",InfoPro!L109)","v":""},{"$f":"'IT-TA'!H111","v":""},{"$f":"IFERROR('BT-Confi'!Y118,\"\")","v":""},{"$f":"IFERROR('BT-Flex'!Y118,\"\")","v":""},{"$f":"IFERROR('EC-RE'!Z118,\"\")","v":""},{"$f":"IFERROR('EC-RP'!Z117,\"\")","v":""},{"$f":"IFERROR('EC-Per'!W117,\"\")","v":""},{"$f":"IFERROR('EC-Mar'!Y117,\"\")","v":""},"","","","","","","","",""]
[{"$f":"IF(ISBLANK(InfoPro!A110),\"\",InfoPro!A110)","v":""},{"$f":"IF(ISBLANK(InfoPro!H110),\"\",InfoPro!H110)","v":""},{"$f":"IF(ISBLANK(InfoPro!B110),\"\",InfoPro!B110)","v":""},{"$f":"IF(ISBLANK(InfoPro!E110),\"\",InfoPro!E110)","v":""},{"$f":"IF(ISBLANK(InfoPro!C110),\"\",InfoPro!C110)","v":""},{"$f":"IF(ISBLANK(InfoPro!D110),\"\",InfoPro!D110)","v":""},{"$f":"IF(ISBLANK(InfoPro!L110),\"\",InfoPro!L110)","v":""},{"$f":"'IT-TA'!H112","v":""},{"$f":"IFERROR('BT-Confi'!Y119,\"\")","v":""},{"$f":"IFERROR('BT-Flex'!Y119,\"\")","v":""},{"$f":"IFERROR('EC-RE'!Z119,\"\")","v":""},{"$f":"IFERROR('EC-RP'!Z118,\"\")","v":""},{"$f":"IFERROR('EC-Per'!W118,\"\")","v":""},{"$f":"IFERROR('EC-Mar'!Y118,\"\")","v":""},"","","","","","","","",""]
[{"$f":"IF(ISBLANK(InfoPro!A111),\"\",InfoPro!A111)","v":""},{"$f":"IF(ISBLANK(InfoPro!H111),\"\",InfoPro!H111)","v":""},{"$f":"IF(ISBLANK(InfoPro!B111),\"\",InfoPro!B111)","v":""},{"$f":"IF(ISBLANK(InfoPro!E111),\"\",InfoPro!E111)","v":""},{"$f":"IF(ISBLANK(InfoPro!C111),\"\",InfoPro!C111)","v":""},{"$f":"IF(ISBLANK(InfoPro!D111),\"\",InfoPro!D111)","v":""},{"$f":"IF(ISBLANK(InfoPro!L111),\"\",InfoPro!L111)","v":""},{"$f":"'IT-TA'!H113","v":""},{"$f":"IFERROR('BT-Confi'!Y120,\"\")","v":""},{"$f":"IFERROR('BT-Flex'!Y120,\"\")","v":""},{"$f":"IFERROR('EC-RE'!Z120,\"\")","v":""},{"$f":"IFERROR('EC-RP'!Z119,\"\")","v":""},{"$f":"IFERROR('EC-Per'!W119,\"\")","v":""},{"$f":"IFERROR('EC-Mar'!Y119,\"\")","v":""},"","","","","","","","",""]
[{"$f":"IF(ISBLANK(InfoPro!A112),\"\",InfoPro!A112)","v":""},{"$f":"IF(ISBLANK(InfoPro!H112),\"\",InfoPro!H112)","v":""},{"$f":"IF(ISBLANK(InfoPro!B112),\"\",InfoPro!B112)","v":""},{"$f":"IF(ISBLANK(InfoPro!E112),\"\",InfoPro!E112)","v":""},{"$f":"IF(ISBLANK(InfoPro!C112),\"\",InfoPro!C112)","v":""},{"$f":"IF(ISBLANK(InfoPro!D112),\"\",InfoPro!D112)","v":""},{"$f":"IF(ISBLANK(InfoPro!L112),\"\",InfoPro!L112)","v":""},{"$f":"'IT-TA'!H114","v":""},{"$f":"IFERROR('BT-Confi'!Y121,\"\")","v":""},{"$f":"IFERROR('BT-Flex'!Y121,\"\")","v":""},{"$f":"IFERROR('EC-RE'!Z121,\"\")","v":""},{"$f":"IFERROR('EC-RP'!Z120,\"\")","v":""},{"$f":"IFERROR('EC-Per'!W120,\"\")","v":""},{"$f":"IFERROR('EC-Mar'!Y120,\"\")","v":""},"","","","","","","","",""]
[{"$f":"IF(ISBLANK(InfoPro!A113),\"\",InfoPro!A113)","v":""},{"$f":"IF(ISBLANK(InfoPro!H113),\"\",InfoPro!H113)","v":""},{"$f":"IF(ISBLANK(InfoPro!B113),\"\",InfoPro!B113)","v":""},{"$f":"IF(ISBLANK(InfoPro!E113),\"\",InfoPro!E113)","v":""},{"$f":"IF(ISBLANK(InfoPro!C113),\"\",InfoPro!C113)","v":""},{"$f":"IF(ISBLANK(InfoPro!D113),\"\",InfoPro!D113)","v":""},{"$f":"IF(ISBLANK(InfoPro!L113),\"\",InfoPro!L113)","v":""},{"$f":"'IT-TA'!H115","v":""},{"$f":"IFERROR('BT-Confi'!Y122,\"\")","v":""},{"$f":"IFERROR('BT-Flex'!Y122,\"\")","v":""},{"$f":"IFERROR('EC-RE'!Z122,\"\")","v":""},{"$f":"IFERROR('EC-RP'!Z121,\"\")","v":""},{"$f":"IFERROR('EC-Per'!W121,\"\")","v":""},{"$f":"IFERROR('EC-Mar'!Y121,\"\")","v":""},"","","","","","","","",""]
[{"$f":"IF(ISBLANK(InfoPro!A114),\"\",InfoPro!A114)","v":""},{"$f":"IF(ISBLANK(InfoPro!H114),\"\",InfoPro!H114)","v":""},{"$f":"IF(ISBLANK(InfoPro!B114),\"\",InfoPro!B114)","v":""},{"$f":"IF(ISBLANK(InfoPro!E114),\"\",InfoPro!E114)","v":""},{"$f":"IF(ISBLANK(InfoPro!C114),\"\",InfoPro!C114)","v":""},{"$f":"IF(ISBLANK(InfoPro!D114),\"\",InfoPro!D114)","v":""},{"$f":"IF(ISBLANK(InfoPro!L114),\"\",InfoPro!L114)","v":""},{"$f":"'IT-TA'!H116","v":""},{"$f":"IFERROR('BT-Confi'!Y123,\"\")","v":""},{"$f":"IFERROR('BT-Flex'!Y123,\"\")","v":""},{"$f":"IFERROR('EC-RE'!Z123,\"\")","v":""},{"$f":"IFERROR('EC-RP'!Z122,\"\")","v":""},{"$f":"IFERROR('EC-Per'!W122,\"\")","v":""},{"$f":"IFERROR('EC-Mar'!Y122,\"\")","v":""},"","","","","","","","",""]
[{"$f":"IF(ISBLANK(InfoPro!A115),\"\",InfoPro!A115)","v":""},{"$f":"IF(ISBLANK(InfoPro!H115),\"\",InfoPro!H115)","v":""},{"$f":"IF(ISBLANK(InfoPro!B115),\"\",InfoPro!B115)","v":""},{"$f":"IF(ISBLANK(InfoPro!E115),\"\",InfoPro!E115)","v":""},{"$f":"IF(ISBLANK(InfoPro!C115),\"\",InfoPro!C115)","v":""},{"$f":"IF(ISBLANK(InfoPro!D115),\"\",InfoPro!D115)","v":""},{"$f":"IF(ISBLANK(InfoPro!L115),\"\",InfoPro!L115)","v":""},{"$f":"'IT-TA'!H117","v":""},{"$f":"IFERROR('BT-Confi'!Y124,\"\")","v":""},{"$f":"IFERROR('BT-Flex'!Y124,\"\")","v":""},{"$f":"IFERROR('EC-RE'!Z124,\"\")","v":""},{"$f":"IFERROR('EC-RP'!Z123,\"\")","v":""},{"$f":"IFERROR('EC-Per'!W123,\"\")","v":""},{"$f":"IFERROR('EC-Mar'!Y123,\"\")","v":""},"","","","","","","","",""]
[{"$f":"IF(ISBLANK(InfoPro!A116),\"\",InfoPro!A116)","v":""},{"$f":"IF(ISBLANK(InfoPro!H116),\"\",InfoPro!H116)","v":""},{"$f":"IF(ISBLANK(InfoPro!B116),\"\",InfoPro!B116)","v":""},{"$f":"IF(ISBLANK(InfoPro!E116),\"\",InfoPro!E116)","v":""},{"$f":"IF(ISBLANK(InfoPro!C116),\"\",InfoPro!C116)","v":""},{"$f":"IF(ISBLANK(InfoPro!D116),\"\",InfoPro!D116)","v":""},{"$f":"IF(ISBLANK(InfoPro!L116),\"\",InfoPro!L116)","v":""},{"$f":"'IT-TA'!H118","v":""},{"$f":"IFERROR('BT-Confi'!Y125,\"\")","v":""},{"$f":"IFERROR('BT-Flex'!Y125,\"\")","v":""},{"$f":"IFERROR('EC-RE'!Z125,\"\")","v":""},{"$f":"IFERROR('EC-RP'!Z124,\"\")","v":""},{"$f":"IFERROR('EC-Per'!W124,\"\")","v":""},{"$f":"IFERROR('EC-Mar'!Y124,\"\")","v":""},"","","","","","","","",""]
[{"$f":"IF(ISBLANK(InfoPro!A117),\"\",InfoPro!A117)","v":""},{"$f":"IF(ISBLANK(InfoPro!H117),\"\",InfoPro!H117)","v":""},{"$f":"IF(ISBLANK(InfoPro!B117),\"\",InfoPro!B117)","v":""},{"$f":"IF(ISBLANK(InfoPro!E117),\"\",InfoPro!E117)","v":""},{"$f":"IF(ISBLANK(InfoPro!C117),\"\",InfoPro!C117)","v":""},{"$f":"IF(ISBLANK(InfoPro!D117),\"\",InfoPro!D117)","v":""},{"$f":"IF(ISBLANK(InfoPro!L117),\"\",InfoPro!L117)","v":""},{"$f":"'IT-TA'!H119","v":""},{"$f":"IFERROR('BT-Confi'!Y126,\"\")","v":""},{"$f":"IFERROR('BT-Flex'!Y126,\"\")","v":""},{"$f":"IFERROR('EC-RE'!Z126,\"\")","v":""},{"$f":"IFERROR('EC-RP'!Z125,\"\")","v":""},{"$f":"IFERROR('EC-Per'!W125,\"\")","v":""},{"$f":"IFERROR('EC-Mar'!Y125,\"\")","v":""},"","","","","","","","",""]
[{"$f":"IF(ISBLANK(InfoPro!A118),\"\",InfoPro!A118)","v":""},{"$f":"IF(ISBLANK(InfoPro!H118),\"\",InfoPro!H118)","v":""},{"$f":"IF(ISBLANK(InfoPro!B118),\"\",InfoPro!B118)","v":""},{"$f":"IF(ISBLANK(InfoPro!E118),\"\",InfoPro!E118)","v":""},{"$f":"IF(ISBLANK(InfoPro!C118),\"\",InfoPro!C118)","v":""},{"$f":"IF(ISBLANK(InfoPro!D118),\"\",InfoPro!D118)","v":""},{"$f":"IF(ISBLANK(InfoPro!L118),\"\",InfoPro!L118)","v":""},{"$f":"'IT-TA'!H120","v":""},{"$f":"IFERROR('BT-Confi'!Y127,\"\")","v":""},{"$f":"IFERROR('BT-Flex'!Y127,\"\")","v":""},{"$f":"IFERROR('EC-RE'!Z127,\"\")","v":""},{"$f":"IFERROR('EC-RP'!Z126,\"\")","v":""},{"$f":"IFERROR('EC-Per'!W126,\"\")","v":""},{"$f":"IFERROR('EC-Mar'!Y126,\"\")","v":""},"","","","","","","","",""]
[{"$f":"IF(ISBLANK(InfoPro!A119),\"\",InfoPro!A119)","v":""},{"$f":"IF(ISBLANK(InfoPro!H119),\"\",InfoPro!H119)","v":""},{"$f":"IF(ISBLANK(InfoPro!B119),\"\",InfoPro!B119)","v":""},{"$f":"IF(ISBLANK(InfoPro!E119),\"\",InfoPro!E119)","v":""},{"$f":"IF(ISBLANK(InfoPro!C119),\"\",InfoPro!C119)","v":""},{"$f":"IF(ISBLANK(InfoPro!D119),\"\",InfoPro!D119)","v":""},{"$f":"IF(ISBLANK(InfoPro!L119),\"\",InfoPro!L119)","v":""},{"$f":"'IT-TA'!H121","v":""},{"$f":"IFERROR('BT-Confi'!Y128,\"\")","v":""},{"$f":"IFERROR('BT-Flex'!Y128,\"\")","v":""},{"$f":"IFERROR('EC-RE'!Z128,\"\")","v":""},{"$f":"IFERROR('EC-RP'!Z127,\"\")","v":""},{"$f":"IFERROR('EC-Per'!W127,\"\")","v":""},{"$f":"IFERROR('EC-Mar'!Y127,\"\")","v":""},"","","","","","","","",""]
[{"$f":"IF(ISBLANK(InfoPro!A120),\"\",InfoPro!A120)","v":""},{"$f":"IF(ISBLANK(InfoPro!H120),\"\",InfoPro!H120)","v":""},{"$f":"IF(ISBLANK(InfoPro!B120),\"\",InfoPro!B120)","v":""},{"$f":"IF(ISBLANK(InfoPro!E120),\"\",InfoPro!E120)","v":""},{"$f":"IF(ISBLANK(InfoPro!C120),\"\",InfoPro!C120)","v":""},{"$f":"IF(ISBLANK(InfoPro!D120),\"\",InfoPro!D120)","v":""},{"$f":"IF(ISBLANK(InfoPro!L120),\"\",InfoPro!L120)","v":""},{"$f":"'IT-TA'!H122","v":""},{"$f":"IFERROR('BT-Confi'!Y129,\"\")","v":""},{"$f":"IFERROR('BT-Flex'!Y129,\"\")","v":""},{"$f":"IFERROR('EC-RE'!Z129,\"\")","v":""},{"$f":"IFERROR('EC-RP'!Z128,\"\")","v":""},{"$f":"IFERROR('EC-Per'!W128,\"\")","v":""},{"$f":"IFERROR('EC-Mar'!Y128,\"\")","v":""},"","","","","","","","",""]
[{"$f":"IF(ISBLANK(InfoPro!A121),\"\",InfoPro!A121)","v":""},{"$f":"IF(ISBLANK(InfoPro!H121),\"\",InfoPro!H121)","v":""},{"$f":"IF(ISBLANK(InfoPro!B121),\"\",InfoPro!B121)","v":""},{"$f":"IF(ISBLANK(InfoPro!E121),\"\",InfoPro!E121)","v":""},{"$f":"IF(ISBLANK(InfoPro!C121),\"\",InfoPro!C121)","v":""},{"$f":"IF(ISBLANK(InfoPro!D121),\"\",InfoPro!D121)","v":""},{"$f":"IF(ISBLANK(InfoPro!L121),\"\",InfoPro!L121)","v":""},{"$f":"'IT-TA'!H123","v":""},{"$f":"IFERROR('BT-Confi'!Y130,\"\")","v":""},{"$f":"IFERROR('BT-Flex'!Y130,\"\")","v":""},{"$f":"IFERROR('EC-RE'!Z130,\"\")","v":""},{"$f":"IFERROR('EC-RP'!Z129,\"\")","v":""},{"$f":"IFERROR('EC-Per'!W129,\"\")","v":""},{"$f":"IFERROR('EC-Mar'!Y129,\"\")","v":""},"","","","","","","","",""]
[{"$f":"IF(ISBLANK(InfoPro!A122),\"\",InfoPro!A122)","v":""},{"$f":"IF(ISBLANK(InfoPro!H122),\"\",InfoPro!H122)","v":""},{"$f":"IF(ISBLANK(InfoPro!B122),\"\",InfoPro!B122)","v":""},{"$f":"IF(ISBLANK(InfoPro!E122),\"\",InfoPro!E122)","v":""},{"$f":"IF(ISBLANK(InfoPro!C122),\"\",InfoPro!C122)","v":""},{"$f":"IF(ISBLANK(InfoPro!D122),\"\",InfoPro!D122)","v":""},{"$f":"IF(ISBLANK(InfoPro!L122),\"\",InfoPro!L122)","v":""},{"$f":"'IT-TA'!H124","v":""},{"$f":"IFERROR('BT-Confi'!Y131,\"\")","v":""},{"$f":"IFERROR('BT-Flex'!Y131,\"\")","v":""},{"$f":"IFERROR('EC-RE'!Z131,\"\")","v":""},{"$f":"IFERROR('EC-RP'!Z130,\"\")","v":""},{"$f":"IFERROR('EC-Per'!W130,\"\")","v":""},{"$f":"IFERROR('EC-Mar'!Y130,\"\")","v":""},"","","","","","","","",""]
[{"$f":"IF(ISBLANK(InfoPro!A123),\"\",InfoPro!A123)","v":""},{"$f":"IF(ISBLANK(InfoPro!H123),\"\",InfoPro!H123)","v":""},{"$f":"IF(ISBLANK(InfoPro!B123),\"\",InfoPro!B123)","v":""},{"$f":"IF(ISBLANK(InfoPro!E123),\"\",InfoPro!E123)","v":""},{"$f":"IF(ISBLANK(InfoPro!C123),\"\",InfoPro!C123)","v":""},{"$f":"IF(ISBLANK(InfoPro!D123),\"\",InfoPro!D123)","v":""},{"$f":"IF(ISBLANK(InfoPro!L123),\"\",InfoPro!L123)","v":""},{"$f":"'IT-TA'!H125","v":""},{"$f":"IFERROR('BT-Confi'!Y132,\"\")","v":""},{"$f":"IFERROR('BT-Flex'!Y132,\"\")","v":""},{"$f":"IFERROR('EC-RE'!Z132,\"\")","v":""},{"$f":"IFERROR('EC-RP'!Z131,\"\")","v":""},{"$f":"IFERROR('EC-Per'!W131,\"\")","v":""},{"$f":"IFERROR('EC-Mar'!Y131,\"\")","v":""},"","","","","","","","",""]
[{"$f":"IF(ISBLANK(InfoPro!A124),\"\",InfoPro!A124)","v":""},{"$f":"IF(ISBLANK(InfoPro!H124),\"\",InfoPro!H124)","v":""},{"$f":"IF(ISBLANK(InfoPro!B124),\"\",InfoPro!B124)","v":""},{"$f":"IF(ISBLANK(InfoPro!E124),\"\",InfoPro!E124)","v":""},{"$f":"IF(ISBLANK(InfoPro!C124),\"\",InfoPro!C124)","v":""},{"$f":"IF(ISBLANK(InfoPro!D124),\"\",InfoPro!D124)","v":""},{"$f":"IF(ISBLANK(InfoPro!L124),\"\",InfoPro!L124)","v":""},{"$f":"'IT-TA'!H126","v":""},{"$f":"IFERROR('BT-Confi'!Y133,\"\")","v":""},{"$f":"IFERROR('BT-Flex'!Y133,\"\")","v":""},{"$f":"IFERROR('EC-RE'!Z133,\"\")","v":""},{"$f":"IFERROR('EC-RP'!Z132,\"\")","v":""},{"$f":"IFERROR('EC-Per'!W132,\"\")","v":""},{"$f":"IFERROR('EC-Mar'!Y132,\"\")","v":""},"","","","","","","","",""]
[{"$f":"IF(ISBLANK(InfoPro!A125),\"\",InfoPro!A125)","v":""},{"$f":"IF(ISBLANK(InfoPro!H125),\"\",InfoPro!H125)","v":""},{"$f":"IF(ISBLANK(InfoPro!B125),\"\",InfoPro!B125)","v":""},{"$f":"IF(ISBLANK(InfoPro!E125),\"\",InfoPro!E125)","v":""},{"$f":"IF(ISBLANK(InfoPro!C125),\"\",InfoPro!C125)","v":""},{"$f":"IF(ISBLANK(InfoPro!D125),\"\",InfoPro!D125)","v":""},{"$f":"IF(ISBLANK(InfoPro!L125),\"\",InfoPro!L125)","v":""},{"$f":"'IT-TA'!H127","v":""},{"$f":"IFERROR('BT-Confi'!Y134,\"\")","v":""},{"$f":"IFERROR('BT-Flex'!Y134,\"\")","v":""},{"$f":"IFERROR('EC-RE'!Z134,\"\")","v":""},{"$f":"IFERROR('EC-RP'!Z133,\"\")","v":""},{"$f":"IFERROR('EC-Per'!W133,\"\")","v":""},{"$f":"IFERROR('EC-Mar'!Y133,\"\")","v":""},"","","","","","","","",""]
[{"$f":"IF(ISBLANK(InfoPro!A126),\"\",InfoPro!A126)","v":""},{"$f":"IF(ISBLANK(InfoPro!H126),\"\",InfoPro!H126)","v":""},{"$f":"IF(ISBLANK(InfoPro!B126),\"\",InfoPro!B126)","v":""},{"$f":"IF(ISBLANK(InfoPro!E126),\"\",InfoPro!E126)","v":""},{"$f":"IF(ISBLANK(InfoPro!C126),\"\",InfoPro!C126)","v":""},{"$f":"IF(ISBLANK(InfoPro!D126),\"\",InfoPro!D126)","v":""},{"$f":"IF(ISBLANK(InfoPro!L126),\"\",InfoPro!L126)","v":""},{"$f":"'IT-TA'!H128","v":""},{"$f":"IFERROR('BT-Confi'!Y135,\"\")","v":""},{"$f":"IFERROR('BT-Flex'!Y135,\"\")","v":""},{"$f":"IFERROR('EC-RE'!Z135,\"\")","v":""},{"$f":"IFERROR('EC-RP'!Z134,\"\")","v":""},{"$f":"IFERROR('EC-Per'!W134,\"\")","v":""},{"$f":"IFERROR('EC-Mar'!Y134,\"\")","v":""},"","","","","","","","",""]
[{"$f":"IF(ISBLANK(InfoPro!A127),\"\",InfoPro!A127)","v":""},{"$f":"IF(ISBLANK(InfoPro!H127),\"\",InfoPro!H127)","v":""},{"$f":"IF(ISBLANK(InfoPro!B127),\"\",InfoPro!B127)","v":""},{"$f":"IF(ISBLANK(InfoPro!E127),\"\",InfoPro!E127)","v":""},{"$f":"IF(ISBLANK(InfoPro!C127),\"\",InfoPro!C127)","v":""},{"$f":"IF(ISBLANK(InfoPro!D127),\"\",InfoPro!D127)","v":""},{"$f":"IF(ISBLANK(InfoPro!L127),\"\",InfoPro!L127)","v":""},{"$f":"'IT-TA'!H129","v":""},{"$f":"IFERROR('BT-Confi'!Y136,\"\")","v":""},{"$f":"IFERROR('BT-Flex'!Y136,\"\")","v":""},{"$f":"IFERROR('EC-RE'!Z136,\"\")","v":""},{"$f":"IFERROR('EC-RP'!Z135,\"\")","v":""},{"$f":"IFERROR('EC-Per'!W135,\"\")","v":""},{"$f":"IFERROR('EC-Mar'!Y135,\"\")","v":""},"","","","","","","","",""]
[{"$f":"IF(ISBLANK(InfoPro!A128),\"\",InfoPro!A128)","v":""},{"$f":"IF(ISBLANK(InfoPro!H128),\"\",InfoPro!H128)","v":""},{"$f":"IF(ISBLANK(InfoPro!B128),\"\",InfoPro!B128)","v":""},{"$f":"IF(ISBLANK(InfoPro!E128),\"\",InfoPro!E128)","v":""},{"$f":"IF(ISBLANK(InfoPro!C128),\"\",InfoPro!C128)","v":""},{"$f":"IF(ISBLANK(InfoPro!D128),\"\",InfoPro!D128)","v":""},{"$f":"IF(ISBLANK(InfoPro!L128),\"\",InfoPro!L128)","v":""},{"$f":"'IT-TA'!H130","v":""},{"$f":"IFERROR('BT-Confi'!Y137,\"\")","v":""},{"$f":"IFERROR('BT-Flex'!Y137,\"\")","v":""},{"$f":"IFERROR('EC-RE'!Z137,\"\")","v":""},{"$f":"IFERROR('EC-RP'!Z136,\"\")","v":""},{"$f":"IFERROR('EC-Per'!W136,\"\")","v":""},{"$f":"IFERROR('EC-Mar'!Y136,\"\")","v":""},"","","","","","","","",""]
[{"$f":"IF(ISBLANK(InfoPro!A129),\"\",InfoPro!A129)","v":""},{"$f":"IF(ISBLANK(InfoPro!H129),\"\",InfoPro!H129)","v":""},{"$f":"IF(ISBLANK(InfoPro!B129),\"\",InfoPro!B129)","v":""},{"$f":"IF(ISBLANK(InfoPro!E129),\"\",InfoPro!E129)","v":""},{"$f":"IF(ISBLANK(InfoPro!C129),\"\",InfoPro!C129)","v":""},{"$f":"IF(ISBLANK(InfoPro!D129),\"\",InfoPro!D129)","v":""},{"$f":"IF(ISBLANK(InfoPro!L129),\"\",InfoPro!L129)","v":""},{"$f":"'IT-TA'!H131","v":""},{"$f":"IFERROR('BT-Confi'!Y138,\"\")","v":""},{"$f":"IFERROR('BT-Flex'!Y138,\"\")","v":""},{"$f":"IFERROR('EC-RE'!Z138,\"\")","v":""},{"$f":"IFERROR('EC-RP'!Z137,\"\")","v":""},{"$f":"IFERROR('EC-Per'!W137,\"\")","v":""},{"$f":"IFERROR('EC-Mar'!Y137,\"\")","v":""},"","","","","","","","",""]
[{"$f":"IF(ISBLANK(InfoPro!A130),\"\",InfoPro!A130)","v":""},{"$f":"IF(ISBLANK(InfoPro!H130),\"\",InfoPro!H130)","v":""},{"$f":"IF(ISBLANK(InfoPro!B130),\"\",InfoPro!B130)","v":""},{"$f":"IF(ISBLANK(InfoPro!E130),\"\",InfoPro!E130)","v":""},{"$f":"IF(ISBLANK(InfoPro!C130),\"\",InfoPro!C130)","v":""},{"$f":"IF(ISBLANK(InfoPro!D130),\"\",InfoPro!D130)","v":""},{"$f":"IF(ISBLANK(InfoPro!L130),\"\",InfoPro!L130)","v":""},{"$f":"'IT-TA'!H132","v":""},{"$f":"IFERROR('BT-Confi'!Y139,\"\")","v":""},{"$f":"IFERROR('BT-Flex'!Y139,\"\")","v":""},{"$f":"IFERROR('EC-RE'!Z139,\"\")","v":""},{"$f":"IFERROR('EC-RP'!Z138,\"\")","v":""},{"$f":"IFERROR('EC-Per'!W138,\"\")","v":""},{"$f":"IFERROR('EC-Mar'!Y138,\"\")","v":""},"","","","","","","","",""]
[{"$f":"IF(ISBLANK(InfoPro!A131),\"\",InfoPro!A131)","v":""},{"$f":"IF(ISBLANK(InfoPro!H131),\"\",InfoPro!H131)","v":""},{"$f":"IF(ISBLANK(InfoPro!B131),\"\",InfoPro!B131)","v":""},{"$f":"IF(ISBLANK(InfoPro!E131),\"\",InfoPro!E131)","v":""},{"$f":"IF(ISBLANK(InfoPro!C131),\"\",InfoPro!C131)","v":""},{"$f":"IF(ISBLANK(InfoPro!D131),\"\",InfoPro!D131)","v":""},{"$f":"IF(ISBLANK(InfoPro!L131),\"\",InfoPro!L131)","v":""},{"$f":"'IT-TA'!H133","v":""},{"$f":"IFERROR('BT-Confi'!Y140,\"\")","v":""},{"$f":"IFERROR('BT-Flex'!Y140,\"\")","v":""},{"$f":"IFERROR('EC-RE'!Z140,\"\")","v":""},{"$f":"IFERROR('EC-RP'!Z139,\"\")","v":""},{"$f":"IFERROR('EC-Per'!W139,\"\")","v":""},{"$f":"IFERROR('EC-Mar'!Y139,\"\")","v":""},"","","","","","","","",""]
[{"$f":"IF(ISBLANK(InfoPro!A132),\"\",InfoPro!A132)","v":""},{"$f":"IF(ISBLANK(InfoPro!H132),\"\",InfoPro!H132)","v":""},{"$f":"IF(ISBLANK(InfoPro!B132),\"\",InfoPro!B132)","v":""},{"$f":"IF(ISBLANK(InfoPro!E132),\"\",InfoPro!E132)","v":""},{"$f":"IF(ISBLANK(InfoPro!C132),\"\",InfoPro!C132)","v":""},{"$f":"IF(ISBLANK(InfoPro!D132),\"\",InfoPro!D132)","v":""},{"$f":"IF(ISBLANK(InfoPro!L132),\"\",InfoPro!L132)","v":""},{"$f":"'IT-TA'!H134","v":""},{"$f":"IFERROR('BT-Confi'!Y141,\"\")","v":""},{"$f":"IFERROR('BT-Flex'!Y141,\"\")","v":""},{"$f":"IFERROR('EC-RE'!Z141,\"\")","v":""},{"$f":"IFERROR('EC-RP'!Z140,\"\")","v":""},{"$f":"IFERROR('EC-Per'!W140,\"\")","v":""},{"$f":"IFERROR('EC-Mar'!Y140,\"\")","v":""},"","","","","","","","",""]
[{"$f":"IF(ISBLANK(InfoPro!A133),\"\",InfoPro!A133)","v":""},{"$f":"IF(ISBLANK(InfoPro!H133),\"\",InfoPro!H133)","v":""},{"$f":"IF(ISBLANK(InfoPro!B133),\"\",InfoPro!B133)","v":""},{"$f":"IF(ISBLANK(InfoPro!E133),\"\",InfoPro!E133)","v":""},{"$f":"IF(ISBLANK(InfoPro!C133),\"\",InfoPro!C133)","v":""},{"$f":"IF(ISBLANK(InfoPro!D133),\"\",InfoPro!D133)","v":""},{"$f":"IF(ISBLANK(InfoPro!L133),\"\",InfoPro!L133)","v":""},{"$f":"'IT-TA'!H135","v":""},{"$f":"IFERROR('BT-Confi'!Y142,\"\")","v":""},{"$f":"IFERROR('BT-Flex'!Y142,\"\")","v":""},{"$f":"IFERROR('EC-RE'!Z142,\"\")","v":""},{"$f":"IFERROR('EC-RP'!Z141,\"\")","v":""},{"$f":"IFERROR('EC-Per'!W141,\"\")","v":""},{"$f":"IFERROR('EC-Mar'!Y141,\"\")","v":""},"","","","","","","","",""]
[{"$f":"IF(ISBLANK(InfoPro!A134),\"\",InfoPro!A134)","v":""},{"$f":"IF(ISBLANK(InfoPro!H134),\"\",InfoPro!H134)","v":""},{"$f":"IF(ISBLANK(InfoPro!B134),\"\",InfoPro!B134)","v":""},{"$f":"IF(ISBLANK(InfoPro!E134),\"\",InfoPro!E134)","v":""},{"$f":"IF(ISBLANK(InfoPro!C134),\"\",InfoPro!C134)","v":""},{"$f":"IF(ISBLANK(InfoPro!D134),\"\",InfoPro!D134)","v":""},{"$f":"IF(ISBLANK(InfoPro!L134),\"\",InfoPro!L134)","v":""},{"$f":"'IT-TA'!H136","v":""},{"$f":"IFERROR('BT-Confi'!Y143,\"\")","v":""},{"$f":"IFERROR('BT-Flex'!Y143,\"\")","v":""},{"$f":"IFERROR('EC-RE'!Z143,\"\")","v":""},{"$f":"IFERROR('EC-RP'!Z142,\"\")","v":""},{"$f":"IFERROR('EC-Per'!W142,\"\")","v":""},{"$f":"IFERROR('EC-Mar'!Y142,\"\")","v":""},"","","","","","","","",""]
[{"$f":"IF(ISBLANK(InfoPro!A135),\"\",InfoPro!A135)","v":""},{"$f":"IF(ISBLANK(InfoPro!H135),\"\",InfoPro!H135)","v":""},{"$f":"IF(ISBLANK(InfoPro!B135),\"\",InfoPro!B135)","v":""},{"$f":"IF(ISBLANK(InfoPro!E135),\"\",InfoPro!E135)","v":""},{"$f":"IF(ISBLANK(InfoPro!C135),\"\",InfoPro!C135)","v":""},{"$f":"IF(ISBLANK(InfoPro!D135),\"\",InfoPro!D135)","v":""},{"$f":"IF(ISBLANK(InfoPro!L135),\"\",InfoPro!L135)","v":""},{"$f":"'IT-TA'!H137","v":""},{"$f":"IFERROR('BT-Confi'!Y144,\"\")","v":""},{"$f":"IFERROR('BT-Flex'!Y144,\"\")","v":""},{"$f":"IFERROR('EC-RE'!Z144,\"\")","v":""},{"$f":"IFERROR('EC-RP'!Z143,\"\")","v":""},{"$f":"IFERROR('EC-Per'!W143,\"\")","v":""},{"$f":"IFERROR('EC-Mar'!Y143,\"\")","v":""},"","","","","","","","",""]
[{"$f":"IF(ISBLANK(InfoPro!A136),\"\",InfoPro!A136)","v":""},{"$f":"IF(ISBLANK(InfoPro!H136),\"\",InfoPro!H136)","v":""},{"$f":"IF(ISBLANK(InfoPro!B136),\"\",InfoPro!B136)","v":""},{"$f":"IF(ISBLANK(InfoPro!E136),\"\",InfoPro!E136)","v":""},{"$f":"IF(ISBLANK(InfoPro!C136),\"\",InfoPro!C136)","v":""},{"$f":"IF(ISBLANK(InfoPro!D136),\"\",InfoPro!D136)","v":""},{"$f":"IF(ISBLANK(InfoPro!L136),\"\",InfoPro!L136)","v":""},{"$f":"'IT-TA'!H138","v":""},{"$f":"IFERROR('BT-Confi'!Y145,\"\")","v":""},{"$f":"IFERROR('BT-Flex'!Y145,\"\")","v":""},{"$f":"IFERROR('EC-RE'!Z145,\"\")","v":""},{"$f":"IFERROR('EC-RP'!Z144,\"\")","v":""},{"$f":"IFERROR('EC-Per'!W144,\"\")","v":""},{"$f":"IFERROR('EC-Mar'!Y144,\"\")","v":""},"","","","","","","","",""]
[{"$f":"IF(ISBLANK(InfoPro!A137),\"\",InfoPro!A137)","v":""},{"$f":"IF(ISBLANK(InfoPro!H137),\"\",InfoPro!H137)","v":""},{"$f":"IF(ISBLANK(InfoPro!B137),\"\",InfoPro!B137)","v":""},{"$f":"IF(ISBLANK(InfoPro!E137),\"\",InfoPro!E137)","v":""},{"$f":"IF(ISBLANK(InfoPro!C137),\"\",InfoPro!C137)","v":""},{"$f":"IF(ISBLANK(InfoPro!D137),\"\",InfoPro!D137)","v":""},{"$f":"IF(ISBLANK(InfoPro!L137),\"\",InfoPro!L137)","v":""},{"$f":"'IT-TA'!H139","v":""},{"$f":"IFERROR('BT-Confi'!Y146,\"\")","v":""},{"$f":"IFERROR('BT-Flex'!Y146,\"\")","v":""},{"$f":"IFERROR('EC-RE'!Z146,\"\")","v":""},{"$f":"IFERROR('EC-RP'!Z145,\"\")","v":""},{"$f":"IFERROR('EC-Per'!W145,\"\")","v":""},{"$f":"IFERROR('EC-Mar'!Y145,\"\")","v":""},"","","","","","","","",""]
[{"$f":"IF(ISBLANK(InfoPro!A138),\"\",InfoPro!A138)","v":""},{"$f":"IF(ISBLANK(InfoPro!H138),\"\",InfoPro!H138)","v":""},{"$f":"IF(ISBLANK(InfoPro!B138),\"\",InfoPro!B138)","v":""},{"$f":"IF(ISBLANK(InfoPro!E138),\"\",InfoPro!E138)","v":""},{"$f":"IF(ISBLANK(InfoPro!C138),\"\",InfoPro!C138)","v":""},{"$f":"IF(ISBLANK(InfoPro!D138),\"\",InfoPro!D138)","v":""},{"$f":"IF(ISBLANK(InfoPro!L138),\"\",InfoPro!L138)","v":""},{"$f":"'IT-TA'!H140","v":""},{"$f":"IFERROR('BT-Confi'!Y147,\"\")","v":""},{"$f":"IFERROR('BT-Flex'!Y147,\"\")","v":""},{"$f":"IFERROR('EC-RE'!Z147,\"\")","v":""},{"$f":"IFERROR('EC-RP'!Z146,\"\")","v":""},{"$f":"IFERROR('EC-Per'!W146,\"\")","v":""},{"$f":"IFERROR('EC-Mar'!Y146,\"\")","v":""},"","","","","","","","",""]
[{"$f":"IF(ISBLANK(InfoPro!A139),\"\",InfoPro!A139)","v":""},{"$f":"IF(ISBLANK(InfoPro!H139),\"\",InfoPro!H139)","v":""},{"$f":"IF(ISBLANK(InfoPro!B139),\"\",InfoPro!B139)","v":""},{"$f":"IF(ISBLANK(InfoPro!E139),\"\",InfoPro!E139)","v":""},{"$f":"IF(ISBLANK(InfoPro!C139),\"\",InfoPro!C139)","v":""},{"$f":"IF(ISBLANK(InfoPro!D139),\"\",InfoPro!D139)","v":""},{"$f":"IF(ISBLANK(InfoPro!L139),\"\",InfoPro!L139)","v":""},{"$f":"'IT-TA'!H141","v":""},{"$f":"IFERROR('BT-Confi'!Y148,\"\")","v":""},{"$f":"IFERROR('BT-Flex'!Y148,\"\")","v":""},{"$f":"IFERROR('EC-RE'!Z148,\"\")","v":""},{"$f":"IFERROR('EC-RP'!Z147,\"\")","v":""},{"$f":"IFERROR('EC-Per'!W147,\"\")","v":""},{"$f":"IFERROR('EC-Mar'!Y147,\"\")","v":""},"","","","","","","","",""]
[{"$f":"IF(ISBLANK(InfoPro!A140),\"\",InfoPro!A140)","v":""},{"$f":"IF(ISBLANK(InfoPro!H140),\"\",InfoPro!H140)","v":""},{"$f":"IF(ISBLANK(InfoPro!B140),\"\",InfoPro!B140)","v":""},{"$f":"IF(ISBLANK(InfoPro!E140),\"\",InfoPro!E140)","v":""},{"$f":"IF(ISBLANK(InfoPro!C140),\"\",InfoPro!C140)","v":""},{"$f":"IF(ISBLANK(InfoPro!D140),\"\",InfoPro!D140)","v":""},{"$f":"IF(ISBLANK(InfoPro!L140),\"\",InfoPro!L140)","v":""},{"$f":"'IT-TA'!H142","v":""},{"$f":"IFERROR('BT-Confi'!Y149,\"\")","v":""},{"$f":"IFERROR('BT-Flex'!Y149,\"\")","v":""},{"$f":"IFERROR('EC-RE'!Z149,\"\")","v":""},{"$f":"IFERROR('EC-RP'!Z148,\"\")","v":""},{"$f":"IFERROR('EC-Per'!W148,\"\")","v":""},{"$f":"IFERROR('EC-Mar'!Y148,\"\")","v":""},"","","","","","","","",""]
[{"$f":"IF(ISBLANK(InfoPro!A141),\"\",InfoPro!A141)","v":""},{"$f":"IF(ISBLANK(InfoPro!H141),\"\",InfoPro!H141)","v":""},{"$f":"IF(ISBLANK(InfoPro!B141),\"\",InfoPro!B141)","v":""},{"$f":"IF(ISBLANK(InfoPro!E141),\"\",InfoPro!E141)","v":""},{"$f":"IF(ISBLANK(InfoPro!C141),\"\",InfoPro!C141)","v":""},{"$f":"IF(ISBLANK(InfoPro!D141),\"\",InfoPro!D141)","v":""},{"$f":"IF(ISBLANK(InfoPro!L141),\"\",InfoPro!L141)","v":""},{"$f":"'IT-TA'!H143","v":""},{"$f":"IFERROR('BT-Confi'!Y150,\"\")","v":""},{"$f":"IFERROR('BT-Flex'!Y150,\"\")","v":""},{"$f":"IFERROR('EC-RE'!Z150,\"\")","v":""},{"$f":"IFERROR('EC-RP'!Z149,\"\")","v":""},{"$f":"IFERROR('EC-Per'!W149,\"\")","v":""},{"$f":"IFERROR('EC-Mar'!Y149,\"\")","v":""},"","","","","","","","",""]
[{"$f":"IF(ISBLANK(InfoPro!A142),\"\",InfoPro!A142)","v":""},{"$f":"IF(ISBLANK(InfoPro!H142),\"\",InfoPro!H142)","v":""},{"$f":"IF(ISBLANK(InfoPro!B142),\"\",InfoPro!B142)","v":""},{"$f":"IF(ISBLANK(InfoPro!E142),\"\",InfoPro!E142)","v":""},{"$f":"IF(ISBLANK(InfoPro!C142),\"\",InfoPro!C142)","v":""},{"$f":"IF(ISBLANK(InfoPro!D142),\"\",InfoPro!D142)","v":""},{"$f":"IF(ISBLANK(InfoPro!L142),\"\",InfoPro!L142)","v":""},{"$f":"'IT-TA'!H144","v":""},{"$f":"IFERROR('BT-Confi'!Y151,\"\")","v":""},{"$f":"IFERROR('BT-Flex'!Y151,\"\")","v":""},{"$f":"IFERROR('EC-RE'!Z151,\"\")","v":""},{"$f":"IFERROR('EC-RP'!Z150,\"\")","v":""},{"$f":"IFERROR('EC-Per'!W150,\"\")","v":""},{"$f":"IFERROR('EC-Mar'!Y150,\"\")","v":""},{"$f":"IF(C147=\"\",\"\",(SUMIF(I147:N147,\">0\"))*(H147/100))","v":""},{"$f":"IF(C147=\"\",\"\",I147+$B$1)","v":""},{"$f":"IF(D147=\"\",\"\",J147+$B$1)","v":""},{"$f":"IF(E147=\"\",\"\",K147+$B$1)","v":""},{"$f":"IF(F147=\"\",\"\",L147+$B$1)","v":""},{"$f":"IF(G147=\"\",\"\",M147+$B$1)","v":""},{"$f":"IF(H147=\"\",\"\",N147+$B$1)","v":""},{"$f":"IF(I147=\"\",\"\",O147+$B$1)","v":""},{"$f":"IFERROR((+$P$1*P147+$Q$1*Q147+$R$1*R147+$S$1*S147+$T$1*T147+U147*$U$1+$V$1*V147),\"\")","v":""}]
[{"$f":"IF(ISBLANK(InfoPro!A143),\"\",InfoPro!A143)","v":""},{"$f":"IF(ISBLANK(InfoPro!H143),\"\",InfoPro!H143)","v":""},{"$f":"IF(ISBLANK(InfoPro!B143),\"\",InfoPro!B143)","v":""},{"$f":"IF(ISBLANK(InfoPro!E143),\"\",InfoPro!E143)","v":""},{"$f":"IF(ISBLANK(InfoPro!C143),\"\",InfoPro!C143)","v":""},{"$f":"IF(ISBLANK(InfoPro!D143),\"\",InfoPro!D143)","v":""},{"$f":"IF(ISBLANK(InfoPro!L143),\"\",InfoPro!L143)","v":""},{"$f":"'IT-TA'!H145","v":""},{"$f":"IFERROR('BT-Confi'!Y152,\"\")","v":""},{"$f":"IFERROR('BT-Flex'!Y152,\"\")","v":""},{"$f":"IFERROR('EC-RE'!Z152,\"\")","v":""},{"$f":"IFERROR('EC-RP'!Z151,\"\")","v":""},{"$f":"IFERROR('EC-Per'!W151,\"\")","v":""},{"$f":"IFERROR('EC-Mar'!Y151,\"\")","v":""},"","","","","","","","",""]
[{"$f":"IF(ISBLANK(InfoPro!A144),\"\",InfoPro!A144)","v":""},{"$f":"IF(ISBLANK(InfoPro!H144),\"\",InfoPro!H144)","v":""},{"$f":"IF(ISBLANK(InfoPro!B144),\"\",InfoPro!B144)","v":""},{"$f":"IF(ISBLANK(InfoPro!E144),\"\",InfoPro!E144)","v":""},{"$f":"IF(ISBLANK(InfoPro!C144),\"\",InfoPro!C144)","v":""},{"$f":"IF(ISBLANK(InfoPro!D144),\"\",InfoPro!D144)","v":""},{"$f":"IF(ISBLANK(InfoPro!L144),\"\",InfoPro!L144)","v":""},{"$f":"'IT-TA'!H146","v":""},{"$f":"IFERROR('BT-Confi'!Y153,\"\")","v":""},{"$f":"IFERROR('BT-Flex'!Y153,\"\")","v":""},{"$f":"IFERROR('EC-RE'!Z153,\"\")","v":""},{"$f":"IFERROR('EC-RP'!Z152,\"\")","v":""},{"$f":"IFERROR('EC-Per'!W152,\"\")","v":""},{"$f":"IFERROR('EC-Mar'!Y152,\"\")","v":""},"","","","","","","","",""]
[{"$f":"IF(ISBLANK(InfoPro!A145),\"\",InfoPro!A145)","v":""},{"$f":"IF(ISBLANK(InfoPro!H145),\"\",InfoPro!H145)","v":""},{"$f":"IF(ISBLANK(InfoPro!B145),\"\",InfoPro!B145)","v":""},{"$f":"IF(ISBLANK(InfoPro!E145),\"\",InfoPro!E145)","v":""},{"$f":"IF(ISBLANK(InfoPro!C145),\"\",InfoPro!C145)","v":""},{"$f":"IF(ISBLANK(InfoPro!D145),\"\",InfoPro!D145)","v":""},{"$f":"IF(ISBLANK(InfoPro!L145),\"\",InfoPro!L145)","v":""},{"$f":"'IT-TA'!H147","v":""},{"$f":"IFERROR('BT-Confi'!Y154,\"\")","v":""},{"$f":"IFERROR('BT-Flex'!Y154,\"\")","v":""},{"$f":"IFERROR('EC-RE'!Z154,\"\")","v":""},{"$f":"IFERROR('EC-RP'!Z153,\"\")","v":""},{"$f":"IFERROR('EC-Per'!W153,\"\")","v":""},{"$f":"IFERROR('EC-Mar'!Y153,\"\")","v":""},"","","","","","","","",""]
[{"$f":"IF(ISBLANK(InfoPro!A146),\"\",InfoPro!A146)","v":""},{"$f":"IF(ISBLANK(InfoPro!H146),\"\",InfoPro!H146)","v":""},{"$f":"IF(ISBLANK(InfoPro!B146),\"\",InfoPro!B146)","v":""},{"$f":"IF(ISBLANK(InfoPro!E146),\"\",InfoPro!E146)","v":""},{"$f":"IF(ISBLANK(InfoPro!C146),\"\",InfoPro!C146)","v":""},{"$f":"IF(ISBLANK(InfoPro!D146),\"\",InfoPro!D146)","v":""},{"$f":"IF(ISBLANK(InfoPro!L146),\"\",InfoPro!L146)","v":""},{"$f":"'IT-TA'!H148","v":""},{"$f":"IFERROR('BT-Confi'!Y155,\"\")","v":""},{"$f":"IFERROR('BT-Flex'!Y155,\"\")","v":""},{"$f":"IFERROR('EC-RE'!Z155,\"\")","v":""},{"$f":"IFERROR('EC-RP'!Z154,\"\")","v":""},{"$f":"IFERROR('EC-Per'!W154,\"\")","v":""},{"$f":"IFERROR('EC-Mar'!Y154,\"\")","v":""},"","","","","","","","",""]
[{"$f":"IF(ISBLANK(InfoPro!A147),\"\",InfoPro!A147)","v":""},{"$f":"IF(ISBLANK(InfoPro!H147),\"\",InfoPro!H147)","v":""},{"$f":"IF(ISBLANK(InfoPro!B147),\"\",InfoPro!B147)","v":""},{"$f":"IF(ISBLANK(InfoPro!E147),\"\",InfoPro!E147)","v":""},{"$f":"IF(ISBLANK(InfoPro!C147),\"\",InfoPro!C147)","v":""},{"$f":"IF(ISBLANK(InfoPro!D147),\"\",InfoPro!D147)","v":""},{"$f":"IF(ISBLANK(InfoPro!L147),\"\",InfoPro!L147)","v":""},{"$f":"'IT-TA'!H149","v":""},{"$f":"IFERROR('BT-Confi'!Y156,\"\")","v":""},{"$f":"IFERROR('BT-Flex'!Y156,\"\")","v":""},{"$f":"IFERROR('EC-RE'!Z156,\"\")","v":""},{"$f":"IFERROR('EC-RP'!Z155,\"\")","v":""},{"$f":"IFERROR('EC-Per'!W155,\"\")","v":""},{"$f":"IFERROR('EC-Mar'!Y155,\"\")","v":""},"","","","","","","","",""]
[{"$f":"IF(ISBLANK(InfoPro!A148),\"\",InfoPro!A148)","v":""},{"$f":"IF(ISBLANK(InfoPro!H148),\"\",InfoPro!H148)","v":""},{"$f":"IF(ISBLANK(InfoPro!B148),\"\",InfoPro!B148)","v":""},{"$f":"IF(ISBLANK(InfoPro!E148),\"\",InfoPro!E148)","v":""},{"$f":"IF(ISBLANK(InfoPro!C148),\"\",InfoPro!C148)","v":""},{"$f":"IF(ISBLANK(InfoPro!D148),\"\",InfoPro!D148)","v":""},{"$f":"IF(ISBLANK(InfoPro!L148),\"\",InfoPro!L148)","v":""},{"$f":"'IT-TA'!H150","v":""},{"$f":"IFERROR('BT-Confi'!Y157,\"\")","v":""},{"$f":"IFERROR('BT-Flex'!Y157,\"\")","v":""},{"$f":"IFERROR('EC-RE'!Z157,\"\")","v":""},{"$f":"IFERROR('EC-RP'!Z156,\"\")","v":""},{"$f":"IFERROR('EC-Per'!W156,\"\")","v":""},{"$f":"IFERROR('EC-Mar'!Y156,\"\")","v":""},"","","","","","","","",""]
[{"$f":"IF(ISBLANK(InfoPro!A149),\"\",InfoPro!A149)","v":""},{"$f":"IF(ISBLANK(InfoPro!H149),\"\",InfoPro!H149)","v":""},{"$f":"IF(ISBLANK(InfoPro!B149),\"\",InfoPro!B149)","v":""},{"$f":"IF(ISBLANK(InfoPro!E149),\"\",InfoPro!E149)","v":""},{"$f":"IF(ISBLANK(InfoPro!C149),\"\",InfoPro!C149)","v":""},{"$f":"IF(ISBLANK(InfoPro!D149),\"\",InfoPro!D149)","v":""},{"$f":"IF(ISBLANK(InfoPro!L149),\"\",InfoPro!L149)","v":""},{"$f":"'IT-TA'!H151","v":""},{"$f":"IFERROR('BT-Confi'!Y158,\"\")","v":""},{"$f":"IFERROR('BT-Flex'!Y158,\"\")","v":""},{"$f":"IFERROR('EC-RE'!Z158,\"\")","v":""},{"$f":"IFERROR('EC-RP'!Z157,\"\")","v":""},{"$f":"IFERROR('EC-Per'!W157,\"\")","v":""},{"$f":"IFERROR('EC-Mar'!Y157,\"\")","v":""},"","","","","","","","",""]
[{"$f":"IF(ISBLANK(InfoPro!A150),\"\",InfoPro!A150)","v":""},{"$f":"IF(ISBLANK(InfoPro!H150),\"\",InfoPro!H150)","v":""},{"$f":"IF(ISBLANK(InfoPro!B150),\"\",InfoPro!B150)","v":""},{"$f":"IF(ISBLANK(InfoPro!E150),\"\",InfoPro!E150)","v":""},{"$f":"IF(ISBLANK(InfoPro!C150),\"\",InfoPro!C150)","v":""},{"$f":"IF(ISBLANK(InfoPro!D150),\"\",InfoPro!D150)","v":""},{"$f":"IF(ISBLANK(InfoPro!L150),\"\",InfoPro!L150)","v":""},{"$f":"'IT-TA'!H152","v":""},{"$f":"IFERROR('BT-Confi'!Y159,\"\")","v":""},{"$f":"IFERROR('BT-Flex'!Y159,\"\")","v":""},{"$f":"IFERROR('EC-RE'!Z159,\"\")","v":""},{"$f":"IFERROR('EC-RP'!Z158,\"\")","v":""},{"$f":"IFERROR('EC-Per'!W158,\"\")","v":""},{"$f":"IFERROR('EC-Mar'!Y158,\"\")","v":""},"","","","","","","","",""]
[{"$f":"IF(ISBLANK(InfoPro!A151),\"\",InfoPro!A151)","v":""},{"$f":"IF(ISBLANK(InfoPro!H151),\"\",InfoPro!H151)","v":""},{"$f":"IF(ISBLANK(InfoPro!B151),\"\",InfoPro!B151)","v":""},{"$f":"IF(ISBLANK(InfoPro!E151),\"\",InfoPro!E151)","v":""},{"$f":"IF(ISBLANK(InfoPro!C151),\"\",InfoPro!C151)","v":""},{"$f":"IF(ISBLANK(InfoPro!D151),\"\",InfoPro!D151)","v":""},{"$f":"IF(ISBLANK(InfoPro!L151),\"\",InfoPro!L151)","v":""},{"$f":"'IT-TA'!H153","v":""},{"$f":"IFERROR('BT-Confi'!Y160,\"\")","v":""},{"$f":"IFERROR('BT-Flex'!Y160,\"\")","v":""},{"$f":"IFERROR('EC-RE'!Z160,\"\")","v":""},{"$f":"IFERROR('EC-RP'!Z159,\"\")","v":""},{"$f":"IFERROR('EC-Per'!W159,\"\")","v":""},{"$f":"IFERROR('EC-Mar'!Y159,\"\")","v":""},"","","","","","","","",""]
[{"$f":"IF(ISBLANK(InfoPro!A152),\"\",InfoPro!A152)","v":""},{"$f":"IF(ISBLANK(InfoPro!H152),\"\",InfoPro!H152)","v":""},{"$f":"IF(ISBLANK(InfoPro!B152),\"\",InfoPro!B152)","v":""},{"$f":"IF(ISBLANK(InfoPro!E152),\"\",InfoPro!E152)","v":""},{"$f":"IF(ISBLANK(InfoPro!C152),\"\",InfoPro!C152)","v":""},{"$f":"IF(ISBLANK(InfoPro!D152),\"\",InfoPro!D152)","v":""},{"$f":"IF(ISBLANK(InfoPro!L152),\"\",InfoPro!L152)","v":""},{"$f":"'IT-TA'!H154","v":""},{"$f":"IFERROR('BT-Confi'!Y161,\"\")","v":""},{"$f":"IFERROR('BT-Flex'!Y161,\"\")","v":""},{"$f":"IFERROR('EC-RE'!Z161,\"\")","v":""},{"$f":"IFERROR('EC-RP'!Z160,\"\")","v":""},{"$f":"IFERROR('EC-Per'!W160,\"\")","v":""},{"$f":"IFERROR('EC-Mar'!Y160,\"\")","v":""},"","","","","","","","",""]
[{"$f":"IF(ISBLANK(InfoPro!A153),\"\",InfoPro!A153)","v":""},{"$f":"IF(ISBLANK(InfoPro!H153),\"\",InfoPro!H153)","v":""},{"$f":"IF(ISBLANK(InfoPro!B153),\"\",InfoPro!B153)","v":""},{"$f":"IF(ISBLANK(InfoPro!E153),\"\",InfoPro!E153)","v":""},{"$f":"IF(ISBLANK(InfoPro!C153),\"\",InfoPro!C153)","v":""},{"$f":"IF(ISBLANK(InfoPro!D153),\"\",InfoPro!D153)","v":""},{"$f":"IF(ISBLANK(InfoPro!L153),\"\",InfoPro!L153)","v":""},{"$f":"'IT-TA'!H155","v":""},{"$f":"IFERROR('BT-Confi'!Y162,\"\")","v":""},{"$f":"IFERROR('BT-Flex'!Y162,\"\")","v":""},{"$f":"IFERROR('EC-RE'!Z162,\"\")","v":""},{"$f":"IFERROR('EC-RP'!Z161,\"\")","v":""},{"$f":"IFERROR('EC-Per'!W161,\"\")","v":""},{"$f":"IFERROR('EC-Mar'!Y161,\"\")","v":""},"","","","","","","","",""]
[{"$f":"IF(ISBLANK(InfoPro!A154),\"\",InfoPro!A154)","v":""},{"$f":"IF(ISBLANK(InfoPro!H154),\"\",InfoPro!H154)","v":""},{"$f":"IF(ISBLANK(InfoPro!B154),\"\",InfoPro!B154)","v":""},{"$f":"IF(ISBLANK(InfoPro!E154),\"\",InfoPro!E154)","v":""},{"$f":"IF(ISBLANK(InfoPro!C154),\"\",InfoPro!C154)","v":""},{"$f":"IF(ISBLANK(InfoPro!D154),\"\",InfoPro!D154)","v":""},{"$f":"IF(ISBLANK(InfoPro!L154),\"\",InfoPro!L154)","v":""},{"$f":"'IT-TA'!H156","v":""},{"$f":"IFERROR('BT-Confi'!Y163,\"\")","v":""},{"$f":"IFERROR('BT-Flex'!Y163,\"\")","v":""},{"$f":"IFERROR('EC-RE'!Z163,\"\")","v":""},{"$f":"IFERROR('EC-RP'!Z162,\"\")","v":""},{"$f":"IFERROR('EC-Per'!W162,\"\")","v":""},{"$f":"IFERROR('EC-Mar'!Y162,\"\")","v":""},"","","","","","","","",""]
[{"$f":"IF(ISBLANK(InfoPro!A155),\"\",InfoPro!A155)","v":""},{"$f":"IF(ISBLANK(InfoPro!H155),\"\",InfoPro!H155)","v":""},{"$f":"IF(ISBLANK(InfoPro!B155),\"\",InfoPro!B155)","v":""},{"$f":"IF(ISBLANK(InfoPro!E155),\"\",InfoPro!E155)","v":""},{"$f":"IF(ISBLANK(InfoPro!C155),\"\",InfoPro!C155)","v":""},{"$f":"IF(ISBLANK(InfoPro!D155),\"\",InfoPro!D155)","v":""},{"$f":"IF(ISBLANK(InfoPro!L155),\"\",InfoPro!L155)","v":""},{"$f":"'IT-TA'!H157","v":""},{"$f":"IFERROR('BT-Confi'!Y164,\"\")","v":""},{"$f":"IFERROR('BT-Flex'!Y164,\"\")","v":""},{"$f":"IFERROR('EC-RE'!Z164,\"\")","v":""},{"$f":"IFERROR('EC-RP'!Z163,\"\")","v":""},{"$f":"IFERROR('EC-Per'!W163,\"\")","v":""},{"$f":"IFERROR('EC-Mar'!Y163,\"\")","v":""},"","","","","","","","",""]
[{"$f":"IF(ISBLANK(InfoPro!A156),\"\",InfoPro!A156)","v":""},{"$f":"IF(ISBLANK(InfoPro!H156),\"\",InfoPro!H156)","v":""},{"$f":"IF(ISBLANK(InfoPro!B156),\"\",InfoPro!B156)","v":""},{"$f":"IF(ISBLANK(InfoPro!E156),\"\",InfoPro!E156)","v":""},{"$f":"IF(ISBLANK(InfoPro!C156),\"\",InfoPro!C156)","v":""},{"$f":"IF(ISBLANK(InfoPro!D156),\"\",InfoPro!D156)","v":""},{"$f":"IF(ISBLANK(InfoPro!L156),\"\",InfoPro!L156)","v":""},{"$f":"'IT-TA'!H158","v":""},{"$f":"IFERROR('BT-Confi'!Y165,\"\")","v":""},{"$f":"IFERROR('BT-Flex'!Y165,\"\")","v":""},{"$f":"IFERROR('EC-RE'!Z165,\"\")","v":""},{"$f":"IFERROR('EC-RP'!Z164,\"\")","v":""},{"$f":"IFERROR('EC-Per'!W164,\"\")","v":""},{"$f":"IFERROR('EC-Mar'!Y164,\"\")","v":""},"","","","","","","","",""]
[{"$f":"IF(ISBLANK(InfoPro!A157),\"\",InfoPro!A157)","v":""},{"$f":"IF(ISBLANK(InfoPro!H157),\"\",InfoPro!H157)","v":""},{"$f":"IF(ISBLANK(InfoPro!B157),\"\",InfoPro!B157)","v":""},{"$f":"IF(ISBLANK(InfoPro!E157),\"\",InfoPro!E157)","v":""},{"$f":"IF(ISBLANK(InfoPro!C157),\"\",InfoPro!C157)","v":""},{"$f":"IF(ISBLANK(InfoPro!D157),\"\",InfoPro!D157)","v":""},{"$f":"IF(ISBLANK(InfoPro!L157),\"\",InfoPro!L157)","v":""},{"$f":"'IT-TA'!H159","v":""},{"$f":"IFERROR('BT-Confi'!Y166,\"\")","v":""},{"$f":"IFERROR('BT-Flex'!Y166,\"\")","v":""},{"$f":"IFERROR('EC-RE'!Z166,\"\")","v":""},{"$f":"IFERROR('EC-RP'!Z165,\"\")","v":""},{"$f":"IFERROR('EC-Per'!W165,\"\")","v":""},{"$f":"IFERROR('EC-Mar'!Y165,\"\")","v":""},"","","","","","","","",""]
[{"$f":"IF(ISBLANK(InfoPro!A158),\"\",InfoPro!A158)","v":""},{"$f":"IF(ISBLANK(InfoPro!H158),\"\",InfoPro!H158)","v":""},{"$f":"IF(ISBLANK(InfoPro!B158),\"\",InfoPro!B158)","v":""},{"$f":"IF(ISBLANK(InfoPro!E158),\"\",InfoPro!E158)","v":""},{"$f":"IF(ISBLANK(InfoPro!C158),\"\",InfoPro!C158)","v":""},{"$f":"IF(ISBLANK(InfoPro!D158),\"\",InfoPro!D158)","v":""},{"$f":"IF(ISBLANK(InfoPro!L158),\"\",InfoPro!L158)","v":""},{"$f":"'IT-TA'!H160","v":""},{"$f":"IFERROR('BT-Confi'!Y167,\"\")","v":""},{"$f":"IFERROR('BT-Flex'!Y167,\"\")","v":""},{"$f":"IFERROR('EC-RE'!Z167,\"\")","v":""},{"$f":"IFERROR('EC-RP'!Z166,\"\")","v":""},{"$f":"IFERROR('EC-Per'!W166,\"\")","v":""},{"$f":"IFERROR('EC-Mar'!Y166,\"\")","v":""},"","","","","","","","",""]
[{"$f":"IF(ISBLANK(InfoPro!A159),\"\",InfoPro!A159)","v":""},{"$f":"IF(ISBLANK(InfoPro!H159),\"\",InfoPro!H159)","v":""},{"$f":"IF(ISBLANK(InfoPro!B159),\"\",InfoPro!B159)","v":""},{"$f":"IF(ISBLANK(InfoPro!E159),\"\",InfoPro!E159)","v":""},{"$f":"IF(ISBLANK(InfoPro!C159),\"\",InfoPro!C159)","v":""},{"$f":"IF(ISBLANK(InfoPro!D159),\"\",InfoPro!D159)","v":""},{"$f":"IF(ISBLANK(InfoPro!L159),\"\",InfoPro!L159)","v":""},{"$f":"'IT-TA'!H161","v":""},{"$f":"IFERROR('BT-Confi'!Y168,\"\")","v":""},{"$f":"IFERROR('BT-Flex'!Y168,\"\")","v":""},{"$f":"IFERROR('EC-RE'!Z168,\"\")","v":""},{"$f":"IFERROR('EC-RP'!Z167,\"\")","v":""},{"$f":"IFERROR('EC-Per'!W167,\"\")","v":""},{"$f":"IFERROR('EC-Mar'!Y167,\"\")","v":""},"","","","","","","","",""]
[{"$f":"IF(ISBLANK(InfoPro!A160),\"\",InfoPro!A160)","v":""},{"$f":"IF(ISBLANK(InfoPro!H160),\"\",InfoPro!H160)","v":""},{"$f":"IF(ISBLANK(InfoPro!B160),\"\",InfoPro!B160)","v":""},{"$f":"IF(ISBLANK(InfoPro!E160),\"\",InfoPro!E160)","v":""},{"$f":"IF(ISBLANK(InfoPro!C160),\"\",InfoPro!C160)","v":""},{"$f":"IF(ISBLANK(InfoPro!D160),\"\",InfoPro!D160)","v":""},{"$f":"IF(ISBLANK(InfoPro!L160),\"\",InfoPro!L160)","v":""},{"$f":"'IT-TA'!H162","v":""},{"$f":"IFERROR('BT-Confi'!Y169,\"\")","v":""},{"$f":"IFERROR('BT-Flex'!Y169,\"\")","v":""},{"$f":"IFERROR('EC-RE'!Z169,\"\")","v":""},{"$f":"IFERROR('EC-RP'!Z168,\"\")","v":""},{"$f":"IFERROR('EC-Per'!W168,\"\")","v":""},{"$f":"IFERROR('EC-Mar'!Y168,\"\")","v":""},"","","","","","","","",""]
[{"$f":"IF(ISBLANK(InfoPro!A161),\"\",InfoPro!A161)","v":""},{"$f":"IF(ISBLANK(InfoPro!H161),\"\",InfoPro!H161)","v":""},{"$f":"IF(ISBLANK(InfoPro!B161),\"\",InfoPro!B161)","v":""},{"$f":"IF(ISBLANK(InfoPro!E161),\"\",InfoPro!E161)","v":""},{"$f":"IF(ISBLANK(InfoPro!C161),\"\",InfoPro!C161)","v":""},{"$f":"IF(ISBLANK(InfoPro!D161),\"\",InfoPro!D161)","v":""},{"$f":"IF(ISBLANK(InfoPro!L161),\"\",InfoPro!L161)","v":""},{"$f":"'IT-TA'!H163","v":""},{"$f":"IFERROR('BT-Confi'!Y170,\"\")","v":""},{"$f":"IFERROR('BT-Flex'!Y170,\"\")","v":""},{"$f":"IFERROR('EC-RE'!Z170,\"\")","v":""},{"$f":"IFERROR('EC-RP'!Z169,\"\")","v":""},{"$f":"IFERROR('EC-Per'!W169,\"\")","v":""},{"$f":"IFERROR('EC-Mar'!Y169,\"\")","v":""},"","","","","","","","",""]
[{"$f":"IF(ISBLANK(InfoPro!A162),\"\",InfoPro!A162)","v":""},{"$f":"IF(ISBLANK(InfoPro!H162),\"\",InfoPro!H162)","v":""},{"$f":"IF(ISBLANK(InfoPro!B162),\"\",InfoPro!B162)","v":""},{"$f":"IF(ISBLANK(InfoPro!E162),\"\",InfoPro!E162)","v":""},{"$f":"IF(ISBLANK(InfoPro!C162),\"\",InfoPro!C162)","v":""},{"$f":"IF(ISBLANK(InfoPro!D162),\"\",InfoPro!D162)","v":""},{"$f":"IF(ISBLANK(InfoPro!L162),\"\",InfoPro!L162)","v":""},{"$f":"'IT-TA'!H164","v":""},{"$f":"IFERROR('BT-Confi'!Y171,\"\")","v":""},{"$f":"IFERROR('BT-Flex'!Y171,\"\")","v":""},{"$f":"IFERROR('EC-RE'!Z171,\"\")","v":""},{"$f":"IFERROR('EC-RP'!Z170,\"\")","v":""},{"$f":"IFERROR('EC-Per'!W170,\"\")","v":""},{"$f":"IFERROR('EC-Mar'!Y170,\"\")","v":""},"","","","","","","","",""]
[{"$f":"IF(ISBLANK(InfoPro!A163),\"\",InfoPro!A163)","v":""},{"$f":"IF(ISBLANK(InfoPro!H163),\"\",InfoPro!H163)","v":""},{"$f":"IF(ISBLANK(InfoPro!B163),\"\",InfoPro!B163)","v":""},{"$f":"IF(ISBLANK(InfoPro!E163),\"\",InfoPro!E163)","v":""},{"$f":"IF(ISBLANK(InfoPro!C163),\"\",InfoPro!C163)","v":""},{"$f":"IF(ISBLANK(InfoPro!D163),\"\",InfoPro!D163)","v":""},{"$f":"IF(ISBLANK(InfoPro!L163),\"\",InfoPro!L163)","v":""},{"$f":"'IT-TA'!H165","v":""},{"$f":"IFERROR('BT-Confi'!Y172,\"\")","v":""},{"$f":"IFERROR('BT-Flex'!Y172,\"\")","v":""},{"$f":"IFERROR('EC-RE'!Z172,\"\")","v":""},{"$f":"IFERROR('EC-RP'!Z171,\"\")","v":""},{"$f":"IFERROR('EC-Per'!W171,\"\")","v":""},{"$f":"IFERROR('EC-Mar'!Y171,\"\")","v":""},"","","","","","","","",""]
[{"$f":"IF(ISBLANK(InfoPro!A164),\"\",InfoPro!A164)","v":""},{"$f":"IF(ISBLANK(InfoPro!H164),\"\",InfoPro!H164)","v":""},{"$f":"IF(ISBLANK(InfoPro!B164),\"\",InfoPro!B164)","v":""},{"$f":"IF(ISBLANK(InfoPro!E164),\"\",InfoPro!E164)","v":""},{"$f":"IF(ISBLANK(InfoPro!C164),\"\",InfoPro!C164)","v":""},{"$f":"IF(ISBLANK(InfoPro!D164),\"\",InfoPro!D164)","v":""},{"$f":"IF(ISBLANK(InfoPro!L164),\"\",InfoPro!L164)","v":""},{"$f":"'IT-TA'!H166","v":""},{"$f":"IFERROR('BT-Confi'!Y173,\"\")","v":""},{"$f":"IFERROR('BT-Flex'!Y173,\"\")","v":""},{"$f":"IFERROR('EC-RE'!Z173,\"\")","v":""},{"$f":"IFERROR('EC-RP'!Z172,\"\")","v":""},{"$f":"IFERROR('EC-Per'!W172,\"\")","v":""},{"$f":"IFERROR('EC-Mar'!Y172,\"\")","v":""},"","","","","","","","",""]
[{"$f":"IF(ISBLANK(InfoPro!A165),\"\",InfoPro!A165)","v":""},{"$f":"IF(ISBLANK(InfoPro!H165),\"\",InfoPro!H165)","v":""},{"$f":"IF(ISBLANK(InfoPro!B165),\"\",InfoPro!B165)","v":""},{"$f":"IF(ISBLANK(InfoPro!E165),\"\",InfoPro!E165)","v":""},{"$f":"IF(ISBLANK(InfoPro!C165),\"\",InfoPro!C165)","v":""},{"$f":"IF(ISBLANK(InfoPro!D165),\"\",InfoPro!D165)","v":""},{"$f":"IF(ISBLANK(InfoPro!L165),\"\",InfoPro!L165)","v":""},{"$f":"'IT-TA'!H167","v":""},{"$f":"IFERROR('BT-Confi'!Y174,\"\")","v":""},{"$f":"IFERROR('BT-Flex'!Y174,\"\")","v":""},{"$f":"IFERROR('EC-RE'!Z174,\"\")","v":""},{"$f":"IFERROR('EC-RP'!Z173,\"\")","v":""},{"$f":"IFERROR('EC-Per'!W173,\"\")","v":""},{"$f":"IFERROR('EC-Mar'!Y173,\"\")","v":""},"","","","","","","","",""]
[{"$f":"IF(ISBLANK(InfoPro!A166),\"\",InfoPro!A166)","v":""},{"$f":"IF(ISBLANK(InfoPro!H166),\"\",InfoPro!H166)","v":""},{"$f":"IF(ISBLANK(InfoPro!B166),\"\",InfoPro!B166)","v":""},{"$f":"IF(ISBLANK(InfoPro!E166),\"\",InfoPro!E166)","v":""},{"$f":"IF(ISBLANK(InfoPro!C166),\"\",InfoPro!C166)","v":""},{"$f":"IF(ISBLANK(InfoPro!D166),\"\",InfoPro!D166)","v":""},{"$f":"IF(ISBLANK(InfoPro!L166),\"\",InfoPro!L166)","v":""},{"$f":"'IT-TA'!H168","v":""},{"$f":"IFERROR('BT-Confi'!Y175,\"\")","v":""},{"$f":"IFERROR('BT-Flex'!Y175,\"\")","v":""},{"$f":"IFERROR('EC-RE'!Z175,\"\")","v":""},{"$f":"IFERROR('EC-RP'!Z174,\"\")","v":""},{"$f":"IFERROR('EC-Per'!W174,\"\")","v":""},{"$f":"IFERROR('EC-Mar'!Y174,\"\")","v":""},"","","","","","","","",""]
[{"$f":"IF(ISBLANK(InfoPro!A167),\"\",InfoPro!A167)","v":""},{"$f":"IF(ISBLANK(InfoPro!H167),\"\",InfoPro!H167)","v":""},{"$f":"IF(ISBLANK(InfoPro!B167),\"\",InfoPro!B167)","v":""},{"$f":"IF(ISBLANK(InfoPro!E167),\"\",InfoPro!E167)","v":""},{"$f":"IF(ISBLANK(InfoPro!C167),\"\",InfoPro!C167)","v":""},{"$f":"IF(ISBLANK(InfoPro!D167),\"\",InfoPro!D167)","v":""},{"$f":"IF(ISBLANK(InfoPro!L167),\"\",InfoPro!L167)","v":""},{"$f":"'IT-TA'!H169","v":""},{"$f":"IFERROR('BT-Confi'!Y176,\"\")","v":""},{"$f":"IFERROR('BT-Flex'!Y176,\"\")","v":""},{"$f":"IFERROR('EC-RE'!Z176,\"\")","v":""},{"$f":"IFERROR('EC-RP'!Z175,\"\")","v":""},{"$f":"IFERROR('EC-Per'!W175,\"\")","v":""},{"$f":"IFERROR('EC-Mar'!Y175,\"\")","v":""},"","","","","","","","",""]
[{"$f":"IF(ISBLANK(InfoPro!A168),\"\",InfoPro!A168)","v":""},{"$f":"IF(ISBLANK(InfoPro!H168),\"\",InfoPro!H168)","v":""},{"$f":"IF(ISBLANK(InfoPro!B168),\"\",InfoPro!B168)","v":""},{"$f":"IF(ISBLANK(InfoPro!E168),\"\",InfoPro!E168)","v":""},{"$f":"IF(ISBLANK(InfoPro!C168),\"\",InfoPro!C168)","v":""},{"$f":"IF(ISBLANK(InfoPro!D168),\"\",InfoPro!D168)","v":""},{"$f":"IF(ISBLANK(InfoPro!L168),\"\",InfoPro!L168)","v":""},{"$f":"'IT-TA'!H170","v":""},{"$f":"IFERROR('BT-Confi'!Y177,\"\")","v":""},{"$f":"IFERROR('BT-Flex'!Y177,\"\")","v":""},{"$f":"IFERROR('EC-RE'!Z177,\"\")","v":""},{"$f":"IFERROR('EC-RP'!Z176,\"\")","v":""},{"$f":"IFERROR('EC-Per'!W176,\"\")","v":""},{"$f":"IFERROR('EC-Mar'!Y176,\"\")","v":""},"","","","","","","","",""]
[{"$f":"IF(ISBLANK(InfoPro!A169),\"\",InfoPro!A169)","v":""},{"$f":"IF(ISBLANK(InfoPro!H169),\"\",InfoPro!H169)","v":""},{"$f":"IF(ISBLANK(InfoPro!B169),\"\",InfoPro!B169)","v":""},{"$f":"IF(ISBLANK(InfoPro!E169),\"\",InfoPro!E169)","v":""},{"$f":"IF(ISBLANK(InfoPro!C169),\"\",InfoPro!C169)","v":""},{"$f":"IF(ISBLANK(InfoPro!D169),\"\",InfoPro!D169)","v":""},{"$f":"IF(ISBLANK(InfoPro!L169),\"\",InfoPro!L169)","v":""},{"$f":"'IT-TA'!H171","v":""},{"$f":"IFERROR('BT-Confi'!Y178,\"\")","v":""},{"$f":"IFERROR('BT-Flex'!Y178,\"\")","v":""},{"$f":"IFERROR('EC-RE'!Z178,\"\")","v":""},{"$f":"IFERROR('EC-RP'!Z177,\"\")","v":""},{"$f":"IFERROR('EC-Per'!W177,\"\")","v":""},{"$f":"IFERROR('EC-Mar'!Y177,\"\")","v":""},"","","","","","","","",""]
[{"$f":"IF(ISBLANK(InfoPro!A170),\"\",InfoPro!A170)","v":""},{"$f":"IF(ISBLANK(InfoPro!H170),\"\",InfoPro!H170)","v":""},{"$f":"IF(ISBLANK(InfoPro!B170),\"\",InfoPro!B170)","v":""},{"$f":"IF(ISBLANK(InfoPro!E170),\"\",InfoPro!E170)","v":""},{"$f":"IF(ISBLANK(InfoPro!C170),\"\",InfoPro!C170)","v":""},{"$f":"IF(ISBLANK(InfoPro!D170),\"\",InfoPro!D170)","v":""},{"$f":"IF(ISBLANK(InfoPro!L170),\"\",InfoPro!L170)","v":""},{"$f":"'IT-TA'!H172","v":""},{"$f":"IFERROR('BT-Confi'!Y179,\"\")","v":""},{"$f":"IFERROR('BT-Flex'!Y179,\"\")","v":""},{"$f":"IFERROR('EC-RE'!Z179,\"\")","v":""},{"$f":"IFERROR('EC-RP'!Z178,\"\")","v":""},{"$f":"IFERROR('EC-Per'!W178,\"\")","v":""},{"$f":"IFERROR('EC-Mar'!Y178,\"\")","v":""},"","","","","","","","",""]
[{"$f":"IF(ISBLANK(InfoPro!A171),\"\",InfoPro!A171)","v":""},{"$f":"IF(ISBLANK(InfoPro!H171),\"\",InfoPro!H171)","v":""},{"$f":"IF(ISBLANK(InfoPro!B171),\"\",InfoPro!B171)","v":""},{"$f":"IF(ISBLANK(InfoPro!E171),\"\",InfoPro!E171)","v":""},{"$f":"IF(ISBLANK(InfoPro!C171),\"\",InfoPro!C171)","v":""},{"$f":"IF(ISBLANK(InfoPro!D171),\"\",InfoPro!D171)","v":""},{"$f":"IF(ISBLANK(InfoPro!L171),\"\",InfoPro!L171)","v":""},{"$f":"'IT-TA'!H173","v":""},{"$f":"IFERROR('BT-Confi'!Y180,\"\")","v":""},{"$f":"IFERROR('BT-Flex'!Y180,\"\")","v":""},{"$f":"IFERROR('EC-RE'!Z180,\"\")","v":""},{"$f":"IFERROR('EC-RP'!Z179,\"\")","v":""},{"$f":"IFERROR('EC-Per'!W179,\"\")","v":""},{"$f":"IFERROR('EC-Mar'!Y179,\"\")","v":""},"","","","","","","","",""]
[{"$f":"IF(ISBLANK(InfoPro!A172),\"\",InfoPro!A172)","v":""},{"$f":"IF(ISBLANK(InfoPro!H172),\"\",InfoPro!H172)","v":""},{"$f":"IF(ISBLANK(InfoPro!B172),\"\",InfoPro!B172)","v":""},{"$f":"IF(ISBLANK(InfoPro!E172),\"\",InfoPro!E172)","v":""},{"$f":"IF(ISBLANK(InfoPro!C172),\"\",InfoPro!C172)","v":""},{"$f":"IF(ISBLANK(InfoPro!D172),\"\",InfoPro!D172)","v":""},{"$f":"IF(ISBLANK(InfoPro!L172),\"\",InfoPro!L172)","v":""},{"$f":"'IT-TA'!H174","v":""},{"$f":"IFERROR('BT-Confi'!Y181,\"\")","v":""},{"$f":"IFERROR('BT-Flex'!Y181,\"\")","v":""},{"$f":"IFERROR('EC-RE'!Z181,\"\")","v":""},{"$f":"IFERROR('EC-RP'!Z180,\"\")","v":""},{"$f":"IFERROR('EC-Per'!W180,\"\")","v":""},{"$f":"IFERROR('EC-Mar'!Y180,\"\")","v":""},"","","","","","","","",""]
[{"$f":"IF(ISBLANK(InfoPro!A173),\"\",InfoPro!A173)","v":""},{"$f":"IF(ISBLANK(InfoPro!H173),\"\",InfoPro!H173)","v":""},{"$f":"IF(ISBLANK(InfoPro!B173),\"\",InfoPro!B173)","v":""},{"$f":"IF(ISBLANK(InfoPro!E173),\"\",InfoPro!E173)","v":""},{"$f":"IF(ISBLANK(InfoPro!C173),\"\",InfoPro!C173)","v":""},{"$f":"IF(ISBLANK(InfoPro!D173),\"\",InfoPro!D173)","v":""},{"$f":"IF(ISBLANK(InfoPro!L173),\"\",InfoPro!L173)","v":""},{"$f":"'IT-TA'!H175","v":""},{"$f":"IFERROR('BT-Confi'!Y182,\"\")","v":""},{"$f":"IFERROR('BT-Flex'!Y182,\"\")","v":""},{"$f":"IFERROR('EC-RE'!Z182,\"\")","v":""},{"$f":"IFERROR('EC-RP'!Z181,\"\")","v":""},{"$f":"IFERROR('EC-Per'!W181,\"\")","v":""},{"$f":"IFERROR('EC-Mar'!Y181,\"\")","v":""},"","","","","","","","",""]
[{"$f":"IF(ISBLANK(InfoPro!A174),\"\",InfoPro!A174)","v":""},{"$f":"IF(ISBLANK(InfoPro!H174),\"\",InfoPro!H174)","v":""},{"$f":"IF(ISBLANK(InfoPro!B174),\"\",InfoPro!B174)","v":""},{"$f":"IF(ISBLANK(InfoPro!E174),\"\",InfoPro!E174)","v":""},{"$f":"IF(ISBLANK(InfoPro!C174),\"\",InfoPro!C174)","v":""},{"$f":"IF(ISBLANK(InfoPro!D174),\"\",InfoPro!D174)","v":""},{"$f":"IF(ISBLANK(InfoPro!L174),\"\",InfoPro!L174)","v":""},{"$f":"'IT-TA'!H176","v":""},{"$f":"IFERROR('BT-Confi'!Y183,\"\")","v":""},{"$f":"IFERROR('BT-Flex'!Y183,\"\")","v":""},{"$f":"IFERROR('EC-RE'!Z183,\"\")","v":""},{"$f":"IFERROR('EC-RP'!Z182,\"\")","v":""},{"$f":"IFERROR('EC-Per'!W182,\"\")","v":""},{"$f":"IFERROR('EC-Mar'!Y182,\"\")","v":""},"","","","","","","","",""]
[{"$f":"IF(ISBLANK(InfoPro!A175),\"\",InfoPro!A175)","v":""},{"$f":"IF(ISBLANK(InfoPro!H175),\"\",InfoPro!H175)","v":""},{"$f":"IF(ISBLANK(InfoPro!B175),\"\",InfoPro!B175)","v":""},{"$f":"IF(ISBLANK(InfoPro!E175),\"\",InfoPro!E175)","v":""},{"$f":"IF(ISBLANK(InfoPro!C175),\"\",InfoPro!C175)","v":""},{"$f":"IF(ISBLANK(InfoPro!D175),\"\",InfoPro!D175)","v":""},{"$f":"IF(ISBLANK(InfoPro!L175),\"\",InfoPro!L175)","v":""},{"$f":"'IT-TA'!H177","v":""},{"$f":"IFERROR('BT-Confi'!Y184,\"\")","v":""},{"$f":"IFERROR('BT-Flex'!Y184,\"\")","v":""},{"$f":"IFERROR('EC-RE'!Z184,\"\")","v":""},{"$f":"IFERROR('EC-RP'!Z183,\"\")","v":""},{"$f":"IFERROR('EC-Per'!W183,\"\")","v":""},{"$f":"IFERROR('EC-Mar'!Y183,\"\")","v":""},"","","","","","","","",""]
[{"$f":"IF(ISBLANK(InfoPro!A176),\"\",InfoPro!A176)","v":""},{"$f":"IF(ISBLANK(InfoPro!H176),\"\",InfoPro!H176)","v":""},{"$f":"IF(ISBLANK(InfoPro!B176),\"\",InfoPro!B176)","v":""},{"$f":"IF(ISBLANK(InfoPro!E176),\"\",InfoPro!E176)","v":""},{"$f":"IF(ISBLANK(InfoPro!C176),\"\",InfoPro!C176)","v":""},{"$f":"IF(ISBLANK(InfoPro!D176),\"\",InfoPro!D176)","v":""},{"$f":"IF(ISBLANK(InfoPro!L176),\"\",InfoPro!L176)","v":""},{"$f":"'IT-TA'!H178","v":""},{"$f":"IFERROR('BT-Confi'!Y185,\"\")","v":""},{"$f":"IFERROR('BT-Flex'!Y185,\"\")","v":""},{"$f":"IFERROR('EC-RE'!Z185,\"\")","v":""},{"$f":"IFERROR('EC-RP'!Z184,\"\")","v":""},{"$f":"IFERROR('EC-Per'!W184,\"\")","v":""},{"$f":"IFERROR('EC-Mar'!Y184,\"\")","v":""},"","","","","","","","",""]
[{"$f":"IF(ISBLANK(InfoPro!A177),\"\",InfoPro!A177)","v":""},{"$f":"IF(ISBLANK(InfoPro!H177),\"\",InfoPro!H177)","v":""},{"$f":"IF(ISBLANK(InfoPro!B177),\"\",InfoPro!B177)","v":""},{"$f":"IF(ISBLANK(InfoPro!E177),\"\",InfoPro!E177)","v":""},{"$f":"IF(ISBLANK(InfoPro!C177),\"\",InfoPro!C177)","v":""},{"$f":"IF(ISBLANK(InfoPro!D177),\"\",InfoPro!D177)","v":""},{"$f":"IF(ISBLANK(InfoPro!L177),\"\",InfoPro!L177)","v":""},{"$f":"'IT-TA'!H179","v":""},{"$f":"IFERROR('BT-Confi'!Y186,\"\")","v":""},{"$f":"IFERROR('BT-Flex'!Y186,\"\")","v":""},{"$f":"IFERROR('EC-RE'!Z186,\"\")","v":""},{"$f":"IFERROR('EC-RP'!Z185,\"\")","v":""},{"$f":"IFERROR('EC-Per'!W185,\"\")","v":""},{"$f":"IFERROR('EC-Mar'!Y185,\"\")","v":""},"","","","","","","","",""]
[{"$f":"IF(ISBLANK(InfoPro!A178),\"\",InfoPro!A178)","v":""},{"$f":"IF(ISBLANK(InfoPro!H178),\"\",InfoPro!H178)","v":""},{"$f":"IF(ISBLANK(InfoPro!B178),\"\",InfoPro!B178)","v":""},{"$f":"IF(ISBLANK(InfoPro!E178),\"\",InfoPro!E178)","v":""},{"$f":"IF(ISBLANK(InfoPro!C178),\"\",InfoPro!C178)","v":""},{"$f":"IF(ISBLANK(InfoPro!D178),\"\",InfoPro!D178)","v":""},{"$f":"IF(ISBLANK(InfoPro!L178),\"\",InfoPro!L178)","v":""},{"$f":"'IT-TA'!H180","v":""},{"$f":"IFERROR('BT-Confi'!Y187,\"\")","v":""},{"$f":"IFERROR('BT-Flex'!Y187,\"\")","v":""},{"$f":"IFERROR('EC-RE'!Z187,\"\")","v":""},{"$f":"IFERROR('EC-RP'!Z186,\"\")","v":""},{"$f":"IFERROR('EC-Per'!W186,\"\")","v":""},{"$f":"IFERROR('EC-Mar'!Y186,\"\")","v":""},"","","","","","","","",""]
[{"$f":"IF(ISBLANK(InfoPro!A179),\"\",InfoPro!A179)","v":""},{"$f":"IF(ISBLANK(InfoPro!H179),\"\",InfoPro!H179)","v":""},{"$f":"IF(ISBLANK(InfoPro!B179),\"\",InfoPro!B179)","v":""},{"$f":"IF(ISBLANK(InfoPro!E179),\"\",InfoPro!E179)","v":""},{"$f":"IF(ISBLANK(InfoPro!C179),\"\",InfoPro!C179)","v":""},{"$f":"IF(ISBLANK(InfoPro!D179),\"\",InfoPro!D179)","v":""},{"$f":"IF(ISBLANK(InfoPro!L179),\"\",InfoPro!L179)","v":""},{"$f":"'IT-TA'!H181","v":""},{"$f":"IFERROR('BT-Confi'!Y188,\"\")","v":""},{"$f":"IFERROR('BT-Flex'!Y188,\"\")","v":""},{"$f":"IFERROR('EC-RE'!Z188,\"\")","v":""},{"$f":"IFERROR('EC-RP'!Z187,\"\")","v":""},{"$f":"IFERROR('EC-Per'!W187,\"\")","v":""},{"$f":"IFERROR('EC-Mar'!Y187,\"\")","v":""},"","","","","","","","",""]
[{"$f":"IF(ISBLANK(InfoPro!A180),\"\",InfoPro!A180)","v":""},{"$f":"IF(ISBLANK(InfoPro!H180),\"\",InfoPro!H180)","v":""},{"$f":"IF(ISBLANK(InfoPro!B180),\"\",InfoPro!B180)","v":""},{"$f":"IF(ISBLANK(InfoPro!E180),\"\",InfoPro!E180)","v":""},{"$f":"IF(ISBLANK(InfoPro!C180),\"\",InfoPro!C180)","v":""},{"$f":"IF(ISBLANK(InfoPro!D180),\"\",InfoPro!D180)","v":""},{"$f":"IF(ISBLANK(InfoPro!L180),\"\",InfoPro!L180)","v":""},{"$f":"'IT-TA'!H182","v":""},{"$f":"IFERROR('BT-Confi'!Y189,\"\")","v":""},{"$f":"IFERROR('BT-Flex'!Y189,\"\")","v":""},{"$f":"IFERROR('EC-RE'!Z189,\"\")","v":""},{"$f":"IFERROR('EC-RP'!Z188,\"\")","v":""},{"$f":"IFERROR('EC-Per'!W188,\"\")","v":""},{"$f":"IFERROR('EC-Mar'!Y188,\"\")","v":""},"","","","","","","","",""]
[{"$f":"IF(ISBLANK(InfoPro!A181),\"\",InfoPro!A181)","v":""},{"$f":"IF(ISBLANK(InfoPro!H181),\"\",InfoPro!H181)","v":""},{"$f":"IF(ISBLANK(InfoPro!B181),\"\",InfoPro!B181)","v":""},{"$f":"IF(ISBLANK(InfoPro!E181),\"\",InfoPro!E181)","v":""},{"$f":"IF(ISBLANK(InfoPro!C181),\"\",InfoPro!C181)","v":""},{"$f":"IF(ISBLANK(InfoPro!D181),\"\",InfoPro!D181)","v":""},{"$f":"IF(ISBLANK(InfoPro!L181),\"\",InfoPro!L181)","v":""},{"$f":"'IT-TA'!H183","v":""},{"$f":"IFERROR('BT-Confi'!Y190,\"\")","v":""},{"$f":"IFERROR('BT-Flex'!Y190,\"\")","v":""},{"$f":"IFERROR('EC-RE'!Z190,\"\")","v":""},{"$f":"IFERROR('EC-RP'!Z189,\"\")","v":""},{"$f":"IFERROR('EC-Per'!W189,\"\")","v":""},{"$f":"IFERROR('EC-Mar'!Y189,\"\")","v":""},"","","","","","","","",""]
[{"$f":"IF(ISBLANK(InfoPro!A182),\"\",InfoPro!A182)","v":""},{"$f":"IF(ISBLANK(InfoPro!H182),\"\",InfoPro!H182)","v":""},{"$f":"IF(ISBLANK(InfoPro!B182),\"\",InfoPro!B182)","v":""},{"$f":"IF(ISBLANK(InfoPro!E182),\"\",InfoPro!E182)","v":""},{"$f":"IF(ISBLANK(InfoPro!C182),\"\",InfoPro!C182)","v":""},{"$f":"IF(ISBLANK(InfoPro!D182),\"\",InfoPro!D182)","v":""},{"$f":"IF(ISBLANK(InfoPro!L182),\"\",InfoPro!L182)","v":""},{"$f":"'IT-TA'!H184","v":""},{"$f":"IFERROR('BT-Confi'!Y191,\"\")","v":""},{"$f":"IFERROR('BT-Flex'!Y191,\"\")","v":""},{"$f":"IFERROR('EC-RE'!Z191,\"\")","v":""},{"$f":"IFERROR('EC-RP'!Z190,\"\")","v":""},{"$f":"IFERROR('EC-Per'!W190,\"\")","v":""},{"$f":"IFERROR('EC-Mar'!Y190,\"\")","v":""},"","","","","","","","",""]
[{"$f":"IF(ISBLANK(InfoPro!A183),\"\",InfoPro!A183)","v":""},{"$f":"IF(ISBLANK(InfoPro!H183),\"\",InfoPro!H183)","v":""},{"$f":"IF(ISBLANK(InfoPro!B183),\"\",InfoPro!B183)","v":""},{"$f":"IF(ISBLANK(InfoPro!E183),\"\",InfoPro!E183)","v":""},{"$f":"IF(ISBLANK(InfoPro!C183),\"\",InfoPro!C183)","v":""},{"$f":"IF(ISBLANK(InfoPro!D183),\"\",InfoPro!D183)","v":""},{"$f":"IF(ISBLANK(InfoPro!L183),\"\",InfoPro!L183)","v":""},{"$f":"'IT-TA'!H185","v":""},{"$f":"IFERROR('BT-Confi'!Y192,\"\")","v":""},{"$f":"IFERROR('BT-Flex'!Y192,\"\")","v":""},{"$f":"IFERROR('EC-RE'!Z192,\"\")","v":""},{"$f":"IFERROR('EC-RP'!Z191,\"\")","v":""},{"$f":"IFERROR('EC-Per'!W191,\"\")","v":""},{"$f":"IFERROR('EC-Mar'!Y191,\"\")","v":""},"","","","","","","","",""]
[{"$f":"IF(ISBLANK(InfoPro!A184),\"\",InfoPro!A184)","v":""},{"$f":"IF(ISBLANK(InfoPro!H184),\"\",InfoPro!H184)","v":""},{"$f":"IF(ISBLANK(InfoPro!B184),\"\",InfoPro!B184)","v":""},{"$f":"IF(ISBLANK(InfoPro!E184),\"\",InfoPro!E184)","v":""},{"$f":"IF(ISBLANK(InfoPro!C184),\"\",InfoPro!C184)","v":""},{"$f":"IF(ISBLANK(InfoPro!D184),\"\",InfoPro!D184)","v":""},{"$f":"IF(ISBLANK(InfoPro!L184),\"\",InfoPro!L184)","v":""},{"$f":"'IT-TA'!H186","v":""},{"$f":"IFERROR('BT-Confi'!Y193,\"\")","v":""},{"$f":"IFERROR('BT-Flex'!Y193,\"\")","v":""},{"$f":"IFERROR('EC-RE'!Z193,\"\")","v":""},{"$f":"IFERROR('EC-RP'!Z192,\"\")","v":""},{"$f":"IFERROR('EC-Per'!W192,\"\")","v":""},{"$f":"IFERROR('EC-Mar'!Y192,\"\")","v":""},"","","","","","","","",""]
[{"$f":"IF(ISBLANK(InfoPro!A185),\"\",InfoPro!A185)","v":""},{"$f":"IF(ISBLANK(InfoPro!H185),\"\",InfoPro!H185)","v":""},{"$f":"IF(ISBLANK(InfoPro!B185),\"\",InfoPro!B185)","v":""},{"$f":"IF(ISBLANK(InfoPro!E185),\"\",InfoPro!E185)","v":""},{"$f":"IF(ISBLANK(InfoPro!C185),\"\",InfoPro!C185)","v":""},{"$f":"IF(ISBLANK(InfoPro!D185),\"\",InfoPro!D185)","v":""},{"$f":"IF(ISBLANK(InfoPro!L185),\"\",InfoPro!L185)","v":""},{"$f":"'IT-TA'!H187","v":""},{"$f":"IFERROR('BT-Confi'!Y194,\"\")","v":""},{"$f":"IFERROR('BT-Flex'!Y194,\"\")","v":""},{"$f":"IFERROR('EC-RE'!Z194,\"\")","v":""},{"$f":"IFERROR('EC-RP'!Z193,\"\")","v":""},{"$f":"IFERROR('EC-Per'!W193,\"\")","v":""},{"$f":"IFERROR('EC-Mar'!Y193,\"\")","v":""},"","","","","","","","",""]