{"text_format":"1","workbook":"xlsx","n_sheets":19,"sheets":["areas","barras","criterios","obras","proyectos","cortocircuito","zonas","zonaBarra","calificacionProyectos","ejecutar","ASIGNACION","RESUMEN","RESUMEN %","EXPANSION","BENEFICIO","INTERCAMBIO","PORCENTAJE BARRAS","PORCENTAJE AREAS","PORCENTAJE ZONAS"],"not_rendered":{"charts":0,"images":0,"macros":1,"external_links":0,"defined_names":7,"comments":0,"pivot_tables":0},"unopened":[],"bounds":{"document_bytes":16777216,"sheet_cells":100000,"rows_first":2000,"rows_last":500,"rows_between":2000,"halvings":0,"cell_chars":16384,"cell_head_chars":4096},"cells_cut":0,"cells_raw":0,"read":"whole","date_system":"1900"}

{"sheet":"areas","index":0,"n_rows":12,"n_cols":8,"rows_kept":12,"cut":false,"hidden":true,"merged":[]}
["nombre","periodo","limiteimportacion","limiteexportacion","demanda","generacion","factorimportacion","factorexportacion"]
["Bogota - Meta",2023,9999999,999999,200,300,1,1]
["Bogota - Meta",2024,9999999,999999,200,300,1,1]
["Bogota - Meta",2025,9999999,999999,200,300,1,1]
["Bogota - Meta",2026,9999999,999999,200,300,1,1]
["Bogota - Meta",2027,9999999,999999,200,300,1,1]
["Bogota - Meta",2028,9999999,999999,200,300,1,1]
["Bogota - Meta",2029,9999999,999999,200,300,1,1]
["Bogota - Meta",2030,9999999,999999,200,300,1,1]
["Bogota - Meta",2031,9999999,999999,200,300,1,1]
["Bogota - Meta",2032,9999999,999999,200,300,1,1]
["Bogota - Meta",2033,9999999,999999,200,300,1,1]

{"sheet":"barras","index":1,"n_rows":1464,"n_cols":6,"rows_kept":1464,"cut":false,"hidden":false,"merged":[]}
["nombre","periodo","capacidad","cortocircuito","factorcapacidad","factorcorto"]
["Acacias 34.5",2023,28.59375,20.49084908779183,1,1]
["Aranjuez 115",2023,215.0390625,10.59585701048654,1,1]
["Autopista 115",2023,143.75,12.924211020150921,1,1]
["Bacata 115",2023,550,73.711814121982087,1,1]
["Bacata 220",2023,475,12.359216724038721,1,1]
["Bacata 500",2023,1000,27.334743484128271,1,1]
["Balsillas 115",2023,305.46875,1.9305835159705109,1,1]
["Balsillas 220",2023,525,20.723600881174448,1,1]
["Barzal 115",2023,152.03627989251339,29.580153378066111,1,1]
["Bolivia 115",2023,217.10205078125,24.48490500466081,1,1]
["Bosa 115",2023,314.34791859688602,18.437378546994541,1,1]
["Cabuyano 34.5",2023,17.5,24.187837612964429,1,1]
["Calera 115",2023,193.798828125,11.676504697621359,1,1]
["Calera 34.5",2023,14.6875,8.9738409208093159,1,1]
["Calle 1 115",2023,207.1065720796469,17.566262415842559,1,1]
["Calle 51 115",2023,210.88930666446689,19.645455922538812,1,1]
["Calle 67 115",2023,218.7744140625,13.654426784489811,1,1]
["Campobonito 115",2023,18.2861328125,27.45870453898641,1,1]
["Canoas 115",2023,71.77734375,28.581273902315491,1,1]
["Capellanía 34.5",2023,1.495886480261106,12.030808850069921,1,1]
["Caqueza 115",2023,190.625,32.233082471813411,1,1]
["Carrea 5 115",2023,207.13365478441119,18.163806516307439,1,1]
["Casetabla 34.5",2023,18.28125,23.16642029527236,1,1]
["Castellana 115",2023,187.5,11.67868194742235,1,1]
["Catama 115",2023,7.8125,32.770095605144562,1,1]
["CD10.3.035937",2023,9.0625,22.464190395064691,1,1]
["CD10.4.120758",2023,15.9375,17.637146707171041,1,1]
["Chia 115",2023,190.625,29.56824033224142,1,1]
["Chicala 115",2023,209.62355108931661,28.211690360250419,1,1]
["Chivor 115",2023,98.609502780654466,30.58235716613639,1,1]
["Chivor 220",2023,400,7.9336736016770928,1,1]
["Chivor II 220",2023,0,0,1,1]
["Chocontá 34.5",2023,14.375,9.2909464490515266,1,1]
["Circo 115",2023,437.5,0.1575,1,1]
["Circo 220",2023,587.5,23.5249166499908,1,1]
["Colegio 115",2023,106.25,13.621786159784209,1,1]
["Colegio 34.5",2023,0,6.4584181415140502,1,1]
["Compartir 115",2023,202.16312408447271,22.44637584760866,1,1]
["Concordia 115",2023,468.75,9.0845843906217993,1,1]
["Ctilla Nva y Surinema",2023,27.321105411219829,20.086946087061062,1,1]
["Diaco COD 115",2023,103.125,25.113025547699809,1,1]
["El Rio 115",2023,168.75,26.596202947798002,1,1]
["El Sol 115",2023,368.75,16.607161865629141,1,1]
["Facatativa 115",2023,108.97216796875,33.93233310580051,1,1]
["Florida COD 115",2023,219.31800842285159,26.33940513856437,1,1]
["Fontibon 115",2023,243.75,10.30167564579429,1,1]
["Gran Sabana 115",2023,152.0090732247898,27.10798593425136,1,1]
["Granada 115",2023,0,28.44989439521736,1,1]
["Guaca 115",2023,17.431640625,18.819757354958629,1,1]
["Guaca 220",2023,256.25,9.351738191458729,1,1]
["Guamal 115",2023,86.71875,21.953207291702821,1,1]
["Guamal 34.5",2023,31.2109375,20.048297263552161,1,1]
["Guateque 115",2023,0,34.835409934699641,1,1]
["Guavio 115",2023,41.015625,34.688129698529828,1,1]
["Guavio 220",2023,350,2.960445206674073,1,1]
["Guavio Gen 220",2023,350,2.902436548243017,1,1]
["La Ceiba 115",2023,0,0,1,1]
["La Guacheta 34.5",2023,4.0625,11.36470483245065,1,1]
["La Paz 115",2023,243.75,10.79763545247131,1,1]
["La Salada 34.5",2023,5.56640625,10.97319259683678,1,1]
["Laguneta 115",2023,46.875,17.733756064705759,1,1]
["Mambita 115",2023,0,35.269483927030713,1,1]
["Mesa 220",2023,700,0.13100000000000001,1,1]
["Morato 115",2023,231.25,16.2155094311982,1,1]
["Mosquera 115",2023,229.6743955463171,20.034742333434249,1,1]
["Muzu 115",2023,200,11.461570437373281,1,1]
["Noroeste 115",2023,600,3.5818766204482588,1,1]
["Noroeste 220",2023,525,12.88181137655679,1,1]
["Norte 115",2023,0,0,1,1]
["Norte 220",2023,0,0,1,1]
["Norte 500",2023,0,0,1,1]
["Nva Esperanza 115",2023,650,13.654632792415629,1,1]
["Nva Esperanza 220",2023,375,15.491493302605811,1,1]
["Nva Esperanza 500",2023,768.75,28.863640673981241,1,1]
["Occidente 115",2023,0,0,1,1]
["Ocoa 115",2023,328.125,19.56574042390163,1,1]
["Paraiso 220",2023,287.5,11.4208411568443,1,1]
["Pavco 115",2023,120.3125,21.403399103321949,1,1]
["Peldar 115",2023,103.90625,34.571517924964212,1,1]
["Portugal 115",2023,196.875,25.113703633284089,1,1]
["Porvenir 115",2023,0,0,1,1]
["Puerto Gaitan 115",2023,19.04296875,28.368137241456541,1,1]
["Puerto Gaitan 34.5",2023,2.5,16.86327608691802,1,1]
["Puerto Gaitan 34.5 2",2023,2.5,16.863276087092999,1,1]
["Puerto Gaitan 34.5 Conex",2023,19.375,20.217541840084241,1,1]
["Puerto Lopez 115",2023,17.1875,26.29565258016525,1,1]
["Puerto Lopez 34.5",2023,17.5,20.13564618684158,1,1]
["Reforma 220",2023,675,8.0431442203151597,1,1]
["Rubi 34.5",2023,17.255859375,24.218127756721689,1,1]
["Salitre 115",2023,562.5,6.9510702486008427,1,1]
["Salto I (Bogota) 115",2023,38.28125,11.351743595647079,1,1]
["Salto II 115",2023,46.875,10.910427626390801,1,1]
["San Jose 115",2023,189.0625,17.283325827149799,1,1]
["San Mateo (Bogota) 220",2023,407.78143405914312,26.73656910062072,1,1]
["Santa Helena 115",2023,20.166015625,15.62838777238413,1,1]
["Santa Maria 115",2023,0,35.274139287060279,1,1]
["Sauces 115",2023,87.716980715867976,33.633046132499729,1,1]
["Serrania 34.5",2023,14.228515625,24.59341344144978,1,1]
["Sesquile 115",2023,0,34.568268518194223,1,1]
["Simijaca 115",2023,0,37.662957362834383,1,1]
["Sn Carlos EEB 115",2023,245.703125,14.904745647069239,1,1]
["Sn Jose del Guaviare 115",2023,90.234375,39.318520433009148,1,1]
["Sopó 34.5",2023,0,13.464190395064691,1,1]
["Suba 115",2023,275,18.248993761585481,1,1]
["Suria (DelSur) 220",2023,37.5,30.40822215686018,1,1]
["Suria 115",2023,16.40625,15.72857493687534,1,1]
["Suria 34.5",2023,16.09375,20.57565578656132,1,1]
["Surimena 34.5",2023,23.30078125,24.369679177813719,1,1]
["T Peldar 115",2023,111.083984375,34.101126382547697,1,1]
["Techo 115",2023,193.0775948499271,14.58818945141855,1,1]
["Tenjo 115",2023,202.89917187765241,27.364125692869351,1,1]
["Terminal 115",2023,185.9375,29.748519169495658,1,1]
["Termo Zipa 115",2023,164.0625,21.699115256010529,1,1]
["Tibabuyes 115",2023,334.21368072077371,16.185976861686012,1,1]
["Tocaima 34.5",2023,5.56640625,10.97319259683678,1,1]
["Torca 115",2023,250,2.843668988715919,1,1]
["Torca 220",2023,600,2.1452233242833891,1,1]
["Tropezón 34.5",2023,17.5341796875,24.493861322901221,1,1]
["Tunal 115",2023,250,8.3335486604988596,1,1]
["Tunal 220",2023,575,23.285255223191839,1,1]
["Tunjita 115",2023,0,33.658424340491997,1,1]
["Ubala 115",2023,41.3818359375,22.197020441719541,1,1]
["Ubate 115",2023,107.666015625,36.055828399783998,1,1]
["Usaquen 115",2023,215.625,4.4897853890401294,1,1]
["Usme 115",2023,211.08859926462171,19.87365011783027,1,1]
["Veraguas 115",2023,337.5,11.453464809507951,1,1]
["Victoria 34.5",2023,0,15.81680837091732,1,1]
["Victoria EEB 115",2023,253.125,17.036076003088802,1,1]
["Villavicencio 115",2023,643.57113838195801,14.53482739263541,1,1]
["Villeta 115",2023,79.4677734375,36.598079756824887,1,1]
["Violetas 34.5",2023,42.03125,19.51823121963341,1,1]
["Zipaquira 115",2023,135.68115234375,31.55622391821133,1,1]
["5781",2023,17.8125,20.67670029836184,1,1]
["Acacias 34.5",2024,4.94140625,20.43447120306897,1,1]
["Aranjuez 115",2024,214.0625,9.8296755640285909,1,1]
["Autopista 115",2024,121.2890625,11.66335121251482,1,1]
["Bacata 115",2024,987.5,71.039809296473223,1,1]
["Bacata 220",2024,350,10.871243106040129,1,1]
["Bacata 500",2024,1000,25.244894220115899,1,1]
["Balsillas 115",2024,266.40625,0.90310187111775164,1,1]
["Balsillas 220",2024,475,19.764082880840999,1,1]
["Barzal 115",2024,152.03627989251339,29.357534230898711,1,1]
["Bolivia 115",2024,217.10205078125,23.62933822812904,1,1]
["Bosa 115",2024,204.6875,16.974987141091461,1,1]
["Cabuyano 34.5",2024,6.5625,24.18018409684527,1,1]
["Calera 115",2024,194.7297591055673,11.289599983836901,1,1]
["Calera 34.5",2024,15,8.9121921368785344,1,1]
["Calle 1 115",2024,206.21825056969101,15.5139230713886,1,1]
["Calle 51 115",2024,210.88930666446689,18.53596589567411,1,1]
["Calle 67 115",2024,217.60101318359381,12.807701516128709,1,1]
["Campobonito 115",2024,5.71441650390625,27.42805527653649,1,1]
["Canoas 115",2024,72.55859375,28.089273105564128,1,1]
["Capellanía 34.5",2024,1.40625,12.023117234176,1,1]
["Caqueza 115",2024,175.732421875,31.99922891888486,1,1]
["Carrea 5 115",2024,206.24194793635979,16.799676801273549,1,1]
["Casetabla 34.5",2024,5.712890625,23.149000743108878,1,1]
["Castellana 115",2024,175.78125,10.223925992313999,1,1]
["Catama 115",2024,6.878662109375,32.645879746044592,1,1]
["CD10.3.035937",2024,9.6875,22.41708817230127,1,1]
["CD10.4.120758",2024,15.439453125,17.468239711965321,1,1]
["Chia 115",2024,175.732421875,28.997583003596301,1,1]
["Chicala 115",2024,189.0625,27.886424447410519,1,1]
["Chivor 115",2024,106.42200278065449,30.022136607152021,1,1]
["Chivor 220",2024,350,7.1433316098716872,1,1]
["Chivor II 220",2024,0,0,1,1]
["Chocontá 34.5",2024,15,9.1451713334339999,1,1]
["Circo 115",2024,368.75,0.1575,1,1]
["Circo 220",2024,393.75,22.602519208219491,1,1]
["Colegio 115",2024,66.40625,12.58735893313958,1,1]
["Colegio 34.5",2024,0,6.3575032342676492,1,1]
["Compartir 115",2024,202.1631240844726,21.39342279123996,1,1]
["Concordia 115",2024,371.875,7.038439608752121,1,1]
["Ctilla Nva y Surinema",2024,4.8876953125,20.02407539579422,1,1]
["Diaco COD 115",2024,93.45703125,24.4820533032131,1,1]
["El Rio 115",2024,176.70779858546089,21.580189356567409,1,1]
["El Sol 115",2024,368.75,15.908764730618129,1,1]
["Facatativa 115",2024,182.40966796875,33.860957807166884,1,1]
["Florida COD 115",2024,220.88050842285159,25.68947552763558,1,1]
["Fontibon 115",2024,210.9375,9.572725555348871,1,1]
["Gran Sabana 115",2024,153.5715732247898,26.623555010377199,1,1]
["Granada 115",2024,0,28.40612784433582,1,1]
["Guaca 115",2024,16.40625,18.233166678183849,1,1]
["Guaca 220",2024,160.15625,8.0082048374980985,1,1]
["Guamal 115",2024,33.197021484375,21.909448161746479,1,1]
["Guamal 34.5",2024,4.876708984375,19.985383675409899,1,1]
["Guateque 115",2024,0,34.651807551167209,1,1]
["Guavio 115",2024,41.796875,34.579044820023931,1,1]
["Guavio 220",2024,306.25,1.9650988113369789,1,1]
["Guavio Gen 220",2024,306.25,1.9077280260203719,1,1]
["La Ceiba 115",2024,0,0,1,1]
["La Guacheta 34.5",2024,4.375,11.34586023695921,1,1]
["La Paz 115",2024,313.2415771484375,9.7366725346719498,1,1]
["La Salada 34.5",2024,5.56640625,10.947424730601879,1,1]
["Laguneta 115",2024,29.296875,16.233183954434391,1,1]
["Mambita 115",2024,0,35.169330146962629,1,1]
["Mesa 220",2024,200,0.13100000000000001,1,1]
["Morato 115",2024,221.484375,15.254786650739581,1,1]
["Mosquera 115",2024,231.2368955463171,19.2256951679305,1,1]
["Muzu 115",2024,100,7.7640849108645966,1,1]
["Noroeste 115",2024,500,1.49193182489606,1,1]
["Noroeste 220",2024,387.5,11.39981222220344,1,1]
["Norte 115",2024,0,0,1,1]
["Norte 220",2024,0,0,1,1]
["Norte 500",2024,0,0,1,1]
["Nva Esperanza 115",2024,898.4375,9.2664928653711129,1,1]
["Nva Esperanza 220",2024,210.9375,13.80938897242104,1,1]
["Nva Esperanza 500",2024,999.51171875,25.447559333684861,1,1]
["Occidente 115",2024,0,0,1,1]
["Ocoa 115",2024,235.9375,19.302468610588321,1,1]
["Paraiso 220",2024,179.6875,10.10611803192892,1,1]
["Pavco 115",2024,120.3125,20.276554912411719,1,1]
["Peldar 115",2024,93.798828125,34.421194360825538,1,1]
["Portugal 115",2024,197.49264232814309,24.31329834322926,1,1]
["Porvenir 115",2024,0,0,1,1]
["Puerto Gaitan 115",2024,6.103515625,28.344925992266759,1,1]
["Puerto Gaitan 34.5",2024,2.1875,16.806081936453591,1,1]
["Puerto Gaitan 34.5 2",2024,2.1875,16.806081936629731,1,1]
["Puerto Gaitan 34.5 Conex",2024,7.265625,20.18281678533204,1,1]
["Puerto Lopez 115",2024,5.37109375,26.240595250519242,1,1]
["Puerto Lopez 34.5",2024,5.46875,20.08892275378798,1,1]
["Reforma 220",2024,437.5,7.6353706287518586,1,1]
["Rubi 34.5",2024,5.46875,24.210757149224978,1,1]
["Salitre 115",2024,496.484375,5.4885715132489423,1,1]
["Salto I (Bogota) 115",2024,28.7109375,10.28772446927103,1,1]
["Salto II 115",2024,29.296875,9.8031366545118992,1,1]
["San Jose 115",2024,187.58544921875,14.406469761793559,1,1]
["San Mateo (Bogota) 220",2024,316.40625,26.06897045918091,1,1]
["Santa Helena 115",2024,17.645263671875,15.370489067331169,1,1]
["Santa Maria 115",2024,0,35.14638808782852,1,1]
["Sauces 115",2024,86.39373779296875,33.435880206950323,1,1]
["Serrania 34.5",2024,6.42578125,24.589591767925569,1,1]
["Sesquile 115",2024,0,34.797773802160933,1,1]
["Simijaca 115",2024,0,37.619377144644467,1,1]
["Sn Carlos EEB 115",2024,135.9375,12.50880236245602,1,1]
["Sn Jose del Guaviare 115",2024,89.88189697265625,39.309926606774248,1,1]
["Sopó 34.5",2024,0,13.41708817230127,1,1]
["Suba 115",2024,237.5,17.305798639751419,1,1]
["Suria (DelSur) 220",2024,34.1796875,30.216100741085778,1,1]
["Suria 115",2024,5.126953125,15.55496138669622,1,1]
["Suria 34.5",2024,5.029296875,20.523559208214181,1,1]
["Surimena 34.5",2024,5.8251953125,24.36239807979242,1,1]
["T Peldar 115",2024,84.180831909179688,33.932396380164192,1,1]
["Techo 115",2024,202.4525948499271,0.125,1,1]
["Tenjo 115",2024,293.75,26.831782225693111,1,1]
["Terminal 115",2024,189.0625,19.370051796659041,1,1]
["Termo Zipa 115",2024,171.875,20.85618135023925,1,1]
["Tibabuyes 115",2024,332.11659195951171,15.32051766290215,1,1]
["Tocaima 34.5",2024,5.56640625,10.947424730601879,1,1]
["Torca 115",2024,200,1.395347410650793,1,1]
["Torca 220",2024,450,0.84812513564424918,1,1]
["Tropezón 34.5",2024,6.5753173828125,24.48910149816238,1,1]
["Tunal 115",2024,125,5.4620030991825166,1,1]
["Tunal 220",2024,337.5,22.494987384627631,1,1]
["Tunjita 115",2024,0,33.424405039335639,1,1]
["Ubala 115",2024,42.769741307624209,22.141536660047709,1,1]
["Ubate 115",2024,79.067230224609375,35.97441654601905,1,1]
["Usaquen 115",2024,211.71875,3.74112000498938,1,1]
["Usme 115",2024,211.08859926462171,19.424559841632409,1,1]
["Veraguas 115",2024,412.5,5.6456969891341586,1,1]
["Victoria 34.5",2024,0,15.609952772046791,1,1]
["Victoria EEB 115",2024,176.5625,15.147020361080809,1,1]
["Villavicencio 115",2024,428.125,14.16456452160725,1,1]
["Villeta 115",2024,81.8115234375,36.550611097439898,1,1]
["Violetas 34.5",2024,32.34375,19.44736947944299,1,1]
["Zipaquira 115",2024,109.1809272766113,31.268846540590658,1,1]
["5781",2024,17.5341796875,20.590027758401771,1,1]
["Acacias 34.5",2025,3.7060546875,20.375588919669891,1,1]
["Aranjuez 115",2025,214.09912109375,8.8472055198752102,1,1]
["Autopista 115",2025,113.70849609375,10.187575398853779,1,1]
["Bacata 115",2025,681.25,68.040098496621667,1,1]
["Bacata 220",2025,500,4.2678780117412813,1,1]
["Bacata 500",2025,1000,23.42387349675074,1,1]
["Balsillas 115",2025,233.203125,0.90310187111775164,1,1]
["Balsillas 220",2025,475,17.980112880557439,1,1]
["Barzal 115",2025,152.03627989251339,29.216272655184341,1,1]
["Bolivia 115",2025,218.66455078125,23.164743225662502,1,1]
["Bosa 115",2025,247.0703125,15.772546543983401,1,1]
["Cabuyano 34.5",2025,5.009765625,24.184159002219911,1,1]
["Calera 115",2025,194.7297591055673,10.79739750058242,1,1]
["Calera 34.5",2025,15.3125,8.8347797046146699,1,1]
["Calle 1 115",2025,221.06200056969101,14.438036448619689,1,1]
["Calle 51 115",2025,210.88930666446689,17.650449129741251,1,1]
["Calle 67 115",2025,233.22601318359381,12.068713965174201,1,1]
["Campobonito 115",2025,5.0001144409179688,27.20450176836594,1,1]
["Canoas 115",2025,71.725273132324219,27.58640145533673,1,1]
["Capellanía 34.5",2025,1.40625,12.01273035824439,1,1]
["Caqueza 115",2025,185.888671875,31.808447855462379,1,1]
["Carrea 5 115",2025,206.24194793635979,15.827530697424111,1,1]
["Casetabla 34.5",2025,4.998779296875,23.151622784809319,1,1]
["Castellana 115",2025,194.53125,8.6643566961795884,1,1]
["Catama 115",2025,6.878662109375,32.535947443071038,1,1]
["CD10.3.035937",2025,10.3125,22.344857911191738,1,1]
["CD10.4.120758",2025,15.4962158203125,17.285424142707491,1,1]
["Chia 115",2025,213.70705491863191,27.99457885472901,1,1]
["Chicala 115",2025,141.796875,27.713019361890481,1,1]
["Chivor 115",2025,104.7591589872067,29.368633671922979,1,1]
["Chivor 220",2025,365.625,3.359717136173352,1,1]
["Chivor II 220",2025,300,10.67114744087427,1,1]
["Chocontá 34.5",2025,13.671875,8.5115285938493344,1,1]
["Circo 115",2025,331.8359375,0.1575,1,1]
["Circo 220",2025,518.75,22.455539595289149,1,1]
["Colegio 115",2025,37.353515625,10.4059751847791,1,1]
["Colegio 34.5",2025,0,6.1265870542113499,1,1]
["Compartir 115",2025,202.94437408447271,20.415786054074189,1,1]
["Concordia 115",2025,307.421875,5.8118541865686026,1,1]
["Ctilla Nva y Surinema",2025,3.665771484375,19.958870306739239,1,1]
["Diaco COD 115",2025,190.625,20.43584821695697,1,1]
["El Rio 115",2025,166.9921875,20.671559525818811,1,1]
["El Sol 115",2025,368.75,10.261473093086551,1,1]
["Facatativa 115",2025,171.0090637207031,30.233501461888039,1,1]
["Florida COD 115",2025,222.44300842285159,25.226258355847008,1,1]
["Fontibon 115",2025,205.46875,8.6176629727652987,1,1]
["Gran Sabana 115",2025,118.701171875,20.611056372420489,1,1]
["Granada 115",2025,0,28.36464351523993,1,1]
["Guaca 115",2025,7.87353515625,14.030802297457029,1,1]
["Guaca 220",2025,103.564453125,6.2712178121638829,1,1]
["Guamal 115",2025,3.6309242248535161,21.86796336127399,1,1]
["Guamal 34.5",2025,3.65753173828125,19.920175684355339,1,1]
["Guateque 115",2025,0,34.502002719322917,1,1]
["Guavio 115",2025,41.4703369140625,34.442108862796744,1,1]
["Guavio 220",2025,353.125,0.59088782196616307,1,1]
["Guavio Gen 220",2025,353.125,0.53401649202052681,1,1]
["La Ceiba 115",2025,154.6875,35.077896654198902,1,1]
["La Guacheta 34.5",2025,4.39453125,11.313499005087071,1,1]
["La Paz 115",2025,326.39575913977882,8.09212038412144,1,1]
["La Salada 34.5",2025,5.511474609375,10.893519916926101,1,1]
["Laguneta 115",2025,20.1416015625,14.688590993182739,1,1]
["Mambita 115",2025,0,35.043207412218848,1,1]
["Mesa 220",2025,146.875,0.13100000000000001,1,1]
["Morato 115",2025,233.984375,14.08322294151816,1,1]
["Mosquera 115",2025,225.37997763138259,22.025231597656418,1,1]
["Muzu 115",2025,134.375,6.0665815411802413,1,1]
["Noroeste 115",2025,475,0.75320260865235156,1,1]
["Noroeste 220",2025,800,6.1104152372525391,1,1]
["Norte 115",2025,25,13.66608366310645,1,1]
["Norte 220",2025,125,13.55076839297926,1,1]
["Norte 500",2025,600,26.396802704132231,1,1]
["Nva Esperanza 115",2025,824.21875,4.9845351987800726,1,1]
["Nva Esperanza 220",2025,360.9375,12.100586836665739,1,1]
["Nva Esperanza 500",2025,999.51171875,21.714007211326901,1,1]
["Occidente 115",2025,390.625,11.345563543572091,1,1]
["Ocoa 115",2025,242.1875,19.134099457791631,1,1]
["Paraiso 220",2025,130.7373046875,8.6096434985656991,1,1]
["Pavco 115",2025,120.147705078125,19.330499887741219,1,1]
["Peldar 115",2025,110.15625,29.34783273127784,1,1]
["Portugal 115",2025,198.27389232814309,23.877236624654621,1,1]
["Porvenir 115",2025,71.875,28.56126329261102,1,1]
["Puerto Gaitan 115",2025,5.3558349609375,27.747043064416989,1,1]
["Puerto Gaitan 34.5",2025,1.9140625,15.93500504859921,1,1]
["Puerto Gaitan 34.5 2",2025,1.9140625,15.935005048777819,1,1]
["Puerto Gaitan 34.5 Conex",2025,6.4599609375,17.2024237940057,1,1]
["Puerto Lopez 115",2025,4.726409912109375,25.966334057780742,1,1]
["Puerto Lopez 34.5",2025,4.78515625,20.066452040528901,1,1]
["Reforma 220",2025,587.5,7.6836739306391308,1,1]
["Rubi 34.5",2025,4.85321044921875,24.214600735983311,1,1]
["Salitre 115",2025,448.2421875,3.5185733468948679,1,1]
["Salto I (Bogota) 115",2025,17.9443359375,9.193710864354891,1,1]
["Salto II 115",2025,18.310546875,8.6681489136813994,1,1]
["San Jose 115",2025,184.654426574707,13.21027091420034,1,1]
["San Mateo (Bogota) 220",2025,407.78143405914312,25.737572554211152,1,1]
["Santa Helena 115",2025,15.43960571289062,14.999218129551039,1,1]
["Santa Maria 115",2025,0,35.002752687259139,1,1]
["Sauces 115",2025,86.39373779296875,33.213990952794383,1,1]
["Serrania 34.5",2025,5.335693359375,24.592111140830369,1,1]
["Sesquile 115",2025,0,25.106466915228999,1,1]
["Simijaca 115",2025,0,37.393299828221323,1,1]
["Sn Carlos EEB 115",2025,185.9375,11.180312552079799,1,1]
["Sn Jose del Guaviare 115",2025,33.705711364746087,39.300577502639797,1,1]
["Sopó 34.5",2025,0,13.34485791119174,1,1]
["Suba 115",2025,218.75,16.268339950785069,1,1]
["Suria (DelSur) 220",2025,34.1796875,30.0627548249753,1,1]
["Suria 115",2025,4.5294761657714844,15.18781667380558,1,1]
["Suria 34.5",2025,5.029296875,20.478961950693201,1,1]
["Surimena 34.5",2025,4.368896484375,24.356643440083019,1,1]
["T Peldar 115",2025,132.421875,27.398511698478391,1,1]
["Techo 115",2025,148.828125,0.125,1,1]
["Tenjo 115",2025,299.77417187765241,25.631359182418361,1,1]
["Terminal 115",2025,171.337890625,18.526592850500322,1,1]
["Termo Zipa 115",2025,206.25,14.2222845639089,1,1]
["Tibabuyes 115",2025,332.11659195951171,14.815608572414339,1,1]
["Tocaima 34.5",2025,5.511474609375,10.893519916926101,1,1]
["Torca 115",2025,212.5,0.2,1,1]
["Torca 220",2025,631.25,0.13100000000000001,1,1]
["Tropezón 34.5",2025,4.931488037109375,24.492088422701961,1,1]
["Tunal 115",2025,168.75,4.0143394228701226,1,1]
["Tunal 220",2025,425,22.54399540928593,1,1]
["Tunjita 115",2025,0,33.197558744337726,1,1]
["Ubala 115",2025,41.750335693359382,22.070292608704609,1,1]
["Ubate 115",2025,29.650211334228519,35.330460342911707,1,1]
["Usaquen 115",2025,252.24609375,2.8086193194088591,1,1]
["Usme 115",2025,122.607421875,18.979728167522961,1,1]
["Veraguas 115",2025,450,3.6997184894839421,1,1]
["Victoria 34.5",2025,0,15.38540148322951,1,1]
["Victoria EEB 115",2025,228.125,14.03992344296069,1,1]
["Villavicencio 115",2025,553.125,13.95972086164063,1,1]
["Villeta 115",2025,178.7080614611121,34.528050810508248,1,1]
["Violetas 34.5",2025,31.572265625,19.374558268785851,1,1]
["Zipaquira 115",2025,148.39863580669351,26.584781643085119,1,1]
["5781",2025,17.5341796875,20.47974690420315,1,1]
["Acacias 34.5",2026,4.9560546875,20.369336874194062,1,1]
["Aranjuez 115",2026,214.09912109375,8.8132408794593609,1,1]
["Autopista 115",2026,106.6017150878906,10.138412569111701,1,1]
["Bacata 115",2026,615.625,68.022190388367704,1,1]
["Bacata 220",2026,450,4.1814501260060482,1,1]
["Bacata 500",2026,1000,23.410668556588512,1,1]
["Balsillas 115",2026,166.6015625,0.1575,1,1]
["Balsillas 220",2026,337.5,17.894851411554189,1,1]
["Barzal 115",2026,152.03627989251339,29.197998859222221,1,1]
["Bolivia 115",2026,217.4980163574219,23.151478295437212,1,1]
["Bosa 115",2026,238.24462890625,15.748788705071251,1,1]
["Cabuyano 34.5",2026,5.7421875,24.18319146154667,1,1]
["Calera 115",2026,193.9690959840612,10.780081952762311,1,1]
["Calera 34.5",2026,14.833984375,8.8318914001038067,1,1]
["Calle 1 115",2026,219.74562553408529,14.398638899886731,1,1]
["Calle 51 115",2026,209.5281433314085,17.617654055682959,1,1]
["Calle 67 115",2026,231.14938735961911,12.04389857534831,1,1]
["Campobonito 115",2026,5.859375,27.200640969735868,1,1]
["Canoas 115",2026,71.725273132324219,27.581786669431359,1,1]
["Capellanía 34.5",2026,1.71875,12.01259026883513,1,1]
["Caqueza 115",2026,191.40019507851301,31.799069443879919,1,1]
["Carrea 5 115",2026,206.24194793635979,15.789892387733341,1,1]
["Casetabla 34.5",2026,5.751953125,23.149423882861111,1,1]
["Castellana 115",2026,194.53125,8.6103660546808491,1,1]
["Catama 115",2026,7.659912109375,32.523905462866708,1,1]
["CD10.3.035937",2026,10.328599888861669,22.344783974398919,1,1]
["CD10.4.120758",2026,15.4962158203125,17.280316152649839,1,1]
["Chia 115",2026,212.85036398621739,27.996179272604731,1,1]
["Chicala 115",2026,79.7607421875,27.697836872880831,1,1]
["Chivor 115",2026,114.1341589872068,29.286633591474711,1,1]
["Chivor 220",2026,319.921875,3.125357421697792,1,1]
["Chivor II 220",2026,300,10.487125465063119,1,1]
["Chocontá 34.5",2026,10.25390625,8.5105036828307892,1,1]
["Circo 115",2026,323.59619140625,0.1575,1,1]
["Circo 220",2026,503.90625,22.409764321739249,1,1]
["Colegio 115",2026,23.345947265625,10.33093082391917,1,1]
["Colegio 34.5",2026,0,6.1173525805645266,1,1]
["Compartir 115",2026,201.4721870422363,20.404224040697951,1,1]
["Concordia 115",2026,300.7080078125,5.7598213170615304,1,1]
["Ctilla Nva y Surinema",2026,4.915771484375,19.95193415911233,1,1]
["Diaco COD 115",2026,190.625,20.428098160906011,1,1]
["El Rio 115",2026,161.773681640625,20.658083963226812,1,1]
["El Sol 115",2026,342.3828125,10.250990138001971,1,1]
["Facatativa 115",2026,169.6730554103851,30.224745513982171,1,1]
["Florida COD 115",2026,221.04032039642331,25.2193570179967,1,1]
["Fontibon 115",2026,196.484375,8.5808492607715614,1,1]
["Gran Sabana 115",2026,118.701171875,20.601991384694411,1,1]
["Granada 115",2026,0,28.360092477092149,1,1]
["Guaca 115",2026,7.87353515625,13.94927561767812,1,1]
["Guaca 220",2026,103.564453125,6.0177008126945708,1,1]
["Guamal 115",2026,33.318424224853523,21.863412539889278,1,1]
["Guamal 34.5",2026,4.90753173828125,19.913238191692749,1,1]
["Guateque 115",2026,0,34.43374195977502,1,1]
["Guavio 115",2026,42.2515869140625,34.403489035103227,1,1]
["Guavio 220",2026,356.25,0.44840343268558769,1,1]
["Guavio Gen 220",2026,356.25,0.3916006849619933,1,1]
["La Ceiba 115",2026,152.2705078125,35.077077187850712,1,1]
["La Guacheta 34.5",2026,4.39453125,11.31315415211642,1,1]
["La Paz 115",2026,322.44589166666071,8.0422632228488986,1,1]
["La Salada 34.5",2026,5.823974609375,10.890589473465459,1,1]
["Laguneta 115",2026,17.6239013671875,14.655445083009321,1,1]
["Mambita 115",2026,0,35.006970547685157,1,1]
["Mesa 220",2026,146.875,0.13100000000000001,1,1]
["Morato 115",2026,231.8603515625,14.04638657814658,1,1]
["Mosquera 115",2026,172.265625,21.995070602118311,1,1]
["Muzu 115",2026,121.77734375,6.0097895017849856,1,1]
["Noroeste 115",2026,456.25,0.71889686305938127,1,1]
["Noroeste 220",2026,700,5.9884995950160871,1,1]
["Norte 115",2026,21.875,13.646858252352059,1,1]
["Norte 220",2026,93.75,13.493213482223281,1,1]
["Norte 500",2026,500,26.393584927264818,1,1]
["Nva Esperanza 115",2026,787.109375,4.9307390160674132,1,1]
["Nva Esperanza 220",2026,338.37890625,11.970227782216259,1,1]
["Nva Esperanza 500",2026,999.51171875,21.688264779318509,1,1]
["Occidente 115",2026,384.66796875,11.315611517531851,1,1]
["Ocoa 115",2026,248.4375,19.11278835323629,1,1]
["Paraiso 220",2026,128.955078125,8.4376898568023115,1,1]
["Pavco 115",2026,120.9228515625,19.312871675015881,1,1]
["Peldar 115",2026,109.34410095214839,29.343249004988401,1,1]
["Portugal 115",2026,196.7248775443295,23.86478544474376,1,1]
["Porvenir 115",2026,53.90625,28.546861263530861,1,1]
["Puerto Gaitan 115",2026,6.103515625,27.743965307944119,1,1]
["Puerto Gaitan 34.5",2026,2.2265625,15.927939411822059,1,1]
["Puerto Gaitan 34.5 2",2026,2.2265625,15.927939412000811,1,1]
["Puerto Gaitan 34.5 Conex",2026,8.515625,17.1973158774633,1,1]
["Puerto Lopez 115",2026,5.37109375,25.959445987946719,1,1]
["Puerto Lopez 34.5",2026,5.46875,20.060562618037672,1,1]
["Reforma 220",2026,540.625,7.6557168050896394,1,1]
["Rubi 34.5",2026,5.46875,24.21366917727315,1,1]
["Salitre 115",2026,430.1513671875,3.451582236920181,1,1]
["Salto I (Bogota) 115",2026,15.7012939453125,9.1736780854839601,1,1]
["Salto II 115",2026,16.021728515625,8.64719584254739,1,1]
["San Jose 115",2026,184.654426574707,13.170686479185161,1,1]
["San Mateo (Bogota) 220",2026,395.703125,25.703803010478289,1,1]
["Santa Helena 115",2026,17.7734375,14.972022532360381,1,1]
["Santa Maria 115",2026,0,34.960728151663453,1,1]
["Sauces 115",2026,86.78436279296875,33.212905324924677,1,1]
["Serrania 34.5",2026,6.585693359375,24.59162788337294,1,1]
["Sesquile 115",2026,0,25.097506009717911,1,1]
["Simijaca 115",2026,0,37.392465004569488,1,1]
["Sn Carlos EEB 115",2026,168.505859375,11.136953451775881,1,1]
["Sn Jose del Guaviare 115",2026,88.393211364746094,39.299597020557883,1,1]
["Sopó 34.5",2026,0,13.34478397439892,1,1]
["Suba 115",2026,196.875,16.240973440220991,1,1]
["Suria (DelSur) 220",2026,37.5,30.042008064161241,1,1]
["Suria 115",2026,5.126953125,15.16099952236158,1,1]
["Suria 34.5",2026,5.029296875,20.47218826244703,1,1]
["Surimena 34.5",2026,5.618896484375,24.355686264097841,1,1]
["T Peldar 115",2026,131.3873291015625,27.39248016193784,1,1]
["Techo 115",2026,141.851806640625,0.125,1,1]
["Tenjo 115",2026,298.21520044206409,25.622673100912671,1,1]
["Terminal 115",2026,163.3064270019531,18.501516894144419,1,1]
["Termo Zipa 115",2026,206.25,14.21349914446678,1,1]
["Tibabuyes 115",2026,330.05227021014429,14.80304224197023,1,1]
["Tocaima 34.5",2026,5.823974609375,10.890589473465459,1,1]
["Torca 115",2026,200,0.2,1,1]
["Torca 220",2026,549.9267578125,0.13100000000000001,1,1]
["Tropezón 34.5",2026,5.8447265625,24.491486543526001,1,1]
["Tunal 115",2026,152.9296875,3.9671432143676379,1,1]
["Tunal 220",2026,387.5,22.50976836165097,1,1]
["Tunjita 115",2026,0,33.129819548439393,1,1]
["Ubala 115",2026,43.394085668806881,22.050063661926671,1,1]
["Ubate 115",2026,22.23765850067139,35.328810601809202,1,1]
["Usaquen 115",2026,245.1171875,2.7777294436635391,1,1]
["Usme 115",2026,111.11297607421881,18.96156482916923,1,1]
["Veraguas 115",2026,443.75,3.6367862240052129,1,1]
["Victoria 34.5",2026,0,15.379169507504891,1,1]
["Victoria EEB 115",2026,221.09375,14.001726165246691,1,1]
["Villavicencio 115",2026,514.84375,13.92991460686533,1,1]
["Villeta 115",2026,177.31190473094719,34.525792352041513,1,1]
["Violetas 34.5",2026,4.93316650390625,19.366795463255119,1,1]
["Zipaquira 115",2026,147.81895363557359,26.579398385342959,1,1]
["5781",2026,17.8125,20.478933744176491,1,1]
["Acacias 34.5",2027,5.27099609375,20.353777401035551,1,1]
["Aranjuez 115",2027,214.09912109375,8.8158718526730802,1,1]
["Autopista 115",2027,93.276500701904297,10.14325833688946,1,1]
["Bacata 115",2027,557.8125,68.0369126376427,1,1]
["Bacata 220",2027,450,4.1905326792208228,1,1]
["Bacata 500",2027,1000,23.416861934119328,1,1]
["Balsillas 115",2027,166.6015625,0.1575,1,1]
["Balsillas 220",2027,337.5,17.899297379096328,1,1]
["Barzal 115",2027,152.03627989251339,29.205227423019799,1,1]
["Bolivia 115",2027,218.2792663574219,23.154598617172908,1,1]
["Bosa 115",2027,228.6834716796875,15.75165891004491,1,1]
["Cabuyano 34.5",2027,6.259765625,24.16803587894319,1,1]
["Calera 115",2027,193.9690959840612,10.7810617074887,1,1]
["Calera 34.5",2027,15.13671875,8.8318900236772429,1,1]
["Calle 1 115",2027,219.74562553408529,14.40062345262211,1,1]
["Calle 51 115",2027,210.3093933314085,17.618893041800259,1,1]
["Calle 67 115",2027,232.71188735961911,12.04419714407595,1,1]
["Campobonito 115",2027,5.859375,27.38296708913958,1,1]
["Canoas 115",2027,71.725273132324219,27.582941797134829,1,1]
["Capellanía 34.5",2027,1.3918317526713511,12.012676917921731,1,1]
["Caqueza 115",2027,189.16130065917969,31.79244624376679,1,1]
["Carrea 5 115",2027,206.24194793635979,15.791358559519191,1,1]
["Casetabla 34.5",2027,5.751953125,23.121710402339371,1,1]
["Castellana 115",2027,188.4521484375,8.615467114450361,1,1]
["Catama 115",2027,7.659912109375,32.528258920343028,1,1]
["CD10.3.035937",2027,10.29296875,22.34529543366623,1,1]
["CD10.4.120758",2027,15.8087158203125,17.277288134762362,1,1]
["Chia 115",2027,212.85036398621739,27.999670220805321,1,1]
["Chicala 115",2027,79.7607421875,27.698425918393269,1,1]
["Chivor 115",2027,112.3508127530316,29.2852476865204,1,1]
["Chivor 220",2027,319.921875,3.127490120821363,1,1]
["Chivor II 220",2027,300,10.490683597913559,1,1]
["Chocontá 34.5",2027,11.50390625,8.5112679941119929,1,1]
["Circo 115",2027,323.59619140625,0.1575,1,1]
["Circo 220",2027,490.91796875,22.41316599330327,1,1]
["Colegio 115",2027,23.345947265625,10.33302508105451,1,1]
["Colegio 34.5",2027,0,6.1174147180696581,1,1]
["Compartir 115",2027,201.47218704223641,20.406631132552391,1,1]
["Concordia 115",2027,300.7080078125,5.7611084156808232,1,1]
["Ctilla Nva y Surinema",2027,5.540771484375,19.935055102313541,1,1]
["Diaco COD 115",2027,190.625,20.432327090460628,1,1]
["El Rio 115",2027,151.66282653808591,20.66019005325078,1,1]
["El Sol 115",2027,370.5078125,10.255668931795091,1,1]
["Facatativa 115",2027,169.6730554103851,30.225778545191002,1,1]
["Florida COD 115",2027,221.04032039642331,25.2226350644695,1,1]
["Fontibon 115",2027,193.414306640625,8.5836346435026911,1,1]
["Gran Sabana 115",2027,118.701171875,20.60606563688755,1,1]
["Granada 115",2027,0,28.351579708226929,1,1]
["Guaca 115",2027,14.12353515625,13.95078880145992,1,1]
["Guaca 220",2027,152.435302734375,6.0222317412144122,1,1]
["Guamal 115",2027,5.2060037851333636,21.854894737820981,1,1]
["Guamal 34.5",2027,5.53253173828125,19.896391585471591,1,1]
["Guateque 115",2027,0,34.433239819648868,1,1]
["Guavio 115",2027,42.324256896972663,34.402219010217273,1,1]
["Guavio 220",2027,356.25,0.45930842463795329,1,1]
["Guavio Gen 220",2027,356.25,0.40247973521403679,1,1]
["La Ceiba 115",2027,152.2705078125,35.077732369707007,1,1]
["La Guacheta 34.5",2027,4.412841796875,11.313365339224051,1,1]
["La Paz 115",2027,322.44589166666071,8.0478848786705299,1,1]
["La Salada 34.5",2027,5.4599761962890616,10.89059920451637,1,1]
["Laguneta 115",2027,17.6239013671875,14.65983441848063,1,1]
["Mambita 115",2027,0,35.005896330216451,1,1]
["Mesa 220",2027,169.921875,0.13100000000000001,1,1]
["Morato 115",2027,227.8778076171875,14.05019326198156,1,1]
["Mosquera 115",2027,172.265625,21.997132784285199,1,1]
["Muzu 115",2027,117.9718017578125,6.0178668496855678,1,1]
["Noroeste 115",2027,442.1875,0.72421872783572994,1,1]
["Noroeste 220",2027,700,5.99846989127645,1,1]
["Norte 115",2027,21.875,13.65246212578346,1,1]
["Norte 220",2027,106.25,13.50064847065943,1,1]
["Norte 500",2027,600,26.398617175006581,1,1]
["Nva Esperanza 115",2027,716.943359375,4.9450076385748076,1,1]
["Nva Esperanza 220",2027,363.37890625,11.978617638055111,1,1]
["Nva Esperanza 500",2027,999.51171875,21.69481708315698,1,1]
["Occidente 115",2027,387.79296875,11.320215373211649,1,1]
["Ocoa 115",2027,254.6875,19.137763776106691,1,1]
["Paraiso 220",2027,120.8953857421875,8.4417989566671707,1,1]
["Pavco 115",2027,120.928955078125,19.314412581744861,1,1]
["Peldar 115",2027,110.845947265625,29.345434909270502,1,1]
["Portugal 115",2027,196.7248775443295,23.867720053742531,1,1]
["Porvenir 115",2027,53.90625,28.5473525153404,1,1]
["Puerto Gaitan 115",2027,6.360626220703125,28.310343214219081,1,1]
["Puerto Gaitan 34.5",2027,2.5390625,16.719653414945359,1,1]
["Puerto Gaitan 34.5 2",2027,2.5390625,16.719653415123091,1,1]
["Puerto Gaitan 34.5 Conex",2027,7.8399658203125,20.12921039757693,1,1]
["Puerto Lopez 115",2027,6.15234375,26.168729036371261,1,1]
["Puerto Lopez 34.5",2027,5.46875,20.017021775257678,1,1]
["Reforma 220",2027,523.046875,7.6804532886650208,1,1]
["Rubi 34.5",2027,6.10321044921875,24.199062800222009,1,1]
["Salitre 115",2027,442.6513671875,3.4591099247303769,1,1]
["Salto I (Bogota) 115",2027,15.7012939453125,9.17669510817203,1,1]
["Salto II 115",2027,16.021728515625,8.6503398821528101,1,1]
["San Jose 115",2027,186.1083984375,13.17352477042485,1,1]
["San Mateo (Bogota) 220",2027,403.89071702957148,25.70626896549479,1,1]
["Santa Helena 115",2027,17.7734375,15.12823567619057,1,1]
["Santa Maria 115",2027,0,34.959857203248959,1,1]
["Sauces 115",2027,87.56561279296875,33.21327342930384,1,1]
["Serrania 34.5",2027,6.585693359375,24.583499466541529,1,1]
["Sesquile 115",2027,0,25.100606929231599,1,1]
["Simijaca 115",2027,0,37.392928806199563,1,1]
["Sn Carlos EEB 115",2027,163.24005126953119,11.1413374568302,1,1]
["Sn Jose del Guaviare 115",2027,89.174461364746094,39.296892649492612,1,1]
["Sopó 34.5",2027,0,13.345295433666241,1,1]
["Suba 115",2027,172.265625,16.244972947901079,1,1]
["Suria (DelSur) 220",2027,37.5,30.054830262622762,1,1]
["Suria 115",2027,5.3107261657714844,15.31502684994611,1,1]
["Suria 34.5",2027,5.078125,20.443383255554391,1,1]
["Surimena 34.5",2027,5.618896484375,24.35083699419177,1,1]
["T Peldar 115",2027,132.9498291015625,27.39509606416793,1,1]
["Techo 115",2027,137.4189376831055,0.125,1,1]
["Tenjo 115",2027,298.21520044206409,25.62525336269881,1,1]
["Terminal 115",2027,158.20310115814209,18.502843098681851,1,1]
["Termo Zipa 115",2027,209.375,14.218824236502989,1,1]
["Tibabuyes 115",2027,330.05227021014429,14.8064409267475,1,1]
["Tocaima 34.5",2027,5.4599761962890616,10.89059920451637,1,1]
["Torca 115",2027,175,0.2,1,1]
["Torca 220",2027,526.46484375,0.13100000000000001,1,1]
["Tropezón 34.5",2027,5.8447265625,24.481520364573129,1,1]
["Tunal 115",2027,148.150634765625,3.9699775435103528,1,1]
["Tunal 220",2027,375.390625,22.512187413132139,1,1]
["Tunjita 115",2027,0,33.128988276505048,1,1]
["Ubala 115",2027,42.790478467941277,22.049381248507299,1,1]
["Ubate 115",2027,25.36265850067139,35.329656392752668,1,1]
["Usaquen 115",2027,239.4775390625,2.780343195136219,1,1]
["Usme 115",2027,97.22385406494142,18.960459050201688,1,1]
["Veraguas 115",2027,443.75,3.6456791670235091,1,1]
["Victoria 34.5",2027,0,15.37533493538038,1,1]
["Victoria EEB 115",2027,210.546875,14.004297536933249,1,1]
["Villavicencio 115",2027,486.1328125,13.944866259441151,1,1]
["Villeta 115",2027,176.17430090904239,34.526420381288013,1,1]
["Violetas 34.5",2027,5.55816650390625,19.348509252454029,1,1]
["Zipaquira 115",2027,147.81895363557359,26.582213049895891,1,1]
["5781",2027,17.567825317382809,20.47823834124312,1,1]
["Acacias 34.5",2028,5.27099609375,20.371529622167689,1,1]
["Aranjuez 115",2028,215.66162109375,8.8291217911771902,1,1]
["Autopista 115",2028,87.5,10.15918607573284,1,1]
["Bacata 115",2028,550,68.056333681633049,1,1]
["Bacata 220",2028,550,4.205531629729883,1,1]
["Bacata 500",2028,1000,23.422915865660251,1,1]
["Balsillas 115",2028,145.7763671875,0.1575,1,1]
["Balsillas 220",2028,295.3125,17.908588184257159,1,1]
["Barzal 115",2028,153.59877989251339,29.203563852709301,1,1]
["Bolivia 115",2028,219.8417663574219,23.164481140605851,1,1]
["Bosa 115",2028,231.25,15.767078412325681,1,1]
["Cabuyano 34.5",2028,6.259765625,24.183490196349918,1,1]
["Calera 115",2028,194.7503459840612,10.79025202347778,1,1]
["Calera 34.5",2028,15.3125,8.8346361311734185,1,1]
["Calle 1 115",2028,222.08937553408529,14.41604908574662,1,1]
["Calle 51 115",2028,211.8718933314085,17.633135197194111,1,1]
["Calle 67 115",2028,234.27438735961911,12.05762353324004,1,1]
["Campobonito 115",2028,5.859375,27.20181013117238,1,1]
["Canoas 115",2028,71.429294347763062,27.591711556165851,1,1]
["Capellanía 34.5",2028,1.7043317526713511,12.01294804823196,1,1]
["Caqueza 115",2028,188.81063837739021,31.804418197404981,1,1]
["Carrea 5 115",2028,207.02319793635979,15.806340970004371,1,1]
["Casetabla 34.5",2028,5.751953125,23.150100332069989,1,1]
["Castellana 115",2028,190.625,8.6319117219945696,1,1]
["Catama 115",2028,7.659912109375,32.527550996205903,1,1]
["CD10.3.035937",2028,10.30856551733474,22.34673568891796,1,1]
["CD10.4.120758",2028,15.8087158203125,17.28602386100869,1,1]
["Chia 115",2028,212.85036398621739,28.006514976421581,1,1]
["Chicala 115",2028,79.7607421875,27.706476613634511,1,1]
["Chivor 115",2028,113.9133127530316,29.290188370129801,1,1]
["Chivor 220",2028,369.921875,3.140037897324063,1,1]
["Chivor II 220",2028,300,10.49914535273404,1,1]
["Chocontá 34.5",2028,12.75390625,8.513586401604444,1,1]
["Circo 115",2028,323.59619140625,0.1575,1,1]
["Circo 220",2028,468.1884765625,22.42013091992008,1,1]
["Colegio 115",2028,23.345947265625,10.34759385960767,1,1]
["Colegio 34.5",2028,0,6.1211411835124041,1,1]
["Compartir 115",2028,203.03468704223641,20.419981126443009,1,1]
["Concordia 115",2028,300.7080078125,5.7828298118537518,1,1]
["Ctilla Nva y Surinema",2028,5.540771484375,19.954360988160481,1,1]
["Diaco COD 115",2028,192.1875,20.44183438253706,1,1]
["El Rio 115",2028,153.53076301202231,20.673337273124101,1,1]
["El Sol 115",2028,386.1328125,10.266188789105961,1,1]
["Facatativa 115",2028,168.3474846649915,30.231353262398741,1,1]
["Florida COD 115",2028,222.60282039642331,25.231512830824709,1,1]
["Fontibon 115",2028,193.414306640625,8.5968240142029799,1,1]
["Gran Sabana 115",2028,116.8464660644531,20.615505400494929,1,1]
["Granada 115",2028,0,28.361644054822481,1,1]
["Guaca 115",2028,21.93603515625,13.963461343671259,1,1]
["Guaca 220",2028,133.3808898925781,6.0353780622114073,1,1]
["Guamal 115",2028,5.2060037851333627,21.864964129567799,1,1]
["Guamal 34.5",2028,5.53253173828125,19.915664947440121,1,1]
["Guateque 115",2028,0,34.435545491402458,1,1]
["Guavio 115",2028,42.6422119140625,34.405326700989121,1,1]
["Guavio 220",2028,356.25,0.46427932498752972,1,1]
["Guavio Gen 220",2028,356.25,0.40747241089196251,1,1]
["La Ceiba 115",2028,160.9375,35.079903724488162,1,1]
["La Guacheta 34.5",2028,4.39453125,11.31402493575724,1,1]
["La Paz 115",2028,322.44589166666071,8.0646105689336594,1,1]
["La Salada 34.5",2028,5.7724761962890616,10.8915105080695,1,1]
["Laguneta 115",2028,17.6239013671875,14.67428447490212,1,1]
["Mambita 115",2028,0,35.008607091477742,1,1]
["Mesa 220",2028,148.681640625,0.13100000000000001,1,1]
["Morato 115",2028,231.25,14.064917856462589,1,1]
["Mosquera 115",2028,172.265625,22.007274343530071,1,1]
["Muzu 115",2028,117.9718017578125,6.0327927572130733,1,1]
["Noroeste 115",2028,421.09375,0.74168969753053915,1,1]
["Noroeste 220",2028,781.25,6.0091304970349526,1,1]
["Norte 115",2028,25,13.666392298890999,1,1]
["Norte 220",2028,118.75,13.51142671970393,1,1]
["Norte 500",2028,600,26.40460215108093,1,1]
["Nva Esperanza 115",2028,725,4.9646108838573113,1,1]
["Nva Esperanza 220",2028,363.37890625,11.986539961981309,1,1]
["Nva Esperanza 500",2028,999.51171875,21.700538262188982,1,1]
["Occidente 115",2028,389.35546875,11.336602856591799,1,1]
["Ocoa 115",2028,254.6875,19.119040153595328,1,1]
["Paraiso 220",2028,105.78346252441411,8.4548177352133393,1,1]
["Pavco 115",2028,121.7041015625,19.328701925691441,1,1]
["Peldar 115",2028,110.90660095214839,29.351267709367981,1,1]
["Portugal 115",2028,196.7248775443295,23.87724329350285,1,1]
["Porvenir 115",2028,53.90625,28.554820078336039,1,1]
["Puerto Gaitan 115",2028,6.360626220703125,27.744900646017019,1,1]
["Puerto Gaitan 34.5",2028,2.908172607421875,15.930097014296679,1,1]
["Puerto Gaitan 34.5 2",2028,2.908172607421875,15.93009701447539,1,1]
["Puerto Gaitan 34.5 Conex",2028,8.515625,17.19888335345739,1,1]
["Puerto Lopez 115",2028,6.15234375,25.961454700343481,1,1]
["Puerto Lopez 34.5",2028,6.03515625,20.062367938698859,1,1]
["Reforma 220",2028,523.046875,7.6623030563933199,1,1]
["Rubi 34.5",2028,6.10321044921875,24.21395675926474,1,1]
["Salitre 115",2028,437.5,3.476593122280804,1,1]
["Salto I (Bogota) 115",2028,15.7012939453125,9.1892644608503211,1,1]
["Salto II 115",2028,16.021728515625,8.663139848349001,1,1]
["San Jose 115",2028,184.7621068358421,13.18924076276544,1,1]
["San Mateo (Bogota) 220",2028,410.14071702957148,25.712748884442199,1,1]
["Santa Helena 115",2028,17.7734375,14.97946857851694,1,1]
["Santa Maria 115",2028,0,34.962364982684079,1,1]
["Sauces 115",2028,87.95623779296875,33.218469009786517,1,1]
["Serrania 34.5",2028,6.585693359375,24.59177726502601,1,1]
["Sesquile 115",2028,0,25.108467259381069,1,1]
["Simijaca 115",2028,0,37.394350518906492,1,1]
["Sn Carlos EEB 115",2028,163.24005126953119,11.15672959100263,1,1]
["Sn Jose del Guaviare 115",2028,89.174461364746094,39.299945040103232,1,1]
["Sopó 34.5",2028,0,13.34673568891796,1,1]
["Suba 115",2028,168.75,16.258836650490299,1,1]
["Suria (DelSur) 220",2028,37.5,30.046957031418881,1,1]
["Suria 115",2028,5.3107261657714844,15.16835415573537,1,1]
["Suria 34.5",2028,5.654296875,20.47426342917802,1,1]
["Surimena 34.5",2028,5.618896484375,24.355981781514881,1,1]
["T Peldar 115",2028,134.5123291015625,27.401901531221149,1,1]
["Techo 115",2028,120.3125,0.125,1,1]
["Tenjo 115",2028,296.68058793515678,25.633309727015011,1,1]
["Terminal 115",2028,139.0625,18.51705401790343,1,1]
["Termo Zipa 115",2028,209.375,14.231512545344231,1,1]
["Tibabuyes 115",2028,330.05227021014429,14.81650699181869,1,1]
["Tocaima 34.5",2028,5.7724761962890616,10.8915105080695,1,1]
["Torca 115",2028,175,0.2,1,1]
["Torca 220",2028,525,0.13100000000000001,1,1]
["Tropezón 34.5",2028,5.8447265625,24.491672550198629,1,1]
["Tunal 115",2028,148.150634765625,3.9923504135851999,1,1]
["Tunal 220",2028,375.390625,22.520759725324741,1,1]
["Tunjita 115",2028,0,33.132025955675203,1,1]
["Ubala 115",2028,42.790478467941277,22.05103313623443,1,1]
["Ubate 115",2028,25.36265850067139,35.332204740801707,1,1]
["Usaquen 115",2028,252.24609375,2.7934688576585001,1,1]
["Usme 115",2028,97.22385406494142,18.970206553163191,1,1]
["Veraguas 115",2028,443.75,3.661423354243901,1,1]
["Victoria 34.5",2028,0,15.38629451876314,1,1]
["Victoria EEB 115",2028,210.546875,14.019458060468271,1,1]
["Villavicencio 115",2028,486.1328125,13.939097011160669,1,1]
["Villeta 115",2028,176.17430090904239,34.529174144758329,1,1]
["Violetas 34.5",2028,5.55816650390625,19.369502358116439,1,1]
["Zipaquira 115",2028,147.81895363557359,26.589335013221671,1,1]
["5781",2028,17.8125,20.482660239613129,1,1]
["Acacias 34.5",2029,6.52099609375,20.371016508316242,1,1]
["Aranjuez 115",2029,198.046875,8.8252605271151694,1,1]
["Autopista 115",2029,79.248589463531971,10.154044202504901,1,1]
["Bacata 115",2029,498.6328125,68.047508996722797,1,1]
["Bacata 220",2029,650,4.1991827023983026,1,1]
["Bacata 500",2029,1000,23.419144438591331,1,1]
["Balsillas 115",2029,145.7763671875,0.1575,1,1]
["Balsillas 220",2029,295.3125,17.905044407412451,1,1]
["Barzal 115",2029,154.38002989251339,29.202242023775181,1,1]
["Bolivia 115",2029,219.8417663574219,23.161367038887391,1,1]
["Bosa 115",2029,219.88029479980469,15.76258458384576,1,1]
["Cabuyano 34.5",2029,6.259765625,24.183420301006521,1,1]
["Calera 115",2029,188.28125,10.787829069153389,1,1]
["Calera 34.5",2029,14.833984375,8.8340024285723651,1,1]
["Calle 1 115",2029,222.08937553408529,14.411780019768599,1,1]
["Calle 51 115",2029,211.8718933314085,17.629372904940521,1,1]
["Calle 67 115",2029,234.2743873596192,12.054308083861111,1,1]
["Campobonito 115",2029,5.7422876358032227,27.20153641789528,1,1]
["Canoas 115",2029,71.429294347763062,27.58934861793108,1,1]
["Capellanía 34.5",2029,1.81640625,12.01286388264303,1,1]
["Caqueza 115",2029,188.81063837739021,31.803157151375459,1,1]
["Carrea 5 115",2029,207.02319793635979,15.802325115166219,1,1]
["Casetabla 34.5",2029,5.467681884765625,23.149942005173202,1,1]
["Castellana 115",2029,185.50758361816409,8.6265567210187193,1,1]
["Catama 115",2029,7.8125,32.526689747488668,1,1]
["CD10.3.035937",2029,10.2740478515625,22.346283687355431,1,1]
["CD10.4.120758",2029,15.80667018890381,17.284696525073731,1,1]
["Chia 115",2029,212.85036398621739,28.004087080006379,1,1]
["Chicala 115",2029,79.7607421875,27.704427787874309,1,1]
["Chivor 115",2029,112.13341724126551,29.289306860183501,1,1]
["Chivor 220",2029,469.921875,3.136274749783738,1,1]
["Chivor II 220",2029,450,10.49602238768108,1,1]
["Chocontá 34.5",2029,16.19140625,8.512862703594962,1,1]
["Circo 115",2029,323.59619140625,0.1575,1,1]
["Circo 220",2029,451.141357421875,22.417543134579521,1,1]
["Colegio 115",2029,23.345947265625,10.34355449449237,1,1]
["Colegio 34.5",2029,0,6.120258109417267,1,1]
["Compartir 115",2029,203.03468704223641,20.416150954042539,1,1]
["Concordia 115",2029,294.41375732421881,5.7772145232609518,1,1]
["Ctilla Nva y Surinema",2029,6.455078125,19.953792974704609,1,1]
["Diaco COD 115",2029,191.19235075482371,20.438517513666351,1,1]
["El Rio 115",2029,137.44443655014041,20.669636492037249,1,1]
["El Sol 115",2029,404.8828125,10.262499861577639,1,1]
["Facatativa 115",2029,168.3474846649915,30.229785240302661,1,1]
["Florida COD 115",2029,222.60282039642331,25.22862611379335,1,1]
["Fontibon 115",2029,193.414306640625,8.592930971994349,1,1]
["Gran Sabana 115",2029,115.020740032196,20.61223196778047,1,1]
["Granada 115",2029,0,28.361280038821668,1,1]
["Guaca 115",2029,13.71002197265625,13.96003151874949,1,1]
["Guaca 220",2029,129.21273708343509,6.0307959341265729,1,1]
["Guamal 115",2029,34.893503785133362,21.86460011262206,1,1]
["Guamal 34.5",2029,6.15753173828125,19.915096939648169,1,1]
["Guateque 115",2029,0,34.435081213315108,1,1]
["Guavio 115",2029,42.714881896972663,34.404874001062957,1,1]
["Guavio 220",2029,356.25,0.46026682978953198,1,1]
["Guavio Gen 220",2029,356.25,0.40346116861736192,1,1]
["La Ceiba 115",2029,162.78076171875,35.07923260958767,1,1]
["La Guacheta 34.5",2029,4.3303922441117226,11.313820022458099,1,1]
["La Paz 115",2029,322.44589166666071,8.0590319895418006,1,1]
["La Salada 34.5",2029,5.411696434020997,10.89129553815197,1,1]
["Laguneta 115",2029,17.6239013671875,14.66964106934387,1,1]
["Mambita 115",2029,0,35.008202800946911,1,1]
["Mesa 220",2029,148.681640625,0.13100000000000001,1,1]
["Morato 115",2029,229.06513214111331,14.06037876909428,1,1]
["Mosquera 115",2029,150.732421875,22.004326704337281,1,1]
["Muzu 115",2029,117.9718017578125,6.0270199948491134,1,1]
["Noroeste 115",2029,398.046875,0.73615273523975944,1,1]
["Noroeste 220",2029,781.25,6.0034046826663072,1,1]
["Norte 115",2029,34.375,13.661598939316869,1,1]
["Norte 220",2029,156.25,13.506413101086951,1,1]
["Norte 500",2029,702.5848388671875,26.401074714532971,1,1]
["Nva Esperanza 115",2029,639.7216796875,4.9556415704458416,1,1]
["Nva Esperanza 220",2029,388.37890625,11.982210515391641,1,1]
["Nva Esperanza 500",2029,999.51171875,21.696588142377021,1,1]
["Occidente 115",2029,392.48046875,11.331526614336349,1,1]
["Ocoa 115",2029,260.9375,19.117551423924859,1,1]
["Paraiso 220",2029,105.78346252441411,8.4504263810963387,1,1]
["Pavco 115",2029,121.7041015625,19.324850933954981,1,1]
["Peldar 115",2029,111.627197265625,29.34934875056128,1,1]
["Portugal 115",2029,196.7248775443295,23.87426473877489,1,1]
["Porvenir 115",2029,53.90625,28.55293590821897,1,1]
["Puerto Gaitan 115",2029,6.360626220703125,27.74468175899554,1,1]
["Puerto Gaitan 34.5",2029,5.6640625,15.92959236199191,1,1]
["Puerto Gaitan 34.5 2",2029,5.6640625,15.929592362170631,1,1]
["Puerto Gaitan 34.5 Conex",2029,7.9537200927734384,17.198516928646921,1,1]
["Puerto Lopez 115",2029,5.5027961730957031,25.960981991572719,1,1]
["Puerto Lopez 34.5",2029,5.28076171875,20.06194586452423,1,1]
["Reforma 220",2029,523.046875,7.6606995886312603,1,1]
["Rubi 34.5",2029,5.87890625,24.21388947235468,1,1]
["Salitre 115",2029,438.238525390625,3.4702854297714718,1,1]
["Salto I (Bogota) 115",2029,15.7012939453125,9.1854743969934489,1,1]
["Salto II 115",2029,16.021728515625,8.6592574944878216,1,1]
["San Jose 115",2029,186.1083984375,13.184673050790391,1,1]
["San Mateo (Bogota) 220",2029,410.14071702957148,25.710538288952389,1,1]
["Santa Helena 115",2029,17.7734375,14.977705490843681,1,1]
["Santa Maria 115",2029,0,34.961956061122997,1,1]
["Sauces 115",2029,88.34686279296875,33.217165594947303,1,1]
["Serrania 34.5",2029,6.585693359375,24.591742318005831,1,1]
["Sesquile 115",2029,0,25.10580568842931,1,1]
["Simijaca 115",2029,0,37.393905281376448,1,1]
["Sn Carlos EEB 115",2029,158.1387996673584,11.151834585532789,1,1]
["Sn Jose del Guaviare 115",2029,40.554688830161467,39.299863689048692,1,1]
["Sopó 34.5",2029,0,13.346283687355429,1,1]
["Suba 115",2029,150.732421875,16.25449041269103,1,1]
["Suria (DelSur) 220",2029,37.5,30.045777265281,1,1]
["Suria 115",2029,5.169677734375,15.166613052839381,1,1]
["Suria 34.5",2029,4.947509765625,20.473778236835191,1,1]
["Surimena 34.5",2029,5.618896484375,24.355912638544421,1,1]
["T Peldar 115",2029,134.5123291015625,27.399636526823301,1,1]
["Techo 115",2029,129.61657047271731,0.125,1,1]
["Tenjo 115",2029,296.68058793515678,25.630770365364128,1,1]
["Terminal 115",2029,149.3652135133743,18.513276973173252,1,1]
["Termo Zipa 115",2029,209.375,14.22719072562796,1,1]
["Tibabuyes 115",2029,330.05227021014429,14.813281867068071,1,1]
["Tocaima 34.5",2029,5.411696434020997,10.89129553815197,1,1]
["Torca 115",2029,153.125,0.2,1,1]
["Torca 220",2029,438.232421875,0.13100000000000001,1,1]
["Tropezón 34.5",2029,5.8447265625,24.49162903397351,1,1]
["Tunal 115",2029,148.150634765625,3.98616407121655,1,1]
["Tunal 220",2029,375.390625,22.51807771878714,1,1]
["Tunjita 115",2029,0,33.131467591308372,1,1]
["Ubala 115",2029,43.423466384410858,22.050794189783339,1,1]
["Ubate 115",2029,37.862658500671387,35.331400701531777,1,1]
["Usaquen 115",2029,239.4775390625,2.78964919594398,1,1]
["Usme 115",2029,97.22385406494142,18.968149083449401,1,1]
["Veraguas 115",2029,443.75,3.655198869187863,1,1]
["Victoria 34.5",2029,0,15.384641063829021,1,1]
["Victoria EEB 115",2029,210.546875,14.015103693157551,1,1]
["Villavicencio 115",2029,486.1328125,13.936916108740579,1,1]
["Villeta 115",2029,173.4215774573386,34.528374658919198,1,1]
["Violetas 34.5",2029,6.263275146484375,19.368868599664829,1,1]
["Zipaquira 115",2029,147.81895363557359,26.586955129567571,1,1]
["5781",2029,17.60094523429871,20.48179879162738,1,1]
["Acacias 34.5",2030,7.77099609375,20.371016508316242,1,1]
["Aranjuez 115",2030,173.291015625,8.8252605271151694,1,1]
["Autopista 115",2030,69.342515780590475,10.154044202504901,1,1]
["Bacata 115",2030,436.81640625,68.047508996722797,1,1]
["Bacata 220",2030,750,4.1991827023983026,1,1]
["Bacata 500",2030,1000,23.419144438591331,1,1]
["Balsillas 115",2030,170.7763671875,0.1575,1,1]
["Balsillas 220",2030,345.3125,17.905044407412451,1,1]
["Barzal 115",2030,155.94252989251339,29.202242023775181,1,1]
["Bolivia 115",2030,221.4042663574219,23.161367038887391,1,1]
["Bosa 115",2030,206.81514739990229,15.76258458384576,1,1]
["Cabuyano 34.5",2030,7.509765625,24.183420301006521,1,1]
["Calera 115",2030,164.74609375,10.787829069153389,1,1]
["Calera 34.5",2030,15.146484375,8.8340024285723651,1,1]
["Calle 1 115",2030,224.43312553408529,14.411780019768599,1,1]
["Calle 51 115",2030,213.4343933314085,17.629372904940521,1,1]
["Calle 67 115",2030,235.8368873596192,12.054308083861111,1,1]
["Campobonito 115",2030,7.3047876358032227,27.20153641789528,1,1]
["Canoas 115",2030,71.429294347763062,27.58934861793108,1,1]
["Capellanía 34.5",2030,1.3714599609375,12.01286388264303,1,1]
["Caqueza 115",2030,188.81063837739021,31.803157151375459,1,1]
["Carrea 5 115",2030,208.58569793635979,15.802325115166219,1,1]
["Casetabla 34.5",2030,6.717681884765625,23.149942005173202,1,1]
["Castellana 115",2030,182.60902762413031,8.6265567210187193,1,1]
["Catama 115",2030,7.8125,32.526689747488668,1,1]
["CD10.3.035937",2030,10.30183792114258,22.346283687355431,1,1]
["CD10.4.120758",2030,15.80667018890381,17.284696525073731,1,1]
["Chia 115",2030,215.19411398621739,28.004087080006379,1,1]
["Chicala 115",2030,129.7607421875,27.704427787874309,1,1]
["Chivor 115",2030,112.91466724126551,29.289306860183501,1,1]
["Chivor 220",2030,469.921875,3.136274749783738,1,1]
["Chivor II 220",2030,450,10.49602238768108,1,1]
["Chocontá 34.5",2030,16.19140625,8.512862703594962,1,1]
["Circo 115",2030,315.87142944335938,0.1575,1,1]
["Circo 220",2030,438.35601806640619,22.417543134579521,1,1]
["Colegio 115",2030,26.470947265625,10.34355449449237,1,1]
["Colegio 34.5",2030,0,6.120258109417267,1,1]
["Compartir 115",2030,204.59718704223641,20.416150954042539,1,1]
["Concordia 115",2030,288.51289749145508,5.7772145232609518,1,1]
["Ctilla Nva y Surinema",2030,7.705078125,19.953792974704609,1,1]
["Diaco COD 115",2030,192.1875,20.438517513666351,1,1]
["El Rio 115",2030,128.85415926575661,20.669636492037249,1,1]
["El Sol 115",2030,414.2578125,10.262499861577639,1,1]
["Facatativa 115",2030,168.3474846649915,30.229785240302661,1,1]
["Florida COD 115",2030,224.16532039642331,25.22862611379335,1,1]
["Fontibon 115",2030,190.39220809936521,8.592930971994349,1,1]
["Gran Sabana 115",2030,115.020740032196,20.61223196778047,1,1]
["Granada 115",2030,0,28.361280038821668,1,1]
["Guaca 115",2030,19.96002197265625,13.96003151874949,1,1]
["Guaca 220",2030,113.0611449480057,6.0307959341265729,1,1]
["Guamal 115",2030,7.6329539529979211,21.86460011262206,1,1]
["Guamal 34.5",2030,7.40753173828125,19.915096939648169,1,1]
["Guateque 115",2030,0,34.435081213315108,1,1]
["Guavio 115",2030,43.105506896972663,34.404874001062957,1,1]
["Guavio 220",2030,406.25,0.46026682978953198,1,1]
["Guavio Gen 220",2030,406.25,0.40346116861736192,1,1]
["La Ceiba 115",2030,161.7462158203125,35.07923260958767,1,1]
["La Guacheta 34.5",2030,4.6428922441117226,11.313820022458099,1,1]
["La Paz 115",2030,322.44589166666071,8.0590319895418006,1,1]
["La Salada 34.5",2030,5.7241964340209961,10.89129553815197,1,1]
["Laguneta 115",2030,17.6239013671875,14.66964106934387,1,1]
["Mambita 115",2030,0,35.008202800946911,1,1]
["Mesa 220",2030,130.096435546875,0.13100000000000001,1,1]
["Morato 115",2030,225.43199062347409,14.06037876909428,1,1]
["Mosquera 115",2030,175.732421875,22.004326704337281,1,1]
["Muzu 115",2030,110.5985641479492,6.0270199948491134,1,1]
["Noroeste 115",2030,373.291015625,0.73615273523975944,1,1]
["Noroeste 220",2030,781.25,6.0034046826663072,1,1]
["Norte 115",2030,34.375,13.661598939316869,1,1]
["Norte 220",2030,156.25,13.506413101086951,1,1]
["Norte 500",2030,702.5848388671875,26.401074714532971,1,1]
["Nva Esperanza 115",2030,594.86083984375,4.9556415704458416,1,1]
["Nva Esperanza 220",2030,400.87890625,11.982210515391641,1,1]
["Nva Esperanza 500",2030,999.51171875,21.696588142377021,1,1]
["Occidente 115",2030,392.48046875,11.331526614336349,1,1]
["Ocoa 115",2030,264.0625,19.117551423924859,1,1]
["Paraiso 220",2030,92.560529708862305,8.4504263810963387,1,1]
["Pavco 115",2030,122.4853515625,19.324850933954981,1,1]
["Peldar 115",2030,111.68785095214839,29.34934875056128,1,1]
["Portugal 115",2030,197.5061275443295,23.87426473877489,1,1]
["Porvenir 115",2030,53.90625,28.55293590821897,1,1]
["Puerto Gaitan 115",2030,9.485626220703125,27.74468175899554,1,1]
["Puerto Gaitan 34.5",2030,4.60205078125,15.92959236199191,1,1]
["Puerto Gaitan 34.5 2",2030,4.60205078125,15.929592362170631,1,1]
["Puerto Gaitan 34.5 Conex",2030,9.2037200927734375,17.198516928646921,1,1]
["Puerto Lopez 115",2030,6.93359375,25.960981991572719,1,1]
["Puerto Lopez 34.5",2030,6.53076171875,20.06194586452423,1,1]
["Reforma 220",2030,492.28515625,7.6606995886312603,1,1]
["Rubi 34.5",2030,7.12890625,24.21388947235468,1,1]
["Salitre 115",2030,428.67889404296881,3.4702854297714718,1,1]
["Salto I (Bogota) 115",2030,15.7012939453125,9.1854743969934489,1,1]
["Salto II 115",2030,16.021728515625,8.6592574944878216,1,1]
["San Jose 115",2030,186.1083984375,13.184673050790391,1,1]
["San Mateo (Bogota) 220",2030,410.3515625,25.710538288952389,1,1]
["Santa Helena 115",2030,17.7734375,14.977705490843681,1,1]
["Santa Maria 115",2030,0,34.961956061122997,1,1]
["Sauces 115",2030,89.12811279296875,33.217165594947303,1,1]
["Serrania 34.5",2030,7.835693359375,24.591742318005831,1,1]
["Sesquile 115",2030,0,25.10580568842931,1,1]
["Simijaca 115",2030,0,37.393905281376448,1,1]
["Sn Carlos EEB 115",2030,153.19696217775339,11.151834585532789,1,1]
["Sn Jose del Guaviare 115",2030,89.382813830161467,39.299863689048692,1,1]
["Sopó 34.5",2030,0,13.346283687355429,1,1]
["Suba 115",2030,131.890869140625,16.25449041269103,1,1]
["Suria (DelSur) 220",2030,43.75,30.045777265281,1,1]
["Suria 115",2030,6.0919761657714844,15.166613052839381,1,1]
["Suria 34.5",2030,6.197509765625,20.473778236835191,1,1]
["Surimena 34.5",2030,6.868896484375,24.355912638544421,1,1]
["T Peldar 115",2030,135.2935791015625,27.399636526823301,1,1]
["Techo 115",2030,123.54079373180871,0.125,1,1]
["Tenjo 115",2030,299.80558793515678,25.630770365364128,1,1]
["Terminal 115",2030,142.36371912993491,18.513276973173252,1,1]
["Termo Zipa 115",2030,212.5,14.22719072562796,1,1]
["Tibabuyes 115",2030,333.17727021014429,14.813281867068071,1,1]
["Tocaima 34.5",2030,5.7241964340209961,10.89129553815197,1,1]
["Torca 115",2030,114.84375,0.2,1,1]
["Torca 220",2030,319.1162109375,0.13100000000000001,1,1]
["Tropezón 34.5",2030,7.0947265625,24.49162903397351,1,1]
["Tunal 115",2030,138.89122009277341,3.98616407121655,1,1]
["Tunal 220",2030,351.9287109375,22.51807771878714,1,1]
["Tunjita 115",2030,0,33.131467591308372,1,1]
["Ubala 115",2030,43.411972001194947,22.050794189783339,1,1]
["Ubate 115",2030,37.862658500671387,35.331400701531777,1,1]
["Usaquen 115",2030,237.01019287109381,2.78964919594398,1,1]
["Usme 115",2030,115.97385406494141,18.968149083449401,1,1]
["Veraguas 115",2030,443.75,3.655198869187863,1,1]
["Victoria 34.5",2030,0,15.384641063829021,1,1]
["Victoria EEB 115",2030,199.0234375,14.015103693157551,1,1]
["Villavicencio 115",2030,464.599609375,13.936916108740579,1,1]
["Villeta 115",2030,168.34086718026811,34.528374658919198,1,1]
["Violetas 34.5",2030,7.513275146484375,19.368868599664829,1,1]
["Zipaquira 115",2030,149.38145363557359,26.586955129567571,1,1]
["5781",2030,17.8091193549335,20.48179879162738,1,1]
["Acacias 34.5",2031,5.8282470703125,20.371016508316242,1,1]
["Aranjuez 115",2031,137.493896484375,8.8252605271151694,1,1]
["Autopista 115",2031,53.820804268070802,10.154044202504901,1,1]
["Bacata 115",2031,351.65152565168682,68.047508996722797,1,1]
["Bacata 220",2031,662.5,4.1991827023983026,1,1]
["Bacata 500",2031,1000,23.419144438591331,1,1]
["Balsillas 115",2031,170.7763671875,0.1575,1,1]
["Balsillas 220",2031,323.73046875,17.905044407412451,1,1]
["Barzal 115",2031,155.94252989251339,29.202242023775181,1,1]
["Bolivia 115",2031,220.06649971008301,23.161367038887391,1,1]
["Bosa 115",2031,195.67425444452411,15.76258458384576,1,1]
["Cabuyano 34.5",2031,3.7548828125,24.183420301006521,1,1]
["Calera 115",2031,133.7734769098461,10.787829069153389,1,1]
["Calera 34.5",2031,15.132589340209959,8.8340024285723651,1,1]
["Calle 1 115",2031,222.14252001526481,14.411780019768599,1,1]
["Calle 51 115",2031,211.75509416498241,17.629372904940521,1,1]
["Calle 67 115",2031,235.8368873596192,12.054308083861111,1,1]
["Campobonito 115",2031,3.6523938179016109,27.20153641789528,1,1]
["Canoas 115",2031,71.429294347763062,27.58934861793108,1,1]
["Capellanía 34.5",2031,1.323545837690574,12.01286388264303,1,1]
["Caqueza 115",2031,191.5758637406872,31.803157151375459,1,1]
["Carrea 5 115",2031,207.51248569431479,15.802325115166219,1,1]
["Casetabla 34.5",2031,3.3588409423828121,23.149942005173202,1,1]
["Castellana 115",2031,176.23796478728761,8.6265567210187193,1,1]
["Catama 115",2031,7.228851318359375,32.526689747488668,1,1]
["CD10.3.035937",2031,10.22075949236751,22.346283687355431,1,1]
["CD10.4.120758",2031,15.314693450927731,17.284696525073731,1,1]
["Chia 115",2031,213.29484973794021,28.004087080006379,1,1]
["Chicala 115",2031,97.320556640625,27.704427787874309,1,1]
["Chivor 115",2031,114.47716724126551,29.289306860183501,1,1]
["Chivor 220",2031,434.9609375,3.136274749783738,1,1]
["Chivor II 220",2031,375,10.49602238768108,1,1]
["Chocontá 34.5",2031,14.16748046875,8.512862703594962,1,1]
["Circo 115",2031,308.62946510314941,0.1575,1,1]
["Circo 220",2031,419.17800903320313,22.417543134579521,1,1]
["Colegio 115",2031,29.595947265625,10.34355449449237,1,1]
["Colegio 34.5",2031,0,6.120258109417267,1,1]
["Compartir 115",2031,203.4478902816773,20.416150954042539,1,1]
["Concordia 115",2031,277.44878530502331,5.7772145232609518,1,1]
["Ctilla Nva y Surinema",2031,6.2603759765625,19.953792974704609,1,1]
["Diaco COD 115",2031,190.7465934753418,20.438517513666351,1,1]
["El Rio 115",2031,114.6210549823105,20.669636492037249,1,1]
["El Sol 115",2031,417.3828125,10.262499861577639,1,1]
["Facatativa 115",2031,165.71705521710101,30.229785240302661,1,1]
["Florida COD 115",2031,224.16532039642331,25.22862611379335,1,1]
["Fontibon 115",2031,187.41732984781271,8.592930971994349,1,1]
["Gran Sabana 115",2031,111.4263419061899,20.61223196778047,1,1]
["Granada 115",2031,0,28.361280038821668,1,1]
["Guaca 115",2031,17.465019226074219,13.96003151874949,1,1]
["Guaca 220",2031,91.862180270254626,6.0307959341265729,1,1]
["Guamal 115",2031,5.7402137783356011,21.86460011262206,1,1]
["Guamal 34.5",2031,6.4815902709960938,19.915096939648169,1,1]
["Guateque 115",2031,0,34.435081213315108,1,1]
["Guavio 115",2031,43.105506896972663,34.404874001062957,1,1]
["Guavio 220",2031,406.25,0.46026682978953198,1,1]
["Guavio Gen 220",2031,406.25,0.40346116861736192,1,1]
["La Ceiba 115",2031,161.50903701782229,35.07923260958767,1,1]
["La Guacheta 34.5",2031,4.3527114788547401,11.313820022458099,1,1]
["La Paz 115",2031,318.61945755207762,8.0590319895418006,1,1]
["La Salada 34.5",2031,5.6530952453613281,10.89129553815197,1,1]
["Laguneta 115",2031,17.6239013671875,14.66964106934387,1,1]
["Mambita 115",2031,0,35.008202800946911,1,1]
["Mesa 220",2031,105.70335388183589,0.13100000000000001,1,1]
["Morato 115",2031,220.20921914518109,14.06037876909428,1,1]
["Mosquera 115",2031,175.732421875,22.004326704337281,1,1]
["Muzu 115",2031,96.773743629455566,6.0270199948491134,1,1]
["Noroeste 115",2031,351.629638671875,0.73615273523975944,1,1]
["Noroeste 220",2031,831.25,6.0034046826663072,1,1]
["Norte 115",2031,30.078125,13.661598939316869,1,1]
["Norte 220",2031,136.71875,13.506413101086951,1,1]
["Norte 500",2031,624.7802734375,26.401074714532971,1,1]
["Nva Esperanza 115",2031,504.94943511439487,4.9556415704458416,1,1]
["Nva Esperanza 220",2031,413.37890625,11.982210515391641,1,1]
["Nva Esperanza 500",2031,999.51171875,21.696588142377021,1,1]
["Occidente 115",2031,368.42041015625,11.331526614336349,1,1]
["Ocoa 115",2031,267.1875,19.117551423924859,1,1]
["Paraiso 220",2031,75.205430388450623,8.4504263810963387,1,1]
["Pavco 115",2031,122.12928682565691,19.324850933954981,1,1]
["Peldar 115",2031,111.614640881271,29.34934875056128,1,1]
["Portugal 115",2031,195.9631109228894,23.87426473877489,1,1]
["Porvenir 115",2031,57.03125,28.55293590821897,1,1]
["Puerto Gaitan 115",2031,4.7428131103515616,27.74468175899554,1,1]
["Puerto Gaitan 34.5",2031,4.0670406818389893,15.92959236199191,1,1]
["Puerto Gaitan 34.5 2",2031,4.0670406818389893,15.929592362170631,1,1]
["Puerto Gaitan 34.5 Conex",2031,6.9027900695800781,17.198516928646921,1,1]
["Puerto Lopez 115",2031,3.532648086547852,25.960981991572719,1,1]
["Puerto Lopez 34.5",2031,4.08172607421875,20.06194586452423,1,1]
["Reforma 220",2031,446.142578125,7.6606995886312603,1,1]
["Rubi 34.5",2031,3.676605224609375,24.21388947235468,1,1]
["Salitre 115",2031,434.79460626840591,3.4702854297714718,1,1]
["Salto I (Bogota) 115",2031,15.7012939453125,9.1854743969934489,1,1]
["Salto II 115",2031,16.021728515625,8.6592574944878216,1,1]
["San Jose 115",2031,184.654426574707,13.184673050790391,1,1]
["San Mateo (Bogota) 220",2031,405.17578125,25.710538288952389,1,1]
["Santa Helena 115",2031,17.462253570556641,14.977705490843681,1,1]
["Santa Maria 115",2031,0,34.961956061122997,1,1]
["Sauces 115",2031,89.51873779296875,33.217165594947303,1,1]
["Serrania 34.5",2031,3.9178466796875,24.591742318005831,1,1]
["Sesquile 115",2031,0,25.10580568842931,1,1]
["Simijaca 115",2031,0,37.393905281376448,1,1]
["Sn Carlos EEB 115",2031,134.04734190553421,11.151834585532789,1,1]
["Sn Jose del Guaviare 115",2031,86.832481938944284,39.299863689048692,1,1]
["Sopó 34.5",2031,0,13.346283687355429,1,1]
["Suba 115",2031,111.300816096369,16.25449041269103,1,1]
["Suria (DelSur) 220",2031,38.28125,30.045777265281,1,1]
["Suria 115",2031,3.8074851036071782,15.166613052839381,1,1]
["Suria 34.5",2031,3.873443603515625,20.473778236835191,1,1]
["Surimena 34.5",2031,3.4344482421875,24.355912638544421,1,1]
["T Peldar 115",2031,135.2935791015625,27.399636526823301,1,1]
["Techo 115",2031,117.0418934392831,0.125,1,1]
["Tenjo 115",2031,296.68666331218321,25.630770365364128,1,1]
["Terminal 115",2031,134.2104391014187,18.513276973173252,1,1]
["Termo Zipa 115",2031,212.5,14.22719072562796,1,1]
["Tibabuyes 115",2031,331.09637536311078,14.813281867068071,1,1]
["Tocaima 34.5",2031,5.6530952453613281,10.89129553815197,1,1]
["Torca 115",2031,93.251073360443115,0.2,1,1]
["Torca 220",2031,299.87678024917841,0.13100000000000001,1,1]
["Tropezón 34.5",2031,3.7157440185546879,24.49162903397351,1,1]
["Tunal 115",2031,121.5298175811768,3.98616407121655,1,1]
["Tunal 220",2031,307.9376220703125,22.51807771878714,1,1]
["Tunjita 115",2031,0,33.131467591308372,1,1]
["Ubala 115",2031,43.411972001194947,22.050794189783339,1,1]
["Ubate 115",2031,33.129826188087463,35.331400701531777,1,1]
["Usaquen 115",2031,208.07342529296881,2.78964919594398,1,1]
["Usme 115",2031,115.97385406494141,18.968149083449401,1,1]
["Veraguas 115",2031,432.8125,3.655198869187863,1,1]
["Victoria 34.5",2031,0,15.384641063829021,1,1]
["Victoria EEB 115",2031,174.1455078125,14.015103693157551,1,1]
["Villavicencio 115",2031,407.2998046875,13.936916108740579,1,1]
["Villeta 115",2031,167.02570415542229,34.528374658919198,1,1]
["Violetas 34.5",2031,6.1045360565185547,19.368868599664829,1,1]
["Zipaquira 115",2031,148.21441102904569,26.586955129567571,1,1]
["5781",2031,17.5341796875,20.48179879162738,1,1]
["Acacias 34.5",2032,4.371185302734375,20.371016508316242,1,1]
["Aranjuez 115",2032,103.12042236328119,8.8252605271151694,1,1]
["Autopista 115",2032,40.365603201053098,10.154044202504901,1,1]
["Bacata 115",2032,275.82576282584341,68.047508996722797,1,1]
["Bacata 220",2032,431.25,4.1991827023983026,1,1]
["Bacata 500",2032,1000,23.419144438591331,1,1]
["Balsillas 115",2032,149.4293212890625,0.1575,1,1]
["Balsillas 220",2032,242.7978515625,17.905044407412451,1,1]
["Barzal 115",2032,156.72377989251339,29.202242023775181,1,1]
["Bolivia 115",2032,221.62899971008301,23.161367038887391,1,1]
["Bosa 115",2032,175.836181640625,15.76258458384576,1,1]
["Cabuyano 34.5",2032,5.0048828125,24.183420301006521,1,1]
["Calera 115",2032,100.33010768238459,10.787829069153389,1,1]
["Calera 34.5",2032,14.6596959233284,8.8340024285723651,1,1]
["Calle 1 115",2032,224.48627001526481,14.411780019768599,1,1]
["Calle 51 115",2032,213.31759416498241,17.629372904940521,1,1]
["Calle 67 115",2032,237.3993873596192,12.054308083861111,1,1]
["Campobonito 115",2032,5.2148938179016113,27.20153641789528,1,1]
["Canoas 115",2032,70.313211623579264,27.58934861793108,1,1]
["Capellanía 34.5",2032,1.3714599609375,12.01286388264303,1,1]
["Caqueza 115",2032,185.93961734702339,31.803157151375459,1,1]
["Carrea 5 115",2032,207.51248569431479,15.802325115166219,1,1]
["Casetabla 34.5",2032,4.6088409423828116,23.149942005173202,1,1]
["Castellana 115",2032,167.9768101878835,8.6265567210187193,1,1]
["Catama 115",2032,7.228851318359375,32.526689747488668,1,1]
["CD10.3.035937",2032,9.9013607582310215,22.346283687355431,1,1]
["CD10.4.120758",2032,15.154267485659149,17.284696525073731,1,1]
["Chia 115",2032,214.07609973794021,28.004087080006379,1,1]
["Chicala 115",2032,85.155487060546875,27.704427787874309,1,1]
["Chivor 115",2032,115.25841724126551,29.289306860183501,1,1]
["Chivor 220",2032,309.34691429138178,3.136274749783738,1,1]
["Chivor II 220",2032,281.25,10.49602238768108,1,1]
["Chocontá 34.5",2032,14.16748046875,8.512862703594962,1,1]
["Circo 115",2032,295.05078196525568,0.1575,1,1]
["Circo 220",2032,384.58900451660162,22.417543134579521,1,1]
["Colegio 115",2032,25.896453857421879,10.34355449449237,1,1]
["Colegio 34.5",2032,0,6.120258109417267,1,1]
["Compartir 115",2032,205.01039028167739,20.416150954042539,1,1]
["Concordia 115",2032,267.76768714189541,5.7772145232609518,1,1]
["Ctilla Nva y Surinema",2032,4.3040084838867188,19.953792974704609,1,1]
["Diaco COD 115",2032,188.67935917951399,20.438517513666351,1,1]
["El Rio 115",2032,103.8753310777188,20.669636492037249,1,1]
["El Sol 115",2032,413.037109375,10.262499861577639,1,1]
["Facatativa 115",2032,163.1277262293338,30.229785240302661,1,1]
["Florida COD 115",2032,225.72782039642331,25.22862611379335,1,1]
["Fontibon 115",2032,184.48893406894061,8.592930971994349,1,1]
["Gran Sabana 115",2032,109.6853053139057,20.61223196778047,1,1]
["Granada 115",2032,0,28.361280038821668,1,1]
["Guaca 115",2032,13.098764419555661,13.96003151874949,1,1]
["Guaca 220",2032,68.896635202690987,6.0307959341265729,1,1]
["Guamal 115",2032,4.3051603337517008,21.86460011262206,1,1]
["Guamal 34.5",2032,4.0509939193725586,19.915096939648169,1,1]
["Guateque 115",2032,0,34.435081213315108,1,1]
["Guavio 115",2032,43.105506896972663,34.404874001062957,1,1]
["Guavio 220",2032,368.71852874755859,0.46026682978953198,1,1]
["Guavio Gen 220",2032,368.71852874755859,0.40346116861736192,1,1]
["La Ceiba 115",2032,161.50903701782229,35.07923260958767,1,1]
["La Guacheta 34.5",2032,4.1956247587222606,11.313820022458099,1,1]
["La Paz 115",2032,318.61945755207762,8.0590319895418006,1,1]
["La Salada 34.5",2032,5.3664341568946838,10.89129553815197,1,1]
["Laguneta 115",2032,17.6239013671875,14.66964106934387,1,1]
["Mambita 115",2032,0,35.008202800946911,1,1]
["Mesa 220",2032,79.277515411376953,0.13100000000000001,1,1]
["Morato 115",2032,215.15691435888581,14.06037876909428,1,1]
["Mosquera 115",2032,153.765869140625,22.004326704337281,1,1]
["Muzu 115",2032,84.677025675773621,6.0270199948491134,1,1]
["Noroeste 115",2032,332.67593383789063,0.73615273523975944,1,1]
["Noroeste 220",2032,700,6.0034046826663072,1,1]
["Norte 115",2032,22.55859375,13.661598939316869,1,1]
["Norte 220",2032,102.5390625,13.506413101086951,1,1]
["Norte 500",2032,554.53643798828125,26.401074714532971,1,1]
["Nva Esperanza 115",2032,427.47471755719738,4.9556415704458416,1,1]
["Nva Esperanza 220",2032,425.87890625,11.982210515391641,1,1]
["Nva Esperanza 500",2032,999.51171875,21.696588142377021,1,1]
["Occidente 115",2032,336.84158325195313,11.331526614336349,1,1]
["Ocoa 115",2032,267.1875,19.117551423924859,1,1]
["Paraiso 220",2032,56.404072791337967,8.4504263810963387,1,1]
["Pavco 115",2032,121.1751517723314,19.324850933954981,1,1]
["Peldar 115",2032,110.7426514993861,29.34934875056128,1,1]
["Portugal 115",2032,196.7443609228894,23.87426473877489,1,1]
["Porvenir 115",2032,49.90234375,28.55293590821897,1,1]
["Puerto Gaitan 115",2032,4.7428131103515616,27.74468175899554,1,1]
["Puerto Gaitan 34.5",2032,3.505468368530273,15.92959236199191,1,1]
["Puerto Gaitan 34.5 2",2032,3.505468368530273,15.929592362170631,1,1]
["Puerto Gaitan 34.5 Conex",2032,6.9027900695800781,17.198516928646921,1,1]
["Puerto Lopez 115",2032,5.0951480865478516,25.960981991572719,1,1]
["Puerto Lopez 34.5",2032,4.70672607421875,20.06194586452423,1,1]
["Reforma 220",2032,385.5712890625,7.6606995886312603,1,1]
["Rubi 34.5",2032,4.926605224609375,24.21388947235468,1,1]
["Salitre 115",2032,417.39730313420301,3.4702854297714718,1,1]
["Salto I (Bogota) 115",2032,15.7012939453125,9.1854743969934489,1,1]
["Salto II 115",2032,16.021728515625,8.6592574944878216,1,1]
["San Jose 115",2032,183.2118138670921,13.184673050790391,1,1]
["San Mateo (Bogota) 220",2032,377.587890625,25.710538288952389,1,1]
["Santa Helena 115",2032,16.370862722396851,14.977705490843681,1,1]
["Santa Maria 115",2032,0,34.961956061122997,1,1]
["Sauces 115",2032,89.51873779296875,33.217165594947303,1,1]
["Serrania 34.5",2032,5.1678466796875,24.591742318005831,1,1]
["Sesquile 115",2032,0,25.10580568842931,1,1]
["Simijaca 115",2032,0,37.393905281376448,1,1]
["Sn Carlos EEB 115",2032,117.2914241673425,11.151834585532789,1,1]
["Sn Jose del Guaviare 115",2032,42.596497215936317,39.299863689048692,1,1]
["Sopó 34.5",2032,0,13.346283687355429,1,1]
["Suba 115",2032,71.362806036138565,16.25449041269103,1,1]
["Suria (DelSur) 220",2032,33.72039794921875,30.045777265281,1,1]
["Suria 115",2032,4.5887351036071777,15.166613052839381,1,1]
["Suria 34.5",2032,4.498443603515625,20.473778236835191,1,1]
["Surimena 34.5",2032,4.6844482421875,24.355912638544421,1,1]
["T Peldar 115",2032,134.42394144367429,27.399636526823301,1,1]
["Techo 115",2032,109.7267750993279,0.125,1,1]
["Tenjo 115",2032,296.68666331218321,25.630770365364128,1,1]
["Terminal 115",2032,125.82228665757999,18.513276973173252,1,1]
["Termo Zipa 115",2032,212.5,14.22719072562796,1,1]
["Tibabuyes 115",2032,334.22137536311078,14.813281867068071,1,1]
["Tocaima 34.5",2032,5.3664341568946838,10.89129553815197,1,1]
["Torca 115",2032,75.766497105360031,0.2,1,1]
["Torca 220",2032,224.90758518688381,0.13100000000000001,1,1]
["Tropezón 34.5",2032,4.9657440185546884,24.49162903397351,1,1]
["Tunal 115",2032,106.33859038352971,3.98616407121655,1,1]
["Tunal 220",2032,279.0684700012207,22.51807771878714,1,1]
["Tunjita 115",2032,0,33.131467591308372,1,1]
["Ubala 115",2032,43.411972001194947,22.050794189783339,1,1]
["Ubate 115",2032,24.847369641065601,35.331400701531777,1,1]
["Usaquen 115",2032,154.0367126464844,2.78964919594398,1,1]
["Usme 115",2032,101.4771223068237,18.968149083449401,1,1]
["Veraguas 115",2032,424.609375,3.655198869187863,1,1]
["Victoria 34.5",2032,0,15.384641063829021,1,1]
["Victoria EEB 115",2032,152.3773193359375,14.015103693157551,1,1]
["Villavicencio 115",2032,353.64990234375,13.936916108740579,1,1]
["Villeta 115",2032,156.341552734375,34.528374658919198,1,1]
["Violetas 34.5",2032,4.578402042388916,19.368868599664829,1,1]
["Zipaquira 115",2032,148.99566102904569,26.586955129567571,1,1]
["5781",2032,17.29332804679871,20.48179879162738,1,1]
["Acacias 34.5",2033,4.996185302734375,20.371529622167689,1,1]
["Aranjuez 115",2033,75,8.8291217911771902,1,1]
["Autopista 115",2033,31.25,10.15918607573284,1,1]
["Bacata 115",2033,200,68.056333681633049,1,1]
["Bacata 220",2033,431.25,4.205531629729883,1,1]
["Bacata 500",2033,1000,23.422915865660251,1,1]
["Balsillas 115",2033,161.9293212890625,0.1575,1,1]
["Balsillas 220",2033,242.7978515625,17.908588184257159,1,1]
["Barzal 115",2033,157.50502989251339,29.203563852709301,1,1]
["Bolivia 115",2033,223.19149971008301,23.164481140605851,1,1]
["Bosa 115",2033,170.3413009643555,15.767078412325681,1,1]
["Cabuyano 34.5",2033,5.6298828125,24.183490196349918,1,1]
["Calera 115",2033,75,10.79025202347778,1,1]
["Calera 34.5",2033,14.6875,8.8346361311734185,1,1]
["Calle 1 115",2033,223.7210740772878,14.41604908574662,1,1]
["Calle 51 115",2033,213.31759416498241,17.633135197194111,1,1]
["Calle 67 115",2033,237.3993873596192,12.05762353324004,1,1]
["Campobonito 115",2033,5.2148938179016113,27.20181013117238,1,1]
["Canoas 115",2033,70.313211623579264,27.591711556165851,1,1]
["Capellanía 34.5",2033,1.497344970703125,12.01294804823196,1,1]
["Caqueza 115",2033,187.77804672718051,31.804418197404981,1,1]
["Carrea 5 115",2033,209.07498569431479,15.806340970004371,1,1]
["Casetabla 34.5",2033,5.2338409423828116,23.150100332069989,1,1]
["Castellana 115",2033,162.5,8.6319117219945696,1,1]
["Catama 115",2033,6.8359375,32.527550996205903,1,1]
["CD10.3.035937",2033,9.6875,22.34673568891796,1,1]
["CD10.4.120758",2033,15.138843655586239,17.28602386100869,1,1]
["Chia 115",2033,214.85734973794021,28.006514976421581,1,1]
["Chicala 115",2033,135.1554870605469,27.706476613634511,1,1]
["Chivor 115",2033,115.25841724126551,29.290188370129801,1,1]
["Chivor 220",2033,650,3.140037897324063,1,1]
["Chivor II 220",2033,600,10.49914535273404,1,1]
["Chocontá 34.5",2033,15.9375,8.513586401604444,1,1]
["Circo 115",2033,283.16943421959871,0.1575,1,1]
["Circo 220",2033,372.57059812545782,22.42013091992008,1,1]
["Colegio 115",2033,29.021453857421879,10.34759385960767,1,1]
["Colegio 34.5",2033,0,6.1211411835124041,1,1]
["Compartir 115",2033,205.01039028167739,20.419981126443009,1,1]
["Concordia 115",2033,267.76768714189529,5.7828298118537518,1,1]
["Ctilla Nva y Surinema",2033,4.9290084838867188,19.954360988160481,1,1]
["Diaco COD 115",2033,189.25638571381569,20.44183438253706,1,1]
["El Rio 115",2033,91.030763012022334,20.673337273124101,1,1]
["El Sol 115",2033,453.662109375,10.266188789105961,1,1]
["Facatativa 115",2033,161.85329086816711,30.231353262398741,1,1]
["Florida COD 115",2033,225.72782039642331,25.231512830824709,1,1]
["Fontibon 115",2033,181.60629447411341,8.5968240142029799,1,1]
["Gran Sabana 115",2033,109.6853053139057,20.615505400494929,1,1]
["Granada 115",2033,0,28.361644054822481,1,1]
["Guaca 115",2033,3.274691104888916,13.963461343671259,1,1]
["Guaca 220",2033,50.670552253723152,6.0353780622114073,1,1]
["Guamal 115",2033,35.555160333751701,21.864964129567799,1,1]
["Guamal 34.5",2033,5.3009939193725586,19.915664947440121,1,1]
["Guateque 115",2033,0,34.435545491402458,1,1]
["Guavio 115",2033,43.105506896972663,34.405326700989121,1,1]
["Guavio 220",2033,506.25,0.46427932498752972,1,1]
["Guavio Gen 220",2033,506.25,0.40747241089196251,1,1]
["La Ceiba 115",2033,157.14321136474609,35.079903724488162,1,1]
["La Guacheta 34.5",2033,4.3736357614263186,11.31402493575724,1,1]
["La Paz 115",2033,321.74445755207762,8.0646105689336594,1,1]
["La Salada 34.5",2033,4.0248256176710129,10.8915105080695,1,1]
["Laguneta 115",2033,17.6239013671875,14.67428447490212,1,1]
["Mambita 115",2033,0,35.008607091477742,1,1]
["Mesa 220",2033,77.96173095703125,0.13100000000000001,1,1]
["Morato 115",2033,212.5,14.064917856462589,1,1]
["Mosquera 115",2033,178.765869140625,22.007274343530071,1,1]
["Muzu 115",2033,84.677025675773621,6.0327927572130733,1,1]
["Noroeste 115",2033,299.50695037841803,0.74168969753053915,1,1]
["Noroeste 220",2033,700,6.0091304970349526,1,1]
["Norte 115",2033,43.75,13.666392298890999,1,1]
["Norte 220",2033,200,13.51142671970393,1,1]
["Norte 500",2033,462.5,26.40460215108093,1,1]
["Nva Esperanza 115",2033,375,4.9646108838573113,1,1]
["Nva Esperanza 220",2033,268.35708618164063,11.986539961981309,1,1]
["Nva Esperanza 500",2033,999.51171875,21.700538262188982,1,1]
["Occidente 115",2033,319.73638534545898,11.336602856591799,1,1]
["Ocoa 115",2033,270.3125,19.119040153595328,1,1]
["Paraiso 220",2033,56.404072791337967,8.4548177352133393,1,1]
["Pavco 115",2033,120.3125,19.328701925691441,1,1]
["Peldar 115",2033,110.9375,29.351267709367981,1,1]
["Portugal 115",2033,196.7443609228894,23.87724329350285,1,1]
["Porvenir 115",2033,56.15234375,28.554820078336039,1,1]
["Puerto Gaitan 115",2033,7.8678131103515616,27.744900646017019,1,1]
["Puerto Gaitan 34.5",2033,3.0672848224639888,15.930097014296679,1,1]
["Puerto Gaitan 34.5 2",2033,3.0672848224639888,15.93009701447539,1,1]
["Puerto Gaitan 34.5 Conex",2033,8.1527900695800781,17.19888335345739,1,1]
["Puerto Lopez 115",2033,5.0951480865478516,25.961454700343481,1,1]
["Puerto Lopez 34.5",2033,5.33172607421875,20.062367938698859,1,1]
["Reforma 220",2033,385.5712890625,7.6623030563933199,1,1]
["Rubi 34.5",2033,5.551605224609375,24.21395675926474,1,1]
["Salitre 115",2033,425,3.476593122280804,1,1]
["Salto I (Bogota) 115",2033,15.7012939453125,9.1892644608503211,1,1]
["Salto II 115",2033,16.021728515625,8.663139848349001,1,1]
["San Jose 115",2033,183.2118138670921,13.18924076276544,1,1]
["San Mateo (Bogota) 220",2033,377.587890625,25.712748884442199,1,1]
["Santa Helena 115",2033,16.9189453125,14.97946857851694,1,1]
["Santa Maria 115",2033,0,34.962364982684079,1,1]
["Sauces 115",2033,90.29998779296875,33.218469009786517,1,1]
["Serrania 34.5",2033,5.1678466796875,24.59177726502601,1,1]
["Sesquile 115",2033,0,25.108467259381069,1,1]
["Simijaca 115",2033,0,37.394350518906492,1,1]
["Sn Carlos EEB 115",2033,117.2914241673425,11.15672959100263,1,1]
["Sn Jose del Guaviare 115",2033,86.737122215936324,39.299945040103232,1,1]
["Sopó 34.5",2033,0,13.34673568891796,1,1]
["Suba 115",2033,56.25,16.258836650490299,1,1]
["Suria (DelSur) 220",2033,60.15625,30.046957031418881,1,1]
["Suria 115",2033,5.3699851036071777,15.16835415573537,1,1]
["Suria 34.5",2033,5.123443603515625,20.47426342917802,1,1]
["Surimena 34.5",2033,5.9344482421875,24.355981781514881,1,1]
["T Peldar 115",2033,135.2935791015625,27.401901531221149,1,1]
["Techo 115",2033,104.6875,0.125,1,1]
["Tenjo 115",2033,296.68666331218321,25.633309727015011,1,1]
["Terminal 115",2033,120.3125,18.51705401790343,1,1]
["Termo Zipa 115",2033,212.5,14.231512545344231,1,1]
["Tibabuyes 115",2033,334.22137536311078,14.81650699181869,1,1]
["Tocaima 34.5",2033,4.0248256176710129,10.8915105080695,1,1]
["Torca 115",2033,62.5,0.2,1,1]
["Torca 220",2033,175,0.13100000000000001,1,1]
["Tropezón 34.5",2033,4.9657440185546884,24.491672550198629,1,1]
["Tunal 115",2033,106.33859038352971,3.9923504135851999,1,1]
["Tunal 220",2033,270.34758031368261,22.520759725324741,1,1]
["Tunjita 115",2033,0,33.132025955675203,1,1]
["Ubala 115",2033,43.411972001194947,22.05103313623443,1,1]
["Ubate 115",2033,43.75,35.332204740801707,1,1]
["Usaquen 115",2033,112.5,2.7934688576585001,1,1]
["Usme 115",2033,120.2271223068237,18.970206553163191,1,1]
["Veraguas 115",2033,424.609375,3.661423354243901,1,1]
["Victoria 34.5",2033,0,15.38629451876314,1,1]
["Victoria EEB 115",2033,152.3773193359375,14.019458060468271,1,1]
["Villavicencio 115",2033,353.64990234375,13.939097011160669,1,1]
["Villeta 115",2033,146.57020568847659,34.529174144758329,1,1]
["Violetas 34.5",2033,5.203402042388916,19.369502358116439,1,1]
["Zipaquira 115",2033,148.99566102904569,26.589335013221671,1,1]
["5781",2033,17.1875,20.482660239613129,1,1]

{"sheet":"criterios","index":2,"n_rows":8,"n_cols":2,"rows_kept":8,"cut":false,"hidden":false,"merged":[]}
["nombre","ponderacion"]
["BT_Confi",1]
["BT_Flex",1]
["EC_RE",1]
["EC_RP",0.5]
["EC_Per",1]
["EC_Mar",1]
["B_Ambiental",0.3]

{"sheet":"obras","index":3,"n_rows":1,"n_cols":13,"rows_kept":1,"cut":false,"hidden":false,"merged":[]}
["nombre","barra","zona","area","capacidadbarra","cortocircuito","capacidadzona","capacidadarea","costo","periodoini","excluyente","dependiente","obligatorio"]

{"sheet":"proyectos","index":4,"n_rows":3,"n_cols":14,"rows_kept":3,"cut":false,"hidden":false,"merged":[]}
["nombre","capacidad","tipo","barra","area","obra","excluyente","fpo","periodoIni","fpomax","fila","obligatorio","activo","ordenLlegada"]
["SC_1799_A1",46.71,"Solar FV","Reforma 220","Meta - Guaviare",null,null,"2028-12-31",2028,"2028-12-31",2,0,1,25]
["SC_2075_A2",19.899999999999999,"Solar FV","Ubate 115","Bogotá",null,null,"2023-12-31",2023,"2023-12-31",2,0,1,50]

{"sheet":"cortocircuito","index":5,"n_rows":1178,"n_cols":3,"rows_kept":1178,"cut":false,"hidden":false,"merged":[]}
["nombre","barra","aportecortocircuito"]
["SC_1023_A1","Bacata 500",0]
["SC_1023_A1","Balsillas 220",0]
["SC_1023_A1","Chivor 220",0]
["SC_1023_A1","Circo 115",0]
["SC_1023_A1","Colegio 115",0]
["SC_1023_A1","Colegio 34.5",0]
["SC_1023_A1","Guaca 220",0]
["SC_1023_A1","Guavio 220",0]
["SC_1023_A1","Laguneta 115",0]
["SC_1023_A1","Noroeste 220",0]
["SC_1023_A1","Nva Esperanza 115",0]
["SC_1023_A1","Paraiso 220",0]
["SC_1023_A1","Salto I (Bogota) 115",0]
["SC_1023_A1","Simijaca 115",0]
["SC_1023_A1","Torca 220",0]
["SC_1023_A1","Tunal 115",0]
["SC_1023_A1","Ubate 115",0]
["SC_1023_A2","Bacata 500",0]
["SC_1023_A2","Balsillas 220",0]
["SC_1023_A2","Chivor 220",0]
["SC_1023_A2","Circo 115",0]
["SC_1023_A2","Colegio 115",0]
["SC_1023_A2","Colegio 34.5",0]
["SC_1023_A2","Guaca 220",0]
["SC_1023_A2","Guavio 220",0]
["SC_1023_A2","Laguneta 115",0]
["SC_1023_A2","Noroeste 220",0]
["SC_1023_A2","Nva Esperanza 115",0]
["SC_1023_A2","Paraiso 220",0]
["SC_1023_A2","Salto I (Bogota) 115",0]
["SC_1023_A2","Simijaca 115",0]
["SC_1023_A2","Torca 220",0]
["SC_1023_A2","Tunal 115",0]
["SC_1023_A2","Ubate 115",0]
["SC_1207_A1","Colegio 115",0.03]
["SC_1207_A1","Guaca 115",0.03]
["SC_1207_A1","Mesa 220",0.04]
["SC_1207_A1","Paraiso 220",0.04]
["SC_1207_A1","Guaca 220",0.05]
["SC_1207_A2","Colegio 115",0.03]
["SC_1207_A2","Guaca 115",0.03]
["SC_1207_A2","Mesa 220",0.04]
["SC_1207_A2","Paraiso 220",0.04]
["SC_1207_A2","Guaca 220",0.05]
["SC_1299_A1","Chivor 220",0.02]
["SC_1299_A1","Guavio 115",0]
["SC_1299_A1","Mambita 115",0]
["SC_1299_A1","Santa Maria 115",0]
["SC_1299_A1","Ubala 115",0]
["SC_1299_A1","Bacata 500",0.01]
["SC_1299_A1","Chivor 115",0.01]
["SC_1299_A1","Guateque 115",0.01]
["SC_1299_A1","Norte 500",0.01]
["SC_1299_A1","Simijaca 115",0.01]
["SC_1299_A1","Tunjita 115",0.01]
["SC_1299_A1","Guavio 220",0.02]
["SC_1299_A1","Bacata 220",0.03]
["SC_1299_A1","Chia 115",0.03]
["SC_1299_A1","Tenjo 115",0.03]
["SC_1299_A1","Torca 220",0.03]
["SC_1299_A1","Noroeste 115",0.04]
["SC_1299_A1","Ubate 115",0.04]
["SC_1299_A1","Bacata 115",0.05]
["SC_1299_A1","Norte 220",0.05]
["SC_1299_A1","Peldar 115",0.05]
["SC_1299_A1","Zipaquira 115",0.06]
["SC_1299_A1","Diaco COD 115",0.08]
["SC_1299_A1","El Sol 115",0.08]
["SC_1299_A1","Gran Sabana 115",0.08]
["SC_1299_A1","Termo Zipa 115",0.1]
["SC_1299_A1","Norte 115",0.13]
["SC_1299_A1","Sesquile 115",0.13]
["SC_1299_A2","Chivor 220",0.02]
["SC_1299_A2","Guavio 115",0]
["SC_1299_A2","Mambita 115",0]
["SC_1299_A2","Santa Maria 115",0]
["SC_1299_A2","Ubala 115",0]
["SC_1299_A2","Bacata 500",0.01]
["SC_1299_A2","Chivor 115",0.01]
["SC_1299_A2","Guateque 115",0.01]
["SC_1299_A2","Norte 500",0.01]
["SC_1299_A2","Simijaca 115",0.01]
["SC_1299_A2","Tunjita 115",0.01]
["SC_1299_A2","Guavio 220",0.02]
["SC_1299_A2","Bacata 220",0.03]
["SC_1299_A2","Chia 115",0.03]
["SC_1299_A2","Tenjo 115",0.03]
["SC_1299_A2","Torca 220",0.03]
["SC_1299_A2","Noroeste 115",0.04]
["SC_1299_A2","Ubate 115",0.04]
["SC_1299_A2","Bacata 115",0.05]
["SC_1299_A2","Norte 220",0.05]
["SC_1299_A2","Peldar 115",0.05]
["SC_1299_A2","Zipaquira 115",0.06]
["SC_1299_A2","Diaco COD 115",0.08]
["SC_1299_A2","El Sol 115",0.08]
["SC_1299_A2","Gran Sabana 115",0.08]
["SC_1299_A2","Termo Zipa 115",0.1]
["SC_1299_A2","Norte 115",0.13]
["SC_1299_A2","Sesquile 115",0.13]
["SC_1449_A1","Chivor 220",0.45]
["SC_1449_A1","Balsillas 220",0.01]
["SC_1449_A1","Circo 220",0.01]
["SC_1449_A1","Guaca 220",0.01]
["SC_1449_A1","Mesa 220",0.01]
["SC_1449_A1","Paraiso 220",0.01]
["SC_1449_A1","Tunal 220",0.01]
["SC_1449_A1","Noroeste 220",0.02]
["SC_1449_A1","Nva Esperanza 220",0.02]
["SC_1449_A1","Bacata 220",0.03]
["SC_1449_A1","Guavio 220",0.17]
["SC_1590_A1","Torca 220",0.03]
["SC_1590_A1","Torca 115",0.1]
["SC_1590_A1","Aranjuez 115",0.05]
["SC_1590_A1","Autopista 115",0.05]
["SC_1590_A1","Castellana 115",0.05]
["SC_1590_A1","Morato 115",0.05]
["SC_1590_A1","Usaquen 115",0.06]
["SC_1590_A1","Calera 115",0.15]
["SC_1757_A1","Facatativa 115",1]
["SC_1757_A1","Florida COD 115",1]
["SC_1757_A1","Nva Esperanza 500",1]
["SC_1757_A1","Portugal 115",1]
["SC_1757_A1","Sauces 115",1]
["SC_1757_A1","Tibabuyes 115",1]
["SC_1757_A1","Bolivia 115",2]
["SC_1757_A1","Bosa 115",2]
["SC_1757_A1","Calle 67 115",2]
["SC_1757_A1","Canoas 115",2]
["SC_1757_A1","Compartir 115",2]
["SC_1757_A1","Mosquera 115",2]
["SC_1757_A1","Nva Esperanza 220",2]
["SC_1757_A1","Pavco 115",2]
["SC_1757_A1","Porvenir 115",2]
["SC_1757_A1","Terminal 115",2]
["SC_1757_A1","Balsillas 220",3]
["SC_1757_A1","Castellana 115",3]
["SC_1757_A1","El Rio 115",3]
["SC_1757_A1","Fontibon 115",3]
["SC_1757_A1","Guaca 220",3]
["SC_1757_A1","La Paz 115",3]
["SC_1757_A1","Mesa 220",3]
["SC_1757_A1","Morato 115",3]
["SC_1757_A1","Noroeste 115",3]
["SC_1757_A1","Noroeste 220",3]
["SC_1757_A1","Muzu 115",4]
["SC_1757_A1","Salitre 115",4]
["SC_1757_A1","Salto I (Bogota) 115",4]
["SC_1757_A1","Techo 115",4]
["SC_1757_A1","Tunal 115",4]
["SC_1757_A1","Veraguas 115",4]
["SC_1757_A1","Balsillas 115",5]
["SC_1757_A1","Laguneta 115",5]
["SC_1757_A1","Salto II 115",5]
["SC_1757_A1","Nva Esperanza 115",6]
["SC_1757_A1","Guaca 115",10]
["SC_1757_A1","Colegio 115",13]
["SC_1757_A2","Facatativa 115",1]
["SC_1757_A2","Florida COD 115",1]
["SC_1757_A2","Nva Esperanza 500",1]
["SC_1757_A2","Portugal 115",1]
["SC_1757_A2","Porvenir 115",1]
["SC_1757_A2","Sauces 115",1]
["SC_1757_A2","Tibabuyes 115",1]
["SC_1757_A2","Balsillas 220",2]
["SC_1757_A2","Bolivia 115",2]
["SC_1757_A2","Calle 67 115",2]
["SC_1757_A2","Mesa 220",2]
["SC_1757_A2","Mosquera 115",2]
["SC_1757_A2","Nva Esperanza 220",2]
["SC_1757_A2","Terminal 115",2]
["SC_1757_A2","Balsillas 115",3]
["SC_1757_A2","Canoas 115",3]
["SC_1757_A2","Castellana 115",3]
["SC_1757_A2","Compartir 115",3]
["SC_1757_A2","Fontibon 115",3]
["SC_1757_A2","Guaca 220",3]
["SC_1757_A2","Morato 115",3]
["SC_1757_A2","Noroeste 115",3]
["SC_1757_A2","Noroeste 220",3]
["SC_1757_A2","Pavco 115",3]
["SC_1757_A2","Bosa 115",4]
["SC_1757_A2","El Rio 115",4]
["SC_1757_A2","La Paz 115",4]
["SC_1757_A2","Salitre 115",4]
["SC_1757_A2","Guaca 115",5]
["SC_1757_A2","Muzu 115",5]
["SC_1757_A2","Techo 115",5]
["SC_1757_A2","Tunal 115",5]
["SC_1757_A2","Veraguas 115",5]
["SC_1757_A2","Colegio 115",6]
["SC_1757_A2","Nva Esperanza 115",9]
["SC_1757_A2","Salto I (Bogota) 115",9]
["SC_1757_A2","Salto II 115",9]
["SC_1757_A2","Laguneta 115",12]
["SC_1757_A3","Facatativa 115",1]
["SC_1757_A3","Florida COD 115",1]
["SC_1757_A3","Nva Esperanza 500",1]
["SC_1757_A3","Portugal 115",1]
["SC_1757_A3","Porvenir 115",1]
["SC_1757_A3","Sauces 115",1]
["SC_1757_A3","Tibabuyes 115",1]
["SC_1757_A3","Balsillas 220",2]
["SC_1757_A3","Bolivia 115",2]
["SC_1757_A3","Calle 67 115",2]
["SC_1757_A3","Mesa 220",2]
["SC_1757_A3","Mosquera 115",2]
["SC_1757_A3","Nva Esperanza 220",2]
["SC_1757_A3","Terminal 115",2]
["SC_1757_A3","Balsillas 115",3]
["SC_1757_A3","Canoas 115",3]
["SC_1757_A3","Castellana 115",3]
["SC_1757_A3","Compartir 115",3]
["SC_1757_A3","Fontibon 115",3]
["SC_1757_A3","Guaca 220",3]
["SC_1757_A3","Morato 115",3]
["SC_1757_A3","Noroeste 115",3]
["SC_1757_A3","Noroeste 220",3]
["SC_1757_A3","Pavco 115",3]
["SC_1757_A3","Bosa 115",4]
["SC_1757_A3","El Rio 115",4]
["SC_1757_A3","La Paz 115",4]
["SC_1757_A3","Salitre 115",4]
["SC_1757_A3","Guaca 115",5]
["SC_1757_A3","Muzu 115",5]
["SC_1757_A3","Techo 115",5]
["SC_1757_A3","Tunal 115",5]
["SC_1757_A3","Veraguas 115",5]
["SC_1757_A3","Colegio 115",6]
["SC_1757_A3","Nva Esperanza 115",9]
["SC_1757_A3","Salto I (Bogota) 115",9]
["SC_1757_A3","Salto II 115",9]
["SC_1757_A3","Laguneta 115",12]
["SC_1799_A1","Granada 115",0.03]
["SC_1799_A1","Guamal 115",0.06]
["SC_1799_A1","Catama 115",0.16]
["SC_1799_A1","Torca 220",0.16]
["SC_1799_A1","Chivor 220",0.23]
["SC_1799_A1","Victoria EEB 115",0.23]
["SC_1799_A1","Circo 220",0.27]
["SC_1799_A1","Nva Esperanza 220",0.27]
["SC_1799_A1","Circo 115",0.3]
["SC_1799_A1","Suria 115",0.3]
["SC_1799_A1","Santa Helena 115",0.31]
["SC_1799_A1","Barzal 115",0.33]
["SC_1799_A1","Suria (DelSur) 220",0.36]
["SC_1799_A1","Tunal 115",0.39]
["SC_1799_A1","Ocoa 115",0.44]
["SC_1799_A1","Tunal 220",0.56999999999999995]
["SC_1799_A1","Guavio 220",0.62]
["SC_1799_A1","Villavicencio 115",0.79]
["SC_1799_A1","Reforma 220",1.68]
["SC_1823_A1","Balsillas 220",0.01]
["SC_1823_A1","Nva Esperanza 115",0.01]
["SC_1823_A1","Nva Esperanza 220",0.01]
["SC_1823_A1","Paraiso 220",0.01]
["SC_1823_A1","Mesa 220",0.02]
["SC_1836_A1","Puerto Lopez 115",0.10199999999999999]
["SC_1836_A1","Granada 115",8.0000000000000002E-3]
["SC_1836_A1","Guamal 115",1.0999999999999999E-2]
["SC_1836_A1","Tunal 220",1.4999999999999999E-2]
["SC_1836_A1","Guavio 220",2.1000000000000001E-2]
["SC_1836_A1","Reforma 220",2.1000000000000001E-2]
["SC_1836_A1","Suria 34.5",2.1000000000000001E-2]
["SC_1836_A1","Suria (DelSur) 220",2.3E-2]
["SC_1836_A1","Catama 115",2.5999999999999999E-2]
["SC_1836_A1","Barzal 115",2.7E-2]
["SC_1836_A1","Ocoa 115",3.4000000000000002E-2]
["SC_1836_A1","Villavicencio 115",4.1000000000000002E-2]
["SC_1836_A1","Campobonito 115",6.7000000000000004E-2]
["SC_1836_A1","Santa Helena 115",7.5999999999999998E-2]
["SC_1836_A1","Suria 115",7.5999999999999998E-2]
["SC_1836_A1","Puerto Gaitan 34.5",0.20799999999999999]
["SC_1870_A1","Puerto Lopez 115",-0.01]
["SC_1870_A1","Suria 115",-3.7999999999999999E-2]
["SC_1870_A1","Suria (DelSur) 220",-2.7E-2]
["SC_1870_A1","Puerto Gaitan 34.5",1.7000000000000001E-2]
["SC_1870_A2","Puerto Lopez 115",-2.8000000000000001E-2]
["SC_1870_A2","Suria 115",-7.3999999999999996E-2]
["SC_1870_A2","Suria (DelSur) 220",-5.5E-2]
["SC_1870_A2","Puerto Gaitan 34.5",3.9E-2]
["SC_1881_A1","Ubate 115",-7.8837000000000004E-5]
["SC_1881_A1","Peldar 115",-1.5300000000000001E-7]
["SC_1881_A1","Chivor 220",0]
["SC_1881_A1","Gran Sabana 115",0]
["SC_1881_A1","Norte 115",0]
["SC_1881_A1","Zipaquira 115",1E-4]
["SC_1881_A1","Norte 220",1.2E-4]
["SC_1881_A1","Simijaca 115",9.7749802540000008]
["SC_1881_A1","Sesquile 115",653.31037679999997]
["SC_1881_A2","Peldar 115",-4.0080000000000004E-6]
["SC_1881_A2","Chivor 220",0]
["SC_1881_A2","Gran Sabana 115",0]
["SC_1881_A2","Norte 115",0]
["SC_1881_A2","Sesquile 115",0]
["SC_1881_A2","Ubate 115",0]
["SC_1881_A2","Zipaquira 115",5.7059999999999999E-5]
["SC_1881_A2","Norte 220",2.8359000000000001E-4]
["SC_1881_A2","Simijaca 115",20.18]
["SC_1886_A1","Guavio 220",1.9E-2]
["SC_1886_A1","Chivor 220",2.4E-2]
["SC_1886_A1","Chivor 115",2E-3]
["SC_1886_A1","Simijaca 115",3.0000000000000001E-3]
["SC_1886_A1","Ubate 115",8.0000000000000002E-3]
["SC_1886_A1","Chia 115",1.4E-2]
["SC_1886_A1","Bacata 500",0.02]
["SC_1886_A1","Nva Esperanza 500",0.02]
["SC_1886_A1","Tenjo 115",0.02]
["SC_1886_A1","Norte 500",2.9000000000000001E-2]
["SC_1886_A1","Bacata 115",0.05]
["SC_1886_A1","Peldar 115",5.1999999999999998E-2]
["SC_1886_A1","Zipaquira 115",5.8999999999999997E-2]
["SC_1886_A1","Noroeste 220",0.06]
["SC_1886_A1","Bacata 220",7.2999999999999995E-2]
["SC_1886_A1","T Peldar 115",7.3999999999999996E-2]
["SC_1886_A1","Diaco COD 115",9.1999999999999998E-2]
["SC_1886_A1","El Sol 115",0.10199999999999999]
["SC_1886_A1","Gran Sabana 115",0.113]
["SC_1886_A1","Termo Zipa 115",0.13300000000000001]
["SC_1886_A1","Sesquile 115",0.14399999999999999]
["SC_1886_A1","Norte 220",0.25900000000000001]
["SC_1886_A1","Norte 115",0.878]
["SC_1886_A2","Guavio 220",1.6E-2]
["SC_1886_A2","Chivor 220",1.7999999999999999E-2]
["SC_1886_A2","Chivor 115",1E-3]
["SC_1886_A2","Simijaca 115",1E-3]
["SC_1886_A2","Ubate 115",4.0000000000000001E-3]
["SC_1886_A2","Norte 500",8.0000000000000002E-3]
["SC_1886_A2","Nva Esperanza 500",8.9999999999999993E-3]
["SC_1886_A2","Bacata 500",1.0999999999999999E-2]
["SC_1886_A2","Chia 115",2.5000000000000001E-2]
["SC_1886_A2","Noroeste 220",5.2999999999999999E-2]
["SC_1886_A2","Tenjo 115",5.5E-2]
["SC_1886_A2","Bacata 220",0.06]
["SC_1886_A2","Norte 220",6.6000000000000003E-2]
["SC_1886_A2","Bacata 115",7.3999999999999996E-2]
["SC_1886_A2","Sesquile 115",9.0999999999999998E-2]
["SC_1886_A2","Diaco COD 115",0.16400000000000001]
["SC_1886_A2","Gran Sabana 115",0.16600000000000001]
["SC_1886_A2","Norte 115",0.19]
["SC_1886_A2","Termo Zipa 115",0.30099999999999999]
["SC_1886_A2","Peldar 115",0.46]
["SC_1886_A2","T Peldar 115",0.73699999999999999]
["SC_1886_A2","El Sol 115",0.82899999999999996]
["SC_1886_A2","Zipaquira 115",2.5550000000000002]
["SC_1892_A1","Balsillas 115",0]
["SC_1892_A1","Chivor 220",0]
["SC_1892_A1","Circo 115",0]
["SC_1892_A1","Colegio 115",0]
["SC_1892_A1","Guaca 115",0]
["SC_1892_A1","Guaca 220",0]
["SC_1892_A1","Guavio 220",0]
["SC_1892_A1","Laguneta 115",0]
["SC_1892_A1","Mesa 220",0]
["SC_1892_A1","Noroeste 220",0]
["SC_1892_A1","Nva Esperanza 115",0]
["SC_1892_A1","Salitre 115",0]
["SC_1892_A1","Salto I (Bogota) 115",0]
["SC_1892_A1","Santa Helena 115",0]
["SC_1892_A1","Termo Zipa 115",0]
["SC_1892_A1","Tunal 115",0]
["SC_1892_A1","Usme 115",0]
["SC_1892_A2","Balsillas 115",0]
["SC_1892_A2","Chivor 220",0]
["SC_1892_A2","Circo 115",0]
["SC_1892_A2","Colegio 115",0]
["SC_1892_A2","Guaca 115",0]
["SC_1892_A2","Guaca 220",0]
["SC_1892_A2","Guavio 220",0]
["SC_1892_A2","Laguneta 115",0]
["SC_1892_A2","Mesa 220",0]
["SC_1892_A2","Noroeste 220",0]
["SC_1892_A2","Nva Esperanza 115",0]
["SC_1892_A2","Salitre 115",0]
["SC_1892_A2","Salto I (Bogota) 115",0]
["SC_1892_A2","Santa Helena 115",0]
["SC_1892_A2","Termo Zipa 115",0]
["SC_1892_A2","Tunal 115",0]
["SC_1892_A2","Usme 115",0]
["SC_1899_A1","Chia 115",2.9999999999999997E-4]
["SC_1899_A1","Tenjo 115",4.0000000000000002E-4]
["SC_1899_A1","Bacata 115",1.4E-3]
["SC_1899_A1","Norte 115",0.01]
["SC_1899_A1","Sesquile 115",0.01]
["SC_1899_A1","El Sol 115",0.02]
["SC_1899_A1","Termo Zipa 115",0.03]
["SC_1899_A2","Termo Zipa 115",-0.316]
["SC_1899_A2","Norte 115",-0.112]
["SC_1899_A2","El Sol 115",-9.8000000000000004E-2]
["SC_1899_A2","Bacata 115",-4.3999999999999997E-2]
["SC_1899_A2","Sesquile 115",-3.5000000000000003E-2]
["SC_1899_A2","Chia 115",-0.01]
["SC_1899_A2","Tenjo 115",-0.01]
["SC_1930_A2","Guaca 115",0.01]
["SC_1930_A2","Guaca 220",0.01]
["SC_1996_A1","Usme 115",0.56000000000000005]
["SC_1996_A2","Usme 115",0.02]
["SC_2002_A1","Puerto Lopez 115",0.09]
["SC_2002_A1","Campobonito 115",0.05]
["SC_2002_A1","Granada 115",0.06]
["SC_2002_A1","Guamal 115",0.08]
["SC_2002_A1","Tunal 220",0.15]
["SC_2002_A1","Barzal 115",0.2]
["SC_2002_A1","Reforma 220",0.22]
["SC_2002_A1","Guavio 220",0.23]
["SC_2002_A1","Tunal 115",0.26]
["SC_2002_A1","Ocoa 115",0.27]
["SC_2002_A1","Villavicencio 115",0.28999999999999998]
["SC_2002_A1","Suria (DelSur) 220",0.3]
["SC_2002_A1","Suria 115",0.33]
["SC_2002_A1","Santa Helena 115",0.34]
["SC_2002_A2","Puerto Lopez 115",0.1]
["SC_2002_A2","Campobonito 115",0.06]
["SC_2002_A2","Granada 115",0.14000000000000001]
["SC_2002_A2","Tunal 220",0.15]
["SC_2002_A2","Suria (DelSur) 220",0.17]
["SC_2002_A2","Guavio 220",0.18]
["SC_2002_A2","Guamal 115",0.19]
["SC_2002_A2","Reforma 220",0.23]
["SC_2002_A2","Tunal 115",0.27]
["SC_2002_A2","Suria 115",0.39]
["SC_2002_A2","Santa Helena 115",0.4]
["SC_2002_A2","Barzal 115",0.54]
["SC_2002_A2","Villavicencio 115",0.62]
["SC_2002_A2","Ocoa 115",0.93]
["SC_2071_A1","Campobonito 115",0]
["SC_2071_A1","Chivor 220",0]
["SC_2071_A1","Puerto Lopez 115",0]
["SC_2071_A1","Sn Jose del Guaviare 115",0]
["SC_2071_A1","Catama 115",0.01]
["SC_2071_A1","Granada 115",0.01]
["SC_2071_A1","Guavio 220",0.01]
["SC_2071_A1","Suria (DelSur) 220",0.01]
["SC_2071_A1","Suria 115",0.01]
["SC_2071_A1","Reforma 220",0.02]
["SC_2071_A1","Santa Helena 115",0.02]
["SC_2071_A1","Barzal 115",0.03]
["SC_2071_A1","Guamal 115",0.05]
["SC_2071_A1","Villavicencio 115",0.05]
["SC_2071_A1","Ocoa 115",0.06]
["SC_2071_A2","Campobonito 115",0]
["SC_2071_A2","Chivor 220",0]
["SC_2071_A2","Puerto Lopez 115",0]
["SC_2071_A2","Sn Jose del Guaviare 115",0]
["SC_2071_A2","Catama 115",0.01]
["SC_2071_A2","Granada 115",0.01]
["SC_2071_A2","Guavio 220",0.01]
["SC_2071_A2","Suria (DelSur) 220",0.01]
["SC_2071_A2","Suria 115",0.01]
["SC_2071_A2","Reforma 220",0.02]
["SC_2071_A2","Santa Helena 115",0.02]
["SC_2071_A2","Barzal 115",0.03]
["SC_2071_A2","Guamal 115",0.03]
["SC_2071_A2","Villavicencio 115",0.04]
["SC_2071_A2","Ocoa 115",0.05]
["SC_2073_A1","Puerto Lopez 115",0.02]
["SC_2073_A1","Catama 115",0.05]
["SC_2073_A1","Suria (DelSur) 220",0.05]
["SC_2073_A1","Guavio 220",7.0000000000000007E-2]
["SC_2073_A1","Ocoa 115",7.0000000000000007E-2]
["SC_2073_A1","Reforma 220",0.09]
["SC_2073_A1","Suria 115",0.15]
["SC_2073_A1","Santa Helena 115",0.16]
["SC_2073_A2","Catama 115",0.01]
["SC_2073_A2","Puerto Lopez 115",0.01]
["SC_2073_A2","Ocoa 115",0.03]
["SC_2073_A2","Reforma 220",0.04]
["SC_2073_A2","Santa Helena 115",0.04]
["SC_2073_A2","Suria 115",0.04]
["SC_2073_A2","Guavio 220",0.05]
["SC_2073_A2","Suria (DelSur) 220",7.0000000000000007E-2]
["SC_2075_A1","Chivor 220",0.01]
["SC_2075_A1","Guateque 115",0]
["SC_2075_A1","Norte 115",0]
["SC_2075_A1","Norte 220",0]
["SC_2075_A1","Guavio 220",0.01]
["SC_2075_A1","Bacata 500",0.02]
["SC_2075_A1","Guaca 220",0.02]
["SC_2075_A1","Mesa 220",0.02]
["SC_2075_A1","Nva Esperanza 220",0.02]
["SC_2075_A1","Paraiso 220",0.02]
["SC_2075_A1","Bacata 220",0.03]
["SC_2075_A1","Sesquile 115",0.03]
["SC_2075_A1","Chia 115",0.04]
["SC_2075_A1","Bacata 115",7.0000000000000007E-2]
["SC_2075_A1","Gran Sabana 115",0.08]
["SC_2075_A1","Diaco COD 115",0.09]
["SC_2075_A1","Simijaca 115",0.09]
["SC_2075_A1","El Sol 115",0.11]
["SC_2075_A1","Peldar 115",0.11]
["SC_2075_A1","Termo Zipa 115",0.11]
["SC_2075_A1","Zipaquira 115",0.11]
["SC_2075_A1","Ubate 115",0.15]
["SC_2075_A2","Chivor 220",0.01]
["SC_2075_A2","Guateque 115",0]
["SC_2075_A2","Norte 115",0]
["SC_2075_A2","Norte 220",0]
["SC_2075_A2","Guavio 220",0.01]
["SC_2075_A2","Bacata 500",0.02]
["SC_2075_A2","Guaca 220",0.02]
["SC_2075_A2","Mesa 220",0.02]
["SC_2075_A2","Nva Esperanza 220",0.02]
["SC_2075_A2","Paraiso 220",0.02]
["SC_2075_A2","Bacata 220",0.03]
["SC_2075_A2","Sesquile 115",0.03]
["SC_2075_A2","Chia 115",0.04]
["SC_2075_A2","Bacata 115",7.0000000000000007E-2]
["SC_2075_A2","Gran Sabana 115",0.08]
["SC_2075_A2","Diaco COD 115",0.09]
["SC_2075_A2","Simijaca 115",0.09]
["SC_2075_A2","El Sol 115",0.11]
["SC_2075_A2","Peldar 115",0.11]
["SC_2075_A2","Termo Zipa 115",0.11]
["SC_2075_A2","Zipaquira 115",0.11]
["SC_2075_A2","Ubate 115",0.15]
["SC_2078_A1","Puerto Lopez 115",0.06]
["SC_2078_A1","Campobonito 115",0.04]
["SC_2078_A1","Tunal 220",0.04]
["SC_2078_A1","Guavio 220",0.06]
["SC_2078_A1","Puerto Gaitan 34.5",0.06]
["SC_2078_A1","Reforma 220",0.06]
["SC_2078_A1","Suria (DelSur) 220",0.06]
["SC_2078_A1","Barzal 115",7.0000000000000007E-2]
["SC_2078_A1","Catama 115",7.0000000000000007E-2]
["SC_2078_A1","Ocoa 115",0.09]
["SC_2078_A1","Villavicencio 115",0.11]
["SC_2078_A1","Suria 115",0.2]
["SC_2078_A1","Santa Helena 115",0.21]
["SC_2082_A1","Puerto Lopez 115",0.02]
["SC_2082_A1","Catama 115",0.05]
["SC_2082_A1","Suria (DelSur) 220",0.05]
["SC_2082_A1","Guavio 220",7.0000000000000007E-2]
["SC_2082_A1","Ocoa 115",7.0000000000000007E-2]
["SC_2082_A1","Reforma 220",0.09]
["SC_2082_A1","Suria 115",0.15]
["SC_2082_A1","Santa Helena 115",0.16]
["SC_2082_A2","Catama 115",0.01]
["SC_2082_A2","Puerto Lopez 115",0.01]
["SC_2082_A2","Ocoa 115",0.03]
["SC_2082_A2","Reforma 220",0.04]
["SC_2082_A2","Santa Helena 115",0.04]
["SC_2082_A2","Suria 115",0.04]
["SC_2082_A2","Guavio 220",0.05]
["SC_2082_A2","Suria (DelSur) 220",7.0000000000000007E-2]
["SC_2116_A1","Chivor 220",0.03]
["SC_2116_A1","Simijaca 115",0.01]
["SC_2116_A1","Bacata 500",0.02]
["SC_2116_A1","Chia 115",0.02]
["SC_2116_A1","Norte 500",0.02]
["SC_2116_A1","Guavio 220",0.03]
["SC_2116_A1","Tenjo 115",0.03]
["SC_2116_A1","Noroeste 115",0.05]
["SC_2116_A1","Torca 220",0.05]
["SC_2116_A1","Ubate 115",0.05]
["SC_2116_A1","Bacata 115",0.08]
["SC_2116_A1","Bacata 220",0.08]
["SC_2116_A1","Peldar 115",0.08]
["SC_2116_A1","Zipaquira 115",0.1]
["SC_2116_A1","Diaco COD 115",0.16]
["SC_2116_A1","El Sol 115",0.17]
["SC_2116_A1","Norte 220",0.17]
["SC_2116_A1","Gran Sabana 115",0.19]
["SC_2116_A1","Sesquile 115",0.21]
["SC_2116_A1","Termo Zipa 115",0.22]
["SC_2116_A1","Norte 115",0.62]
["SC_2116_A2","Chivor 220",0.03]
["SC_2116_A2","Bacata 500",0.02]
["SC_2116_A2","Norte 500",0.02]
["SC_2116_A2","Chia 115",0.03]
["SC_2116_A2","Guavio 220",0.03]
["SC_2116_A2","Tenjo 115",0.04]
["SC_2116_A2","Torca 220",0.04]
["SC_2116_A2","Ubate 115",0.04]
["SC_2116_A2","Noroeste 115",0.05]
["SC_2116_A2","Bacata 220",0.08]
["SC_2116_A2","Peldar 115",0.08]
["SC_2116_A2","Bacata 115",0.09]
["SC_2116_A2","Zipaquira 115",0.11]
["SC_2116_A2","Norte 220",0.14000000000000001]
["SC_2116_A2","Diaco COD 115",0.22]
["SC_2116_A2","El Sol 115",0.22]
["SC_2116_A2","Gran Sabana 115",0.24]
["SC_2116_A2","Termo Zipa 115",0.3]
["SC_2116_A2","Norte 115",0.49]
["SC_2116_A2","Sesquile 115",1.1299999999999999]
["SC_2144_A1","Puerto Lopez 115",0.08]
["SC_2144_A1","Campobonito 115",0.04]
["SC_2144_A1","Caqueza 115",0.04]
["SC_2144_A1","Sn Jose del Guaviare 115",0.05]
["SC_2144_A1","Victoria EEB 115",0.06]
["SC_2144_A1","Catama 115",0.1]
["SC_2144_A1","Santa Helena 115",0.14000000000000001]
["SC_2144_A1","Barzal 115",0.15]
["SC_2144_A1","Suria 115",0.17]
["SC_2144_A1","Villavicencio 115",0.21]
["SC_2144_A1","Guamal 115",0.23]
["SC_2144_A1","Ocoa 115",0.46]
["SC_2144_A1","Granada 115",0.9]
["SC_2144_A2","Puerto Lopez 115",0.08]
["SC_2144_A2","Sn Jose del Guaviare 115",-0.02]
["SC_2144_A2","Campobonito 115",0.04]
["SC_2144_A2","Caqueza 115",0.04]
["SC_2144_A2","Granada 115",0.05]
["SC_2144_A2","Victoria EEB 115",0.06]
["SC_2144_A2","Guamal 115",0.09]
["SC_2144_A2","Catama 115",0.1]
["SC_2144_A2","Barzal 115",0.14000000000000001]
["SC_2144_A2","Santa Helena 115",0.14000000000000001]
["SC_2144_A2","Suria 115",0.17]
["SC_2144_A2","Villavicencio 115",0.2]
["SC_2144_A2","Ocoa 115",0.4]
["SC_2152_A1","Balsillas 115",0]
["SC_2152_A1","Bacata 220",0]
["SC_2152_A1","Balsillas 220",0]
["SC_2152_A1","Colegio 115",0]
["SC_2152_A1","Dorada 115",0]
["SC_2152_A1","Guaca 115",0]
["SC_2152_A1","Guaca 220",0]
["SC_2152_A1","Mesa 220",0]
["SC_2152_A1","Mosquera 115",0]
["SC_2152_A1","Noroeste 115",0]
["SC_2152_A1","Noroeste 220",0]
["SC_2152_A1","Nva Esperanza 115",0]
["SC_2152_A1","Nva Esperanza 220",0]
["SC_2152_A1","Nva Esperanza 500",0]
["SC_2152_A1","Paraiso 220",0]
["SC_2152_A1","Villeta 115",0]
["SC_2152_A1","Facatativa 115",5.3788850000000004]
["SC_2152_A2","Balsillas 115",0]
["SC_2152_A2","Bacata 220",0]
["SC_2152_A2","Balsillas 220",0]
["SC_2152_A2","Colegio 115",0]
["SC_2152_A2","Dorada 115",0]
["SC_2152_A2","Guaca 115",0]
["SC_2152_A2","Guaca 220",0]
["SC_2152_A2","Mesa 220",0]
["SC_2152_A2","Mosquera 115",0]
["SC_2152_A2","Noroeste 115",0]
["SC_2152_A2","Noroeste 220",0]
["SC_2152_A2","Nva Esperanza 115",0]
["SC_2152_A2","Nva Esperanza 220",0]
["SC_2152_A2","Nva Esperanza 500",0]
["SC_2152_A2","Paraiso 220",0]
["SC_2152_A2","Villeta 115",0]
["SC_2152_A2","Facatativa 115",8.9409799999999997]
["SC_2154_A1","Balsillas 115",0]
["SC_2154_A1","Bacata 220",0]
["SC_2154_A1","Balsillas 220",0]
["SC_2154_A1","Colegio 115",0]
["SC_2154_A1","Dorada 115",0]
["SC_2154_A1","Facatativa 115",0]
["SC_2154_A1","Guaca 115",0]
["SC_2154_A1","Guaca 220",0]
["SC_2154_A1","Mesa 220",0]
["SC_2154_A1","Mosquera 115",0]
["SC_2154_A1","Noroeste 115",0]
["SC_2154_A1","Noroeste 220",0]
["SC_2154_A1","Nva Esperanza 115",0]
["SC_2154_A1","Nva Esperanza 220",0]
["SC_2154_A1","Nva Esperanza 500",0]
["SC_2154_A1","Paraiso 220",0]
["SC_2154_A1","Villeta 115",9.9999999999999995E-7]
["SC_2154_A2","Balsillas 115",8.0745999999999998E-2]
["SC_2154_A2","Mesa 220",1.119E-3]
["SC_2154_A2","Nva Esperanza 500",1.214E-3]
["SC_2154_A2","Guaca 220",1.243E-3]
["SC_2154_A2","Paraiso 220",1.2509999999999999E-3]
["SC_2154_A2","Nva Esperanza 220",1.513E-3]
["SC_2154_A2","Guaca 115",4.6389999999999999E-3]
["SC_2154_A2","Nva Esperanza 115",5.4689999999999999E-3]
["SC_2154_A2","Bacata 220",5.9300000000000004E-3]
["SC_2154_A2","Noroeste 220",6.0520000000000001E-3]
["SC_2154_A2","Colegio 115",7.731E-3]
["SC_2154_A2","Balsillas 220",1.1983000000000001E-2]
["SC_2154_A2","Noroeste 115",1.8592000000000001E-2]
["SC_2154_A2","Mosquera 115",4.6191000000000003E-2]
["SC_2154_A2","Facatativa 115",0.199882]
["SC_2154_A2","Dorada 115",0.22325999999999999]
["SC_2154_A2","Villeta 115",0.40573599999999999]
["SC_2156_A1","Circo 115",0.06]
["SC_2156_A1","Compartir 115",0.2]
["SC_2156_A1","Tunal 115",0.22]
["SC_2156_A1","Bosa 115",0.51]
["SC_2176_A1","Puerto Lopez 115",0.04]
["SC_2176_A1","Campobonito 115",0.03]
["SC_2176_A1","Sn Jose del Guaviare 115",0.04]
["SC_2176_A1","Caqueza 115",0.05]
["SC_2176_A1","Victoria EEB 115",0.06]
["SC_2176_A1","Catama 115",0.09]
["SC_2176_A1","Santa Helena 115",0.13]
["SC_2176_A1","Suria 115",0.13]
["SC_2176_A1","Guamal 115",0.14000000000000001]
["SC_2176_A1","Barzal 115",0.15]
["SC_2176_A1","Villavicencio 115",0.22]
["SC_2176_A1","Ocoa 115",0.25]
["SC_2176_A1","Granada 115",0.55000000000000004]
["SC_2176_A2","Puerto Lopez 115",0.04]
["SC_2176_A2","Sn Jose del Guaviare 115",0.01]
["SC_2176_A2","Campobonito 115",0.03]
["SC_2176_A2","Granada 115",0.04]
["SC_2176_A2","Guamal 115",0.04]
["SC_2176_A2","Caqueza 115",0.05]
["SC_2176_A2","Victoria EEB 115",0.06]
["SC_2176_A2","Catama 115",0.09]
["SC_2176_A2","Suria 115",0.13]
["SC_2176_A2","Santa Helena 115",0.14000000000000001]
["SC_2176_A2","Villavicencio 115",0.24]
["SC_2176_A2","Ocoa 115",0.35]
["SC_2197_A1","Puerto Lopez 115",0.02]
["SC_2197_A1","Catama 115",0.05]
["SC_2197_A1","Suria (DelSur) 220",0.05]
["SC_2197_A1","Guavio 220",7.0000000000000007E-2]
["SC_2197_A1","Ocoa 115",7.0000000000000007E-2]
["SC_2197_A1","Reforma 220",0.09]
["SC_2197_A1","Suria 115",0.15]
["SC_2197_A1","Santa Helena 115",0.16]
["SC_2197_A2","Catama 115",0.01]
["SC_2197_A2","Puerto Lopez 115",0.01]
["SC_2197_A2","Ocoa 115",0.03]
["SC_2197_A2","Reforma 220",0.04]
["SC_2197_A2","Santa Helena 115",0.04]
["SC_2197_A2","Suria 115",0.04]
["SC_2197_A2","Guavio 220",0.05]
["SC_2197_A2","Suria (DelSur) 220",7.0000000000000007E-2]
["SC_2217_A1","Balsillas 115",0.03]
["SC_2217_A1","Colegio 115",0.03]
["SC_2217_A1","Usme 115",0.03]
["SC_2217_A1","Compartir 115",0.04]
["SC_2217_A1","Laguneta 115",0.04]
["SC_2217_A1","Circo 115",0.14000000000000001]
["SC_2217_A2","Balsillas 115",0.03]
["SC_2217_A2","Colegio 115",0.03]
["SC_2217_A2","Usme 115",0.03]
["SC_2217_A2","Compartir 115",0.04]
["SC_2217_A2","Laguneta 115",0.04]
["SC_2217_A2","Circo 115",0.13]
["SC_2281_A1","Chivor 220",0.16]
["SC_2281_A1","Guavio 115",0]
["SC_2281_A1","Santa Helena 115",0.01]
["SC_2281_A1","Suria (DelSur) 220",0.01]
["SC_2281_A1","Villavicencio 115",0.01]
["SC_2281_A1","Reforma 220",0.02]
["SC_2281_A1","Guaca 115",0.04]
["SC_2281_A1","Tunal 220",0.05]
["SC_2281_A1","Circo 220",0.06]
["SC_2281_A1","Norte 500",0.08]
["SC_2281_A1","Nva Esperanza 500",0.13]
["SC_2281_A1","Nva Esperanza 220",0.14000000000000001]
["SC_2281_A1","Guavio 220",0.16]
["SC_2281_A1","Paraiso 220",0.16]
["SC_2281_A1","Balsillas 115",0.19]
["SC_2281_A1","Guaca 220",0.2]
["SC_2281_A1","Mesa 220",0.22]
["SC_2281_A1","Bacata 500",0.24]
["SC_2281_A1","Balsillas 220",0.28000000000000003]
["SC_2281_A1","Torca 115",0.28999999999999998]
["SC_2281_A1","Bacata 115",0.3]
["SC_2281_A1","Norte 220",0.42]
["SC_2281_A1","Torca 220",0.69]
["SC_2281_A1","Noroeste 220",2.14]
["SC_2281_A1","Bacata 220",3.74]
["SC_2281_A2","Chivor 220",0.08]
["SC_2281_A2","Guavio 115",0]
["SC_2281_A2","Santa Helena 115",0]
["SC_2281_A2","Reforma 220",0.01]
["SC_2281_A2","Suria (DelSur) 220",0.01]
["SC_2281_A2","Villavicencio 115",0.01]
["SC_2281_A2","Guaca 115",0.02]
["SC_2281_A2","Circo 220",0.03]
["SC_2281_A2","Tunal 220",0.03]
["SC_2281_A2","Guavio 220",7.0000000000000007E-2]
["SC_2281_A2","Norte 500",0.08]
["SC_2281_A2","Paraiso 220",0.08]
["SC_2281_A2","Nva Esperanza 220",0.09]
["SC_2281_A2","Guaca 220",0.12]
["SC_2281_A2","Mesa 220",0.15]
["SC_2281_A2","Balsillas 115",0.17]
["SC_2281_A2","Nva Esperanza 500",0.21]
["SC_2281_A2","Balsillas 220",0.28000000000000003]
["SC_2281_A2","Torca 115",0.28999999999999998]
["SC_2281_A2","Bacata 500",0.35]
["SC_2281_A2","Bacata 115",0.36]
["SC_2281_A2","Norte 220",0.42]
["SC_2281_A2","Torca 220",0.69]
["SC_2281_A2","Noroeste 220",2.14]
["SC_2281_A2","Bacata 220",3.74]
["SC_2288_A1","Chivor 220",0.02]
["SC_2288_A1","Bacata 220",0.01]
["SC_2288_A1","Catama 115",0.01]
["SC_2288_A1","Circo 220",0.01]
["SC_2288_A1","Guaca 220",0.01]
["SC_2288_A1","Mesa 220",0.01]
["SC_2288_A1","Noroeste 220",0.01]
["SC_2288_A1","Nva Esperanza 220",0.01]
["SC_2288_A1","Paraiso 220",0.01]
["SC_2288_A1","Torca 115",0.01]
["SC_2288_A1","Torca 220",0.01]
["SC_2288_A1","Barzal 115",0.02]
["SC_2288_A1","Tunal 220",0.02]
["SC_2288_A1","Ocoa 115",0.03]
["SC_2288_A1","Villavicencio 115",0.03]
["SC_2288_A1","Guavio 220",0.04]
["SC_2288_A1","Reforma 220",0.04]
["SC_2288_A1","Santa Helena 115",0.04]
["SC_2288_A1","Suria 115",0.04]
["SC_2288_A1","Suria (DelSur) 220",0.09]
["SC_2288_A2","Chivor 220",0.01]
["SC_2288_A2","Bacata 220",0.01]
["SC_2288_A2","Circo 220",0.01]
["SC_2288_A2","Granada 115",0.01]
["SC_2288_A2","Guaca 220",0.01]
["SC_2288_A2","Guamal 115",0.01]
["SC_2288_A2","Mesa 220",0.01]
["SC_2288_A2","Noroeste 220",0.01]
["SC_2288_A2","Nva Esperanza 220",0.01]
["SC_2288_A2","Paraiso 220",0.01]
["SC_2288_A2","Torca 115",0.01]
["SC_2288_A2","Torca 220",0.01]
["SC_2288_A2","Puerto Lopez 115",0.02]
["SC_2288_A2","Tunal 220",0.02]
["SC_2288_A2","Guavio 220",0.03]
["SC_2288_A2","Barzal 115",0.04]
["SC_2288_A2","Catama 115",0.04]
["SC_2288_A2","Reforma 220",0.04]
["SC_2288_A2","Suria (DelSur) 220",0.04]
["SC_2288_A2","Villavicencio 115",7.0000000000000007E-2]
["SC_2288_A2","Ocoa 115",0.08]
["SC_2288_A2","Santa Helena 115",0.16]
["SC_2288_A2","Suria 115",0.16]
["SC_2326_A1","Chivor 220",0.05]
["SC_2326_A1","Guavio 115",0]
["SC_2326_A1","Santa Helena 115",0]
["SC_2326_A1","Reforma 220",0.01]
["SC_2326_A1","Suria (DelSur) 220",0.01]
["SC_2326_A1","Villavicencio 115",0.01]
["SC_2326_A1","Guaca 115",0.02]
["SC_2326_A1","Circo 220",0.04]
["SC_2326_A1","Tunal 220",0.04]
["SC_2326_A1","Balsillas 220",0.06]
["SC_2326_A1","Guavio 220",0.06]
["SC_2326_A1","Balsillas 115",7.0000000000000007E-2]
["SC_2326_A1","Torca 115",0.09]
["SC_2326_A1","Mesa 220",0.1]
["SC_2326_A1","Torca 220",0.1]
["SC_2326_A1","Guaca 220",0.11]
["SC_2326_A1","Paraiso 220",0.11]
["SC_2326_A1","Norte 220",0.12]
["SC_2326_A1","Norte 500",0.14000000000000001]
["SC_2326_A1","Nva Esperanza 220",0.14000000000000001]
["SC_2326_A1","Noroeste 220",0.17]
["SC_2326_A1","Bacata 220",0.19]
["SC_2326_A1","Bacata 500",0.23]
["SC_2326_A1","Bacata 115",0.24]
["SC_2326_A1","Nva Esperanza 500",0.5]
["SC_2326_A2","Chivor 220",7.0000000000000007E-2]
["SC_2326_A2","Guavio 115",0]
["SC_2326_A2","Santa Helena 115",0.01]
["SC_2326_A2","Suria (DelSur) 220",0.02]
["SC_2326_A2","Villavicencio 115",0.02]
["SC_2326_A2","Guaca 115",0.04]
["SC_2326_A2","Reforma 220",0.04]
["SC_2326_A2","Norte 500",0.05]
["SC_2326_A2","Bacata 500",0.08]
["SC_2326_A2","Norte 220",0.08]
["SC_2326_A2","Balsillas 115",0.09]
["SC_2326_A2","Balsillas 220",0.1]
["SC_2326_A2","Torca 115",0.1]
["SC_2326_A2","Bacata 115",0.11]
["SC_2326_A2","Torca 220",0.11]
["SC_2326_A2","Guavio 220",0.13]
["SC_2326_A2","Nva Esperanza 500",0.14000000000000001]
["SC_2326_A2","Tunal 220",0.14000000000000001]
["SC_2326_A2","Circo 220",0.15]
["SC_2326_A2","Bacata 220",0.18]
["SC_2326_A2","Noroeste 220",0.18]
["SC_2326_A2","Mesa 220",0.39]
["SC_2326_A2","Guaca 220",0.47]
["SC_2326_A2","Paraiso 220",0.61]
["SC_2326_A2","Nva Esperanza 220",1.45]
["SC_416_A1","Chivor 220",0.29324973999999998]
["SC_416_A1","Norte 500",4.9210699999999996E-3]
["SC_416_A1","Bacata 500",7.2875300000000004E-3]
["SC_416_A1","Tunal 220",7.6911100000000001E-3]
["SC_416_A1","Nva Esperanza 500",8.2786800000000001E-3]
["SC_416_A1","Circo 220",9.5421900000000007E-3]
["SC_416_A1","Nva Esperanza 220",1.2383989999999999E-2]
["SC_416_A1","Bacata 115",1.2944499999999999E-2]
["SC_416_A1","Norte 220",3.1719160000000003E-2]
["SC_416_A1","Torca 220",3.2216710000000003E-2]
["SC_416_A1","Bacata 220",3.3883400000000001E-2]
["SC_416_A1","Guavio 220",8.6543270000000005E-2]
["SC_416_A2","Chivor 220",0.45085089]
["SC_416_A2","Norte 500",5.9248199999999999E-3]
["SC_416_A2","Bacata 500",8.7731200000000006E-3]
["SC_416_A2","Tunal 220",9.2583600000000002E-3]
["SC_416_A2","Nva Esperanza 500",9.9663800000000004E-3]
["SC_416_A2","Circo 220",1.148689E-2]
["SC_416_A2","Nva Esperanza 220",1.4907490000000001E-2]
["SC_416_A2","Bacata 115",1.558169E-2]
["SC_416_A2","Norte 220",3.8191759999999998E-2]
["SC_416_A2","Torca 220",3.878989E-2]
["SC_416_A2","Bacata 220",4.0793099999999999E-2]
["SC_416_A2","Guavio 220",0.10423354]
["SC_481_A1","Puerto Lopez 115",0.01]
["SC_481_A1","Chivor 220",0.08]
["SC_481_A1","Guavio 220",0.1]
["SC_481_A1","Balsillas 115",0.14000000000000001]
["SC_481_A1","Torca 115",0.17]
["SC_481_A1","Circo 115",0.28000000000000003]
["SC_481_A1","Campobonito 115",0]
["SC_481_A1","Mambita 115",0]
["SC_481_A1","Simijaca 115",0]
["SC_481_A1","Ubala 115",0]
["SC_481_A1","Chivor 115",0.01]
["SC_481_A1","Granada 115",0.01]
["SC_481_A1","Guamal 115",0.01]
["SC_481_A1","Guateque 115",0.01]
["SC_481_A1","Guavio 115",0.01]
["SC_481_A1","Puerto Gaitan 34.5",0.01]
["SC_481_A1","Santa Maria 115",0.01]
["SC_481_A1","Sn Jose del Guaviare 115",0.01]
["SC_481_A1","Tunjita 115",0.01]
["SC_481_A1","Ubate 115",0.01]
["SC_481_A1","Villeta 115",0.01]
["SC_481_A1","Catama 115",0.03]
["SC_481_A1","Facatativa 115",0.03]
["SC_481_A1","Norte 500",0.04]
["SC_481_A1","Peldar 115",0.04]
["SC_481_A1","Santa Helena 115",0.04]
["SC_481_A1","Suria (DelSur) 220",0.04]
["SC_481_A1","Suria 115",0.04]
["SC_481_A1","T Peldar 115",0.04]
["SC_481_A1","Barzal 115",0.05]
["SC_481_A1","Caqueza 115",0.05]
["SC_481_A1","Chia 115",0.05]
["SC_481_A1","Sesquile 115",0.05]
["SC_481_A1","Zipaquira 115",0.05]
["SC_481_A1","Gran Sabana 115",0.06]
["SC_481_A1","Reforma 220",0.06]
["SC_481_A1","Sauces 115",0.06]
["SC_481_A1","Tenjo 115",0.06]
["SC_481_A1","Villavicencio 115",0.06]
["SC_481_A1","Calera 115",7.0000000000000007E-2]
["SC_481_A1","Diaco COD 115",7.0000000000000007E-2]
["SC_481_A1","El Sol 115",7.0000000000000007E-2]
["SC_481_A1","Florida COD 115",7.0000000000000007E-2]
["SC_481_A1","Termo Zipa 115",7.0000000000000007E-2]
["SC_481_A1","Balsillas 220",0.08]
["SC_481_A1","Bolivia 115",0.08]
["SC_481_A1","Norte 115",0.08]
["SC_481_A1","Portugal 115",0.08]
["SC_481_A1","Tibabuyes 115",0.08]
["SC_481_A1","Norte 220",0.09]
["SC_481_A1","Nva Esperanza 500",0.09]
["SC_481_A1","Tunal 220",0.09]
["SC_481_A1","Usme 115",0.09]
["SC_481_A1","Canoas 115",0.1]
["SC_481_A1","Circo 220",0.1]
["SC_481_A1","Guaca 220",0.1]
["SC_481_A1","Mesa 220",0.1]
["SC_481_A1","Paraiso 220",0.1]
["SC_481_A1","Guaca 115",0.11]
["SC_481_A1","Mosquera 115",0.11]
["SC_481_A1","Torca 220",0.11]
["SC_481_A1","Aranjuez 115",0.12]
["SC_481_A1","Nva Esperanza 220",0.12]
["SC_481_A1","Suba 115",0.12]
["SC_481_A1","Usaquen 115",0.12]
["SC_481_A1","Bacata 220",0.13]
["SC_481_A1","Fontibon 115",0.13]
["SC_481_A1","Noroeste 220",0.13]
["SC_481_A1","Colegio 115",0.14000000000000001]
["SC_481_A1","Morato 115",0.14000000000000001]
["SC_481_A1","Noroeste 115",0.14000000000000001]
["SC_481_A1","Calle 51 115",0.15]
["SC_481_A1","Calle 67 115",0.15]
["SC_481_A1","Salto I (Bogota) 115",0.15]
["SC_481_A1","Autopista 115",0.16]
["SC_481_A1","Salto II 115",0.16]
["SC_481_A1","Bacata 115",0.17]
["SC_481_A1","Compartir 115",0.18]
["SC_481_A1","Pavco 115",0.18]
["SC_481_A1","Castellana 115",0.19]
["SC_481_A1","Laguneta 115",0.19]
["SC_481_A1","Bosa 115",0.21]
["SC_481_A1","Terminal 115",0.22]
["SC_481_A1","Victoria EEB 115",0.22]
["SC_481_A1","Calle 1 115",0.23]
["SC_481_A1","Salitre 115",0.23]
["SC_481_A1","Sn Carlos EEB 115",0.24]
["SC_481_A1","La Paz 115",0.26]
["SC_481_A1","San Jose 115",0.26]
["SC_481_A1","Tunal 115",0.28999999999999998]
["SC_481_A1","Muzu 115",0.3]
["SC_481_A1","Techo 115",0.37]
["SC_481_A1","Veraguas 115",0.37]
["SC_481_A1","Nva Esperanza 115",0.4]
["SC_481_A1","El Rio 115",0.51]
["SC_481_A2","Puerto Lopez 115",0.01]
["SC_481_A2","Chivor 220",7.0000000000000007E-2]
["SC_481_A2","Guavio 220",0.09]
["SC_481_A2","Balsillas 115",0.13]
["SC_481_A2","Torca 115",0.15]
["SC_481_A2","Circo 115",0.21]
["SC_481_A2","Campobonito 115",0]
["SC_481_A2","Mambita 115",0]
["SC_481_A2","Simijaca 115",0]
["SC_481_A2","Sn Jose del Guaviare 115",0]
["SC_481_A2","Tunjita 115",0]
["SC_481_A2","Ubala 115",0]
["SC_481_A2","Chivor 115",0.01]
["SC_481_A2","Granada 115",0.01]
["SC_481_A2","Guamal 115",0.01]
["SC_481_A2","Guateque 115",0.01]
["SC_481_A2","Guavio 115",0.01]
["SC_481_A2","Puerto Gaitan 34.5",0.01]
["SC_481_A2","Santa Maria 115",0.01]
["SC_481_A2","Ubate 115",0.01]
["SC_481_A2","Villeta 115",0.01]
["SC_481_A2","Catama 115",0.03]
["SC_481_A2","Facatativa 115",0.03]
["SC_481_A2","Peldar 115",0.03]
["SC_481_A2","Suria (DelSur) 220",0.03]
["SC_481_A2","Suria 115",0.03]
["SC_481_A2","Barzal 115",0.04]
["SC_481_A2","Caqueza 115",0.04]
["SC_481_A2","Chia 115",0.04]
["SC_481_A2","Santa Helena 115",0.04]
["SC_481_A2","T Peldar 115",0.04]
["SC_481_A2","Zipaquira 115",0.04]
["SC_481_A2","Norte 500",0.05]
["SC_481_A2","Reforma 220",0.05]
["SC_481_A2","Sesquile 115",0.05]
["SC_481_A2","Tenjo 115",0.05]
["SC_481_A2","Villavicencio 115",0.05]
["SC_481_A2","Calera 115",0.06]
["SC_481_A2","Florida COD 115",0.06]
["SC_481_A2","Gran Sabana 115",0.06]
["SC_481_A2","Balsillas 220",7.0000000000000007E-2]
["SC_481_A2","Bolivia 115",7.0000000000000007E-2]
["SC_481_A2","Diaco COD 115",7.0000000000000007E-2]
["SC_481_A2","El Sol 115",7.0000000000000007E-2]
["SC_481_A2","Norte 115",7.0000000000000007E-2]
["SC_481_A2","Portugal 115",7.0000000000000007E-2]
["SC_481_A2","Sauces 115",7.0000000000000007E-2]
["SC_481_A2","Termo Zipa 115",7.0000000000000007E-2]
["SC_481_A2","Tibabuyes 115",7.0000000000000007E-2]
["SC_481_A2","Usme 115",7.0000000000000007E-2]
["SC_481_A2","Circo 220",0.08]
["SC_481_A2","Tunal 220",0.08]
["SC_481_A2","Mosquera 115",0.09]
["SC_481_A2","Norte 220",0.09]
["SC_481_A2","Paraiso 220",0.09]
["SC_481_A2","Aranjuez 115",0.1]
["SC_481_A2","Guaca 220",0.1]
["SC_481_A2","Mesa 220",0.1]
["SC_481_A2","Nva Esperanza 500",0.1]
["SC_481_A2","Torca 220",0.1]
["SC_481_A2","Usaquen 115",0.1]
["SC_481_A2","Calle 67 115",0.11]
["SC_481_A2","Fontibon 115",0.11]
["SC_481_A2","Nva Esperanza 220",0.11]
["SC_481_A2","Suba 115",0.11]
["SC_481_A2","Bacata 220",0.12]
["SC_481_A2","Calle 51 115",0.12]
["SC_481_A2","Canoas 115",0.12]
["SC_481_A2","Guaca 115",0.12]
["SC_481_A2","Morato 115",0.12]
["SC_481_A2","Noroeste 115",0.12]
["SC_481_A2","Noroeste 220",0.12]
["SC_481_A2","Autopista 115",0.14000000000000001]
["SC_481_A2","Colegio 115",0.14000000000000001]
["SC_481_A2","Terminal 115",0.14000000000000001]
["SC_481_A2","Castellana 115",0.16]
["SC_481_A2","Bacata 115",0.17]
["SC_481_A2","Calle 1 115",0.17]
["SC_481_A2","Victoria EEB 115",0.17]
["SC_481_A2","El Rio 115",0.18]
["SC_481_A2","Pavco 115",0.18]
["SC_481_A2","Salto I (Bogota) 115",0.18]
["SC_481_A2","San Jose 115",0.18]
["SC_481_A2","Sn Carlos EEB 115",0.19]
["SC_481_A2","Compartir 115",0.2]
["SC_481_A2","Salitre 115",0.2]
["SC_481_A2","Salto II 115",0.2]
["SC_481_A2","Bosa 115",0.21]
["SC_481_A2","La Paz 115",0.21]
["SC_481_A2","Muzu 115",0.22]
["SC_481_A2","Techo 115",0.22]
["SC_481_A2","Laguneta 115",0.23]
["SC_481_A2","Tunal 115",0.24]
["SC_481_A2","Veraguas 115",0.25]
["SC_481_A2","Nva Esperanza 115",0.51]
["SC_709_A1","Capellanía 34.5",0]
["SC_709_A1","Norte 115",0]
["SC_709_A1","Norte 220",0]
["SC_709_A1","Simijaca 115",0]
["SC_709_A1","Ubate 115",0]
["SC_709_A2","Capellanía 34.5",0]
["SC_709_A2","Norte 115",0]
["SC_709_A2","Norte 220",0]
["SC_709_A2","Simijaca 115",0]
["SC_709_A2","Ubate 115",0]
["SC_756_A1","Colegio 115",0]
["SC_756_A1","Fontibon 115",0]
["SC_756_A1","Guaca 220",0]
["SC_756_A1","Guavio 220",0]
["SC_756_A1","Laguneta 115",0]
["SC_756_A1","Mesa 220",0]
["SC_756_A1","Salitre 115",0]
["SC_756_A1","Salto I (Bogota) 115",0]
["SC_756_A1","Salto II 115",0]
["SC_756_A1","Torca 220",0]
["SC_756_A1","Circo 220",0.1]
["SC_756_A1","Noroeste 220",0.1]
["SC_756_A1","Paraiso 220",0.1]
["SC_756_A1","Mosquera 115",0.2]
["SC_756_A1","Balsillas 220",0.5]
["SC_756_A1","Balsillas 115",1]
["SC_756_A2","Colegio 115",0]
["SC_756_A2","Fontibon 115",0]
["SC_756_A2","Guavio 220",0]
["SC_756_A2","Laguneta 115",0]
["SC_756_A2","Salitre 115",0]
["SC_756_A2","Salto I (Bogota) 115",0]
["SC_756_A2","Salto II 115",0]
["SC_756_A2","Circo 220",0.1]
["SC_756_A2","Guaca 220",0.1]
["SC_756_A2","Mesa 220",0.1]
["SC_756_A2","Paraiso 220",0.1]
["SC_756_A2","Torca 220",0.1]
["SC_756_A2","Mosquera 115",0.2]
["SC_756_A2","Noroeste 220",0.4]
["SC_756_A2","Balsillas 115",0.9]
["SC_756_A2","Balsillas 220",1.9]
["SC_924_A1","Guaca 220",0.1]
["SC_924_A1","Laguneta 115",0.1]
["SC_924_A1","Mesa 220",0.1]
["SC_924_A1","Paraiso 220",0.1]
["SC_924_A1","Salitre 115",0.1]
["SC_924_A1","Norte 220",0.2]
["SC_924_A1","Torca 220",0.2]
["SC_924_A1","Balsillas 220",0.3]
["SC_924_A1","Noroeste 115",0.3]
["SC_924_A1","Noroeste 220",2.1]
["SC_924_A2","Balsillas 220",0.1]
["SC_924_A2","Laguneta 115",0.1]
["SC_924_A2","Norte 220",0.1]
["SC_924_A2","Paraiso 220",0.1]
["SC_924_A2","Salitre 115",0.1]
["SC_924_A2","Tibabuyes 115",0.1]
["SC_924_A2","Noroeste 220",0.2]
["SC_924_A2","Noroeste 115",1.1000000000000001]
["SC_936_A1","Puerto Lopez 115",0.11]
["SC_936_A1","Granada 115",0.13]
["SC_936_A1","Guamal 115",0.13]
["SC_936_A1","Caqueza 115",0.14000000000000001]
["SC_936_A1","Suria (DelSur) 220",0.17]
["SC_936_A1","Reforma 220",0.23]
["SC_936_A1","Catama 115",0.27]
["SC_936_A1","Santa Helena 115",0.3]
["SC_936_A1","Suria 115",0.3]
["SC_936_A1","Barzal 115",0.41]
["SC_936_A1","Villavicencio 115",0.49]
["SC_936_A1","Ocoa 115",0.53]
["SC_936_A2","Puerto Lopez 115",0.09]
["SC_936_A2","Guamal 115",0.1]
["SC_936_A2","Granada 115",0.11]
["SC_936_A2","Caqueza 115",0.15]
["SC_936_A2","Suria (DelSur) 220",0.16]
["SC_936_A2","Catama 115",0.22]
["SC_936_A2","Reforma 220",0.23]
["SC_936_A2","Santa Helena 115",0.25]
["SC_936_A2","Suria 115",0.26]
["SC_936_A2","Barzal 115",0.38]
["SC_936_A2","Ocoa 115",0.42]
["SC_936_A2","Villavicencio 115",0.53]

{"sheet":"zonas","index":6,"n_rows":518,"n_cols":4,"rows_kept":518,"cut":false,"hidden":false,"merged":[]}
["nombre","periodo","capacidad","factor"]
["Zona38",2023,0,1]
["Zona38",2024,0,1]
["Zona38",2025,125,1]
["Zona38",2026,93.75,1]
["Zona38",2027,106.25,1]
["Zona38",2028,118.75,1]
["Zona38",2029,156.25,1]
["Zona38",2030,156.25,1]
["Zona38",2031,136.71875,1]
["Zona38",2032,102.5390625,1]
["Zona38",2033,200,1]
["Zona4",2023,42.03125,1]
["Zona4",2024,32.34375,1]
["Zona4",2025,31.572265625,1]
["Zona4",2026,4.9560546875,1]
["Zona4",2027,5.55816650390625,1]
["Zona4",2028,5.55816650390625,1]
["Zona4",2029,6.52099609375,1]
["Zona4",2030,7.77099609375,1]
["Zona4",2031,6.4815902709960938,1]
["Zona4",2032,4.578402042388916,1]
["Zona4",2033,5.3009939193725586,1]
["Zona29",2023,193.798828125,1]
["Zona29",2024,194.7297591055673,1]
["Zona29",2025,194.7297591055673,1]
["Zona29",2026,193.9690959840612,1]
["Zona29",2027,193.9690959840612,1]
["Zona29",2028,194.7503459840612,1]
["Zona29",2029,188.28125,1]
["Zona29",2030,164.74609375,1]
["Zona29",2031,133.7734769098461,1]
["Zona29",2032,100.33010768238459,1]
["Zona29",2033,75,1]
["Zona3",2023,19.375,1]
["Zona3",2024,7.265625,1]
["Zona3",2025,6.4599609375,1]
["Zona3",2026,8.515625,1]
["Zona3",2027,7.8399658203125,1]
["Zona3",2028,8.515625,1]
["Zona3",2029,7.9537200927734384,1]
["Zona3",2030,9.2037200927734375,1]
["Zona3",2031,6.9027900695800781,1]
["Zona3",2032,6.9027900695800781,1]
["Zona3",2033,8.1527900695800781,1]
["Zona20",2023,675,1]
["Zona20",2024,437.5,1]
["Zona20",2025,587.5,1]
["Zona20",2026,540.625,1]
["Zona20",2027,523.046875,1]
["Zona20",2028,523.046875,1]
["Zona20",2029,523.046875,1]
["Zona20",2030,492.28515625,1]
["Zona20",2031,446.142578125,1]
["Zona20",2032,385.5712890625,1]
["Zona20",2033,385.5712890625,1]
["Zona27",2023,368.75,1]
["Zona27",2024,368.75,1]
["Zona27",2025,368.75,1]
["Zona27",2026,342.3828125,1]
["Zona27",2027,370.5078125,1]
["Zona27",2028,386.1328125,1]
["Zona27",2029,404.8828125,1]
["Zona27",2030,414.2578125,1]
["Zona27",2031,417.3828125,1]
["Zona27",2032,413.037109375,1]
["Zona27",2033,453.662109375,1]
["Zona21",2023,210.88930666446689,1]
["Zona21",2024,210.88930666446689,1]
["Zona21",2025,210.88930666446689,1]
["Zona21",2026,209.5281433314085,1]
["Zona21",2027,210.3093933314085,1]
["Zona21",2028,211.8718933314085,1]
["Zona21",2029,211.8718933314085,1]
["Zona21",2030,213.4343933314085,1]
["Zona21",2031,211.75509416498241,1]
["Zona21",2032,213.31759416498241,1]
["Zona21",2033,213.31759416498241,1]
["Zona46",2023,93.75,1]
["Zona46",2024,89.88189697265625,1]
["Zona46",2025,33.885955810546882,1]
["Zona46",2026,88.393211364746094,1]
["Zona46",2027,89.174461364746094,1]
["Zona46",2028,89.174461364746094,1]
["Zona46",2029,41.099056579787437,1]
["Zona46",2030,89.382813830161467,1]
["Zona46",2031,86.832481938944284,1]
["Zona46",2032,43.367079240008493,1]
["Zona46",2033,119.92957924000849,1]
["Zona14",2023,400,1]
["Zona14",2024,350,1]
["Zona14",2025,365.625,1]
["Zona14",2026,319.921875,1]
["Zona14",2027,319.921875,1]
["Zona14",2028,369.921875,1]
["Zona14",2029,469.921875,1]
["Zona14",2030,469.921875,1]
["Zona14",2031,434.9609375,1]
["Zona14",2032,309.34691429138178,1]
["Zona14",2033,650,1]
["Zona5",2023,202.89917187765241,1]
["Zona5",2024,293.75,1]
["Zona5",2025,299.77417187765241,1]
["Zona5",2026,298.21520044206409,1]
["Zona5",2027,298.21520044206409,1]
["Zona5",2028,296.68058793515678,1]
["Zona5",2029,296.68058793515678,1]
["Zona5",2030,299.80558793515678,1]
["Zona5",2031,296.68666331218321,1]
["Zona5",2032,296.68666331218321,1]
["Zona5",2033,296.68666331218321,1]
["Zona13",2023,18.28125,1]
["Zona13",2024,6.5753173828125,1]
["Zona13",2025,5.335693359375,1]
["Zona13",2026,6.585693359375,1]
["Zona13",2027,6.585693359375,1]
["Zona13",2028,6.585693359375,1]
["Zona13",2029,6.585693359375,1]
["Zona13",2030,7.835693359375,1]
["Zona13",2031,4.08172607421875,1]
["Zona13",2032,5.1678466796875,1]
["Zona13",2033,5.6298828125,1]
["Zona17",2023,600,1]
["Zona17",2024,500,1]
["Zona17",2025,475,1]
["Zona17",2026,456.25,1]
["Zona17",2027,442.1875,1]
["Zona17",2028,421.09375,1]
["Zona17",2029,398.046875,1]
["Zona17",2030,392.48046875,1]
["Zona17",2031,368.42041015625,1]
["Zona17",2032,336.84158325195313,1]
["Zona17",2033,334.22137536311078,1]
["Zona19",2023,40.625,1]
["Zona19",2024,40.3125,1]
["Zona19",2025,40.625,1]
["Zona19",2026,40.625,1]
["Zona19",2027,40.625,1]
["Zona19",2028,40.625,1]
["Zona19",2029,40.625,1]
["Zona19",2030,40.625,1]
["Zona19",2031,40.2734375,1]
["Zona19",2032,39.51171875,1]
["Zona19",2033,39.0625,1]
["Zona31",2023,375,1]
["Zona31",2024,210.9375,1]
["Zona31",2025,360.9375,1]
["Zona31",2026,338.37890625,1]
["Zona31",2027,363.37890625,1]
["Zona31",2028,363.37890625,1]
["Zona31",2029,388.37890625,1]
["Zona31",2030,400.87890625,1]
["Zona31",2031,413.37890625,1]
["Zona31",2032,425.87890625,1]
["Zona31",2033,268.35708618164063,1]
["Zona32",2023,475,1]
["Zona32",2024,350,1]
["Zona32",2025,500,1]
["Zona32",2026,450,1]
["Zona32",2027,450,1]
["Zona32",2028,550,1]
["Zona32",2029,650,1]
["Zona32",2030,750,1]
["Zona32",2031,662.5,1]
["Zona32",2032,431.25,1]
["Zona32",2033,500,1]
["Zona34",2023,337.5,1]
["Zona34",2024,412.5,1]
["Zona34",2025,450,1]
["Zona34",2026,443.75,1]
["Zona34",2027,443.75,1]
["Zona34",2028,443.75,1]
["Zona34",2029,443.75,1]
["Zona34",2030,443.75,1]
["Zona34",2031,432.8125,1]
["Zona34",2032,424.609375,1]
["Zona34",2033,424.609375,1]
["Zona44",2023,468.75,1]
["Zona44",2024,371.875,1]
["Zona44",2025,331.8359375,1]
["Zona44",2026,323.59619140625,1]
["Zona44",2027,323.59619140625,1]
["Zona44",2028,323.59619140625,1]
["Zona44",2029,323.59619140625,1]
["Zona44",2030,315.87142944335938,1]
["Zona44",2031,308.62946510314941,1]
["Zona44",2032,295.05078196525568,1]
["Zona44",2033,283.16943421959871,1]
["Zona25",2023,550,1]
["Zona25",2024,987.5,1]
["Zona25",2025,681.25,1]
["Zona25",2026,615.625,1]
["Zona25",2027,557.8125,1]
["Zona25",2028,550,1]
["Zona25",2029,498.6328125,1]
["Zona25",2030,436.81640625,1]
["Zona25",2031,351.65152565168682,1]
["Zona25",2032,275.82576282584341,1]
["Zona25",2033,200,1]
["Zona26",2023,243.75,1]
["Zona26",2024,313.2415771484375,1]
["Zona26",2025,326.39575913977882,1]
["Zona26",2026,322.44589166666071,1]
["Zona26",2027,322.44589166666071,1]
["Zona26",2028,322.44589166666071,1]
["Zona26",2029,322.44589166666071,1]
["Zona26",2030,322.44589166666071,1]
["Zona26",2031,318.61945755207762,1]
["Zona26",2032,318.61945755207762,1]
["Zona26",2033,321.74445755207762,1]
["Zona18",2023,46.875,1]
["Zona18",2024,29.296875,1]
["Zona18",2025,20.1416015625,1]
["Zona18",2026,17.6239013671875,1]
["Zona18",2027,17.6239013671875,1]
["Zona18",2028,17.6239013671875,1]
["Zona18",2029,17.6239013671875,1]
["Zona18",2030,17.6239013671875,1]
["Zona18",2031,17.6239013671875,1]
["Zona18",2032,17.6239013671875,1]
["Zona18",2033,17.6239013671875,1]
["Zona24",2023,314.34791859688602,1]
["Zona24",2024,204.6875,1]
["Zona24",2025,247.0703125,1]
["Zona24",2026,238.24462890625,1]
["Zona24",2027,228.6834716796875,1]
["Zona24",2028,231.25,1]
["Zona24",2029,219.88029479980469,1]
["Zona24",2030,206.81514739990229,1]
["Zona24",2031,203.4478902816773,1]
["Zona24",2032,181.8812370300293,1]
["Zona24",2033,170.3413009643555,1]
["Zona42",2023,768.75,1]
["Zona42",2024,999.51171875,1]
["Zona42",2025,999.51171875,1]
["Zona42",2026,999.51171875,1]
["Zona42",2027,999.51171875,1]
["Zona42",2028,999.51171875,1]
["Zona42",2029,999.51171875,1]
["Zona42",2030,999.51171875,1]
["Zona42",2031,999.51171875,1]
["Zona42",2032,850,1]
["Zona42",2033,500,1]
["Zona36",2023,253.125,1]
["Zona36",2024,176.5625,1]
["Zona36",2025,228.125,1]
["Zona36",2026,221.09375,1]
["Zona36",2027,210.546875,1]
["Zona36",2028,210.546875,1]
["Zona36",2029,210.546875,1]
["Zona36",2030,199.0234375,1]
["Zona36",2031,191.5758637406872,1]
["Zona36",2032,185.93961734702339,1]
["Zona36",2033,187.77804672718051,1]
["Zona43",2023,275,1]
["Zona43",2024,237.5,1]
["Zona43",2025,218.75,1]
["Zona43",2026,196.875,1]
["Zona43",2027,172.265625,1]
["Zona43",2028,168.75,1]
["Zona43",2029,150.732421875,1]
["Zona43",2030,131.890869140625,1]
["Zona43",2031,190.30081609636949,1]
["Zona43",2032,71.362806036138565,1]
["Zona43",2033,56.25,1]
["Zona8",2023,107.666015625,1]
["Zona8",2024,79.1473388671875,1]
["Zona8",2025,29.680252075195309,1]
["Zona8",2026,22.260189056396481,1]
["Zona8",2027,25.385189056396481,1]
["Zona8",2028,25.385189056396481,1]
["Zona8",2029,37.885189056396477,1]
["Zona8",2030,37.885189056396477,1]
["Zona8",2031,33.149540424346917,1]
["Zona8",2032,24.862155318260189,1]
["Zona8",2033,43.75,1]
["Zona37",2023,1000,1]
["Zona37",2024,1000,1]
["Zona37",2025,1000,1]
["Zona37",2026,1000,1]
["Zona37",2027,1000,1]
["Zona37",2028,1000,1]
["Zona37",2029,1000,1]
["Zona37",2030,1000,1]
["Zona37",2031,1000,1]
["Zona37",2032,1000,1]
["Zona37",2033,800,1]
["Zona47",2023,643.57113838195801,1]
["Zona47",2024,428.125,1]
["Zona47",2025,553.125,1]
["Zona47",2026,514.84375,1]
["Zona47",2027,486.1328125,1]
["Zona47",2028,486.1328125,1]
["Zona47",2029,486.1328125,1]
["Zona47",2030,464.599609375,1]
["Zona47",2031,407.2998046875,1]
["Zona47",2032,353.64990234375,1]
["Zona47",2033,353.64990234375,1]
["Zona41",2023,562.5,1]
["Zona41",2024,496.484375,1]
["Zona41",2025,448.2421875,1]
["Zona41",2026,430.1513671875,1]
["Zona41",2027,442.6513671875,1]
["Zona41",2028,437.5,1]
["Zona41",2029,438.238525390625,1]
["Zona41",2030,428.67889404296881,1]
["Zona41",2031,434.79460626840591,1]
["Zona41",2032,417.39730313420301,1]
["Zona41",2033,425,1]
["Zona35",2023,650,1]
["Zona35",2024,898.4375,1]
["Zona35",2025,824.21875,1]
["Zona35",2026,787.109375,1]
["Zona35",2027,716.943359375,1]
["Zona35",2028,725,1]
["Zona35",2029,639.7216796875,1]
["Zona35",2030,594.86083984375,1]
["Zona35",2031,504.94943511439487,1]
["Zona35",2032,427.47471755719738,1]
["Zona35",2033,375,1]
["Zona2",2023,207.1065720796469,1]
["Zona2",2024,206.21825056969101,1]
["Zona2",2025,221.06200056969101,1]
["Zona2",2026,219.74562553408529,1]
["Zona2",2027,219.74562553408529,1]
["Zona2",2028,222.08937553408529,1]
["Zona2",2029,222.08937553408529,1]
["Zona2",2030,224.43312553408529,1]
["Zona2",2031,222.14252001526481,1]
["Zona2",2032,224.48627001526481,1]
["Zona2",2033,223.7210740772878,1]
["Zona33",2023,350,1]
["Zona33",2024,306.25,1]
["Zona33",2025,353.125,1]
["Zona33",2026,356.25,1]
["Zona33",2027,356.25,1]
["Zona33",2028,356.25,1]
["Zona33",2029,356.25,1]
["Zona33",2030,406.25,1]
["Zona33",2031,406.25,1]
["Zona33",2032,368.71852874755859,1]
["Zona33",2033,506.25,1]
["Zona30",2023,23.30078125,1]
["Zona30",2024,17.645263671875,1]
["Zona30",2025,15.43960571289062,1]
["Zona30",2026,17.7734375,1]
["Zona30",2027,17.7734375,1]
["Zona30",2028,17.7734375,1]
["Zona30",2029,17.7734375,1]
["Zona30",2030,17.7734375,1]
["Zona30",2031,17.462253570556641,1]
["Zona30",2032,16.370862722396851,1]
["Zona30",2033,16.9189453125,1]
["Zona12",2023,135.68115234375,1]
["Zona12",2024,109.1809272766113,1]
["Zona12",2025,148.39863580669351,1]
["Zona12",2026,147.81895363557359,1]
["Zona12",2027,147.81895363557359,1]
["Zona12",2028,147.81895363557359,1]
["Zona12",2029,147.81895363557359,1]
["Zona12",2030,149.38145363557359,1]
["Zona12",2031,148.21441102904569,1]
["Zona12",2032,148.99566102904569,1]
["Zona12",2033,148.99566102904569,1]
["Zona16",2023,700,1]
["Zona16",2024,200,1]
["Zona16",2025,146.875,1]
["Zona16",2026,146.875,1]
["Zona16",2027,169.921875,1]
["Zona16",2028,148.681640625,1]
["Zona16",2029,148.681640625,1]
["Zona16",2030,130.096435546875,1]
["Zona16",2031,105.70335388183589,1]
["Zona16",2032,79.277515411376953,1]
["Zona16",2033,77.96173095703125,1]
["Zona23",2023,525,1]
["Zona23",2024,387.5,1]
["Zona23",2025,800,1]
["Zona23",2026,700,1]
["Zona23",2027,700,1]
["Zona23",2028,781.25,1]
["Zona23",2029,781.25,1]
["Zona23",2030,781.25,1]
["Zona23",2031,831.25,1]
["Zona23",2032,700,1]
["Zona23",2033,700,1]
["Zona9",2023,106.25,1]
["Zona9",2024,66.40625,1]
["Zona9",2025,37.353515625,1]
["Zona9",2026,24.84375,1]
["Zona9",2027,24.84375,1]
["Zona9",2028,24.84375,1]
["Zona9",2029,24.84375,1]
["Zona9",2030,27.34375,1]
["Zona9",2031,29.595947265625,1]
["Zona9",2032,25.896453857421879,1]
["Zona9",2033,29.021453857421879,1]
["Zona28",2023,305.46875,1]
["Zona28",2024,266.40625,1]
["Zona28",2025,233.203125,1]
["Zona28",2026,196.484375,1]
["Zona28",2027,193.414306640625,1]
["Zona28",2028,193.414306640625,1]
["Zona28",2029,193.414306640625,1]
["Zona28",2030,190.39220809936521,1]
["Zona28",2031,187.41732984781271,1]
["Zona28",2032,184.48893406894061,1]
["Zona28",2033,181.60629447411341,1]
["Zona1",2023,98.609502780654466,1]
["Zona1",2024,106.42200278065449,1]
["Zona1",2025,104.7591589872067,1]
["Zona1",2026,114.1341589872068,1]
["Zona1",2027,112.3508127530316,1]
["Zona1",2028,113.9133127530316,1]
["Zona1",2029,112.13341724126551,1]
["Zona1",2030,112.91466724126551,1]
["Zona1",2031,114.47716724126551,1]
["Zona1",2032,115.25841724126551,1]
["Zona1",2033,115.25841724126551,1]
["Zona6",2023,108.97216796875,1]
["Zona6",2024,182.40966796875,1]
["Zona6",2025,178.7080614611121,1]
["Zona6",2026,177.31190473094719,1]
["Zona6",2027,176.17430090904239,1]
["Zona6",2028,176.17430090904239,1]
["Zona6",2029,173.4215774573386,1]
["Zona6",2030,168.3474846649915,1]
["Zona6",2031,167.02570415542229,1]
["Zona6",2032,163.1277262293338,1]
["Zona6",2033,161.85329086816711,1]
["Zona10",2023,209.62355108931661,1]
["Zona10",2024,189.0625,1]
["Zona10",2025,141.796875,1]
["Zona10",2026,79.7607421875,1]
["Zona10",2027,79.7607421875,1]
["Zona10",2028,79.7607421875,1]
["Zona10",2029,79.7607421875,1]
["Zona10",2030,129.7607421875,1]
["Zona10",2031,97.320556640625,1]
["Zona10",2032,85.155487060546875,1]
["Zona10",2033,135.1554870605469,1]
["Zona40",2023,97.544373203649897,1]
["Zona40",2024,87.7532958984375,1]
["Zona40",2025,25,1]
["Zona40",2026,21.875,1]
["Zona40",2027,21.875,1]
["Zona40",2028,25,1]
["Zona40",2029,34.375,1]
["Zona40",2030,34.375,1]
["Zona40",2031,30.078125,1]
["Zona40",2032,22.55859375,1]
["Zona40",2033,43.75,1]
["Zona11",2023,250,1]
["Zona11",2024,214.0625,1]
["Zona11",2025,252.24609375,1]
["Zona11",2026,245.1171875,1]
["Zona11",2027,239.4775390625,1]
["Zona11",2028,252.24609375,1]
["Zona11",2029,239.4775390625,1]
["Zona11",2030,237.01019287109381,1]
["Zona11",2031,208.07342529296881,1]
["Zona11",2032,154.0367126464844,1]
["Zona11",2033,112.5,1]
["Zona15",2023,587.5,1]
["Zona15",2024,393.75,1]
["Zona15",2025,518.75,1]
["Zona15",2026,503.90625,1]
["Zona15",2027,490.91796875,1]
["Zona15",2028,468.1884765625,1]
["Zona15",2029,451.141357421875,1]
["Zona15",2030,438.35601806640619,1]
["Zona15",2031,419.17800903320313,1]
["Zona15",2032,384.58900451660162,1]
["Zona15",2033,377.587890625,1]
["Zona7",2023,525,1]
["Zona7",2024,475,1]
["Zona7",2025,475,1]
["Zona7",2026,337.5,1]
["Zona7",2027,337.5,1]
["Zona7",2028,295.3125,1]
["Zona7",2029,295.3125,1]
["Zona7",2030,345.3125,1]
["Zona7",2031,323.73046875,1]
["Zona7",2032,242.7978515625,1]
["Zona7",2033,242.7978515625,1]
["Zona45",2023,250,1]
["Zona45",2024,125,1]
["Zona45",2025,168.75,1]
["Zona45",2026,152.9296875,1]
["Zona45",2027,148.150634765625,1]
["Zona45",2028,148.150634765625,1]
["Zona45",2029,148.150634765625,1]
["Zona45",2030,138.89122009277341,1]
["Zona45",2031,121.5298175811768,1]
["Zona45",2032,106.33859038352971,1]
["Zona45",2033,106.33859038352971,1]
["Zona39",2023,600,1]
["Zona39",2024,450,1]
["Zona39",2025,631.25,1]
["Zona39",2026,549.9267578125,1]
["Zona39",2027,526.46484375,1]
["Zona39",2028,525,1]
["Zona39",2029,438.232421875,1]
["Zona39",2030,319.1162109375,1]
["Zona39",2031,299.87678024917841,1]
["Zona39",2032,224.90758518688381,1]
["Zona39",2033,175,1]
["Zona22",2023,0,1]
["Zona22",2024,0,1]
["Zona22",2025,600,1]
["Zona22",2026,500,1]
["Zona22",2027,600,1]
["Zona22",2028,600,1]
["Zona22",2029,702.5848388671875,1]
["Zona22",2030,702.5848388671875,1]
["Zona22",2031,624.7802734375,1]
["Zona22",2032,554.53643798828125,1]
["Zona22",2033,462.5,1]

{"sheet":"zonaBarra","index":7,"n_rows":128,"n_cols":2,"rows_kept":128,"cut":false,"hidden":false,"merged":[]}
["nombre","barra"]
["Zona1","Chivor 115"]
["Zona1","Guavio 115"]
["Zona1","Santa Maria 115"]
["Zona1","Guateque 115"]
["Zona1","Tunjita 115"]
["Zona1","Mambita 115"]
["Zona1","Ubala 115"]
["Zona2","Calle 1 115"]
["Zona2","San Jose 115"]
["Zona3","Puerto Gaitan 34.5 Conex"]
["Zona3","Puerto Gaitan 34.5 2"]
["Zona4","Ctilla Nva y Surinema"]
["Zona4","Violetas 34.5"]
["Zona4","Acacias 34.5"]
["Zona4","Guamal 34.5"]
["Zona5","Tenjo 115"]
["Zona6","Facatativa 115"]
["Zona6","Villeta 115"]
["Zona6","La Ceiba 115"]
["Zona7","Balsillas 220"]
["Zona8","Simijaca 115"]
["Zona8","Ubate 115"]
["Zona8","Capellanía 34.5"]
["Zona8","La Guacheta 34.5"]
["Zona9","Guaca 115"]
["Zona9","Colegio 115"]
["Zona9","La Salada 34.5"]
["Zona9","Colegio 34.5"]
["Zona9","Tocaima 34.5"]
["Zona10","Chicala 115"]
["Zona10","Porvenir 115"]
["Zona11","Torca 115"]
["Zona11","Aranjuez 115"]
["Zona11","Usaquen 115"]
["Zona12","Zipaquira 115"]
["Zona12","Peldar 115"]
["Zona12","T Peldar 115"]
["Zona13","Cabuyano 34.5"]
["Zona13","Puerto Lopez 34.5"]
["Zona13","Rubi 34.5"]
["Zona13","Serrania 34.5"]
["Zona13","Casetabla 34.5"]
["Zona13","Tropezón 34.5"]
["Zona14","Chivor 220"]
["Zona14","Chivor II 220"]
["Zona15","Circo 220"]
["Zona15","Tunal 220"]
["Zona15","San Mateo (Bogota) 220"]
["Zona16","Guaca 220"]
["Zona16","Mesa 220"]
["Zona17","Noroeste 115"]
["Zona17","Florida COD 115"]
["Zona17","Tibabuyes 115"]
["Zona17","Bolivia 115"]
["Zona17","Portugal 115"]
["Zona17","Occidente 115"]
["Zona18","Laguneta 115"]
["Zona18","Salto II 115"]
["Zona18","Salto I (Bogota) 115"]
["Zona19","CD10.4.120758"]
["Zona19","Victoria 34.5"]
["Zona20","Ocoa 115"]
["Zona20","Reforma 220"]
["Zona20","Suria (DelSur) 220"]
["Zona21","Castellana 115"]
["Zona21","Calle 51 115"]
["Zona21","Carrea 5 115"]
["Zona22","Norte 500"]
["Zona23","Noroeste 220"]
["Zona24","Bosa 115"]
["Zona24","5781"]
["Zona24","Pavco 115"]
["Zona24","Compartir 115"]
["Zona25","Bacata 115"]
["Zona26","Calle 67 115"]
["Zona26","La Paz 115"]
["Zona27","Chia 115"]
["Zona27","El Sol 115"]
["Zona27","Diaco COD 115"]
["Zona27","Termo Zipa 115"]
["Zona27","Gran Sabana 115"]
["Zona27","Sopó 34.5"]
["Zona27","CD10.3.035937"]
["Zona28","Balsillas 115"]
["Zona28","Fontibon 115"]
["Zona28","Mosquera 115"]
["Zona29","Calera 115"]
["Zona29","Calera 34.5"]
["Zona30","Santa Helena 115"]
["Zona30","Surimena 34.5"]
["Zona30","Suria 34.5"]
["Zona31","Paraiso 220"]
["Zona31","Nva Esperanza 220"]
["Zona32","Bacata 220"]
["Zona33","Guavio 220"]
["Zona33","Guavio Gen 220"]
["Zona34","El Rio 115"]
["Zona34","Techo 115"]
["Zona34","Veraguas 115"]
["Zona34","Terminal 115"]
["Zona35","Nva Esperanza 115"]
["Zona35","Sauces 115"]
["Zona35","Canoas 115"]
["Zona36","Victoria EEB 115"]
["Zona36","Caqueza 115"]
["Zona36","Sn Carlos EEB 115"]
["Zona37","Bacata 500"]
["Zona38","Norte 220"]
["Zona39","Torca 220"]
["Zona40","Sesquile 115"]
["Zona40","Chocontá 34.5"]
["Zona40","Norte 115"]
["Zona41","Salitre 115"]
["Zona41","Morato 115"]
["Zona42","Nva Esperanza 500"]
["Zona43","Autopista 115"]
["Zona43","Suba 115"]
["Zona44","Circo 115"]
["Zona44","Concordia 115"]
["Zona44","Usme 115"]
["Zona45","Tunal 115"]
["Zona45","Muzu 115"]
["Zona46","Granada 115"]
["Zona46","Sn Jose del Guaviare 115"]
["Zona46","Guamal 115"]
["Zona47","Villavicencio 115"]
["Zona47","Barzal 115"]

{"sheet":"calificacionProyectos","index":8,"n_rows":3,"n_cols":8,"rows_kept":3,"cut":false,"hidden":false,"merged":[]}
["nombre","BT_Confi","BT_Flex","EC_RE","EC_RP","EC_Per","EC_Mar","B_Ambiental"]
["SC_1799_A1",4615260.4836619049,4286458.2691965215,4764466.1948442021,5375174.4105657134,4276275.9918816192,5375174.4105657134,7270700.6920479685]
["SC_2075_A2",4860764.7955476046,4286458.2691965215,5121376.8289555153,6188078.0205985364,4140289.2374244458,6188078.0205985364,9498922.8581106272]

{"sheet":"ejecutar","index":9,"n_rows":24,"n_cols":14,"rows_kept":24,"cut":false,"hidden":false,"merged":[]}
[]
[]
[]
[]
[]
[]
[]
[null,null,null,null,null,null,null,null,null,null,null,"OPTIMIZADOR",null,"cbc"]
[]
[null,null,null,null,null,null,null,null,null,null,null,"PERIODO INICIAL",null,2023]
[]
[null,null,null,null,null,null,null,null,null,null,null,"PERIODO FINAL",null,2033]
[]
[null,null,null,null,null,null,null,null,null,null,null,"ESCALAR",null,0]
[]
[null,null,null,null,null,null,null,null,null,null,null,"TOLERANCIA ",null,9.9999999999999995E-7]
[]
[null,null,null,null,null,null,null,null,null,null,null,"TIEMPO MAXIMO",null,1000]
[]
[null,null,null,null,null,null,null,null,null,null,null,"OBRAS EN FILA 2",null,0]
[]
[null,null,null,null,null,null,null,null,null,null,null,"BOLSA",null,3]
[]
[null,null,null,null,null,null,null,null,null,null,null,"SUBAREA",null,"Oriental"]

{"sheet":"ASIGNACION","index":10,"n_rows":4,"n_cols":28,"rows_kept":4,"cut":false,"hidden":false,"merged":[]}
[null,null,null,null,null,null,"aprobado","aprobado","aprobado","aprobado","aprobado","aprobado","aprobado","aprobado","aprobado","aprobado","aprobado","calificacion","calificacion","calificacion","calificacion","calificacion","calificacion","calificacion","calificacion","calificacion","calificacion","calificacion"]
["nombre","barra","tipo","capacidad","periodoIni","Fila",2023,2024,2025,2026,2027,2028,2029,2030,2031,2032,2033,2023,2024,2025,2026,2027,2028,2029,2030,2031,2032,2033]
["SC_2075_A2","Ubate 115","Solar FV",19.899999999999999,2023,2,1,1,1,1,1,1,1,1,1,1,1,30540683.019455083,30540683.019455083,30540683.019455083,30540683.019455083,30540683.019455083,30540683.019455083,30540683.019455083,30540683.019455083,30540683.019455083,30540683.019455083,30540683.019455083]
["SC_1799_A1","Reforma 220","Solar FV",46.71,2028,2,0,0,0,0,0,0,0,0,0,0,0,28186432.763047211,28186432.763047211,28186432.763047211,28186432.763047211,28186432.763047211,28186432.763047211,28186432.763047211,28186432.763047211,28186432.763047211,28186432.763047211,28186432.763047211]

{"sheet":"RESUMEN","index":11,"n_rows":3,"n_cols":13,"rows_kept":3,"cut":false,"hidden":false,"merged":[]}
[null,null,"capacidad aprobada","capacidad aprobada","capacidad aprobada","capacidad aprobada","capacidad aprobada","capacidad aprobada","capacidad aprobada","capacidad aprobada","capacidad aprobada","capacidad aprobada","capacidad aprobada"]
["tipo","Fila",2023,2024,2025,2026,2027,2028,2029,2030,2031,2032,2033]
["Solar FV",2,19.899999999999999,19.899999999999999,19.899999999999999,19.899999999999999,19.899999999999999,19.899999999999999,19.899999999999999,19.899999999999999,19.899999999999999,19.899999999999999,19.899999999999999]

{"sheet":"RESUMEN %","index":12,"n_rows":3,"n_cols":13,"rows_kept":3,"cut":false,"hidden":true,"merged":[]}
[null,null,"capacidad aprobada","capacidad aprobada","capacidad aprobada","capacidad aprobada","capacidad aprobada","capacidad aprobada","capacidad aprobada","capacidad aprobada","capacidad aprobada","capacidad aprobada","capacidad aprobada"]
["tipo","Fila",2023,2024,2025,2026,2027,2028,2029,2030,2031,2032,2033]
["Solar FV",2,19.899999999999999,19.899999999999999,19.899999999999999,19.899999999999999,19.899999999999999,19.899999999999999,19.899999999999999,19.899999999999999,19.899999999999999,19.899999999999999,19.899999999999999]

{"sheet":"EXPANSION","index":13,"n_rows":0,"n_cols":0,"rows_kept":0,"cut":false,"hidden":true,"merged":[]}

{"sheet":"BENEFICIO","index":14,"n_rows":2,"n_cols":12,"rows_kept":2,"cut":false,"hidden":true,"merged":[]}
["fila",2023,2024,2025,2026,2027,2028,2029,2030,2031,2032,2033]
[2,6685.3555129587166,6685.3555129587166,6685.3555129587166,6685.3555129587166,6685.3555129587166,6685.3555129587166,6685.3555129587166,6685.3555129587166,6685.3555129587166,6685.3555129587166,6685.3555129587166]

{"sheet":"INTERCAMBIO","index":15,"n_rows":2,"n_cols":13,"rows_kept":2,"cut":false,"hidden":true,"merged":[]}
["area","fila",2023,2024,2025,2026,2027,2028,2029,2030,2031,2032,2033]
["Bogota - Meta",2,-100,-100,-100,-100,-100,-100,-100,-100,-100,-100,-100]

{"sheet":"PORCENTAJE BARRAS","index":16,"n_rows":124,"n_cols":13,"rows_kept":124,"cut":false,"hidden":false,"merged":[]}
["barra","fila",2023,2024,2025,2026,2027,2028,2029,2030,2031,2032,2033]
[5781,2,0,0,0,0,0,0,0,0,0,0,0]
["Acacias 34.5",2,0,0,0,0,0,0,0,0,0,0,0]
["Aranjuez 115",2,0,0,0,0,0,0,0,0,0,0,0]
["Autopista 115",2,0,0,0,0,0,0,0,0,0,0,0]
["Bacata 115",2,0,0,0,0,0,0,0,0,0,0,0]
["Bacata 220",2,0,0,0,0,0,0,0,0,0,0,0]
["Bacata 500",2,0,0,0,0,0,0,0,0,0,0,0]
["Balsillas 115",2,0,0,0,0,0,0,0,0,0,0,0]
["Balsillas 220",2,0,0,0,0,0,0,0,0,0,0,0]
["Barzal 115",2,0,0,0,0,0,0,0,0,0,0,0]
["Bolivia 115",2,0,0,0,0,0,0,0,0,0,0,0]
["Bosa 115",2,0,0,0,0,0,0,0,0,0,0,0]
["CD10.3.035937",2,0,0,0,0,0,0,0,0,0,0,0]
["CD10.4.120758",2,0,0,0,0,0,0,0,0,0,0,0]
["Cabuyano 34.5",2,0,0,0,0,0,0,0,0,0,0,0]
["Calera 115",2,0,0,0,0,0,0,0,0,0,0,0]
["Calera 34.5",2,0,0,0,0,0,0,0,0,0,0,0]
["Calle 1 115",2,0,0,0,0,0,0,0,0,0,0,0]
["Calle 51 115",2,0,0,0,0,0,0,0,0,0,0,0]
["Calle 67 115",2,0,0,0,0,0,0,0,0,0,0,0]
["Campobonito 115",2,0,0,0,0,0,0,0,0,0,0,0]
["Canoas 115",2,0,0,0,0,0,0,0,0,0,0,0]
["Capellanía 34.5",2,0,0,0,0,0,0,0,0,0,0,0]
["Caqueza 115",2,0,0,0,0,0,0,0,0,0,0,0]
["Carrea 5 115",2,0,0,0,0,0,0,0,0,0,0,0]
["Casetabla 34.5",2,0,0,0,0,0,0,0,0,0,0,0]
["Castellana 115",2,0,0,0,0,0,0,0,0,0,0,0]
["Catama 115",2,0,0,0,0,0,0,0,0,0,0,0]
["Chia 115",2,0,0,0,0,0,0,0,0,0,0,0]
["Chicala 115",2,0,0,0,0,0,0,0,0,0,0,0]
["Chivor 115",2,0,0,0,0,0,0,0,0,0,0,0]
["Chivor 220",2,0,0,0,0,0,0,0,0,0,0,0]
["Chivor II 220",2,null,null,0,0,0,0,0,0,0,0,0]
["Chocontá 34.5",2,0,0,0,0,0,0,0,0,0,0,0]
["Circo 115",2,0,0,0,0,0,0,0,0,0,0,0]
["Circo 220",2,0,0,0,0,0,0,0,0,0,0,0]
["Colegio 115",2,0,0,0,0,0,0,0,0,0,0,0]
["Compartir 115",2,0,0,0,0,0,0,0,0,0,0,0]
["Concordia 115",2,0,0,0,0,0,0,0,0,0,0,0]
["Ctilla Nva y Surinema",2,0,0,0,0,0,0,0,0,0,0,0]
["Diaco COD 115",2,0,0,0,0,0,0,0,0,0,0,0]
["El Rio 115",2,0,0,0,0,0,0,0,0,0,0,0]
["El Sol 115",2,0,0,0,0,0,0,0,0,0,0,0]
["Facatativa 115",2,0,0,0,0,0,0,0,0,0,0,0]
["Florida COD 115",2,0,0,0,0,0,0,0,0,0,0,0]
["Fontibon 115",2,0,0,0,0,0,0,0,0,0,0,0]
["Gran Sabana 115",2,0,0,0,0,0,0,0,0,0,0,0]
["Guaca 115",2,0,0,0,0,0,0,0,0,0,0,0]
["Guaca 220",2,0,0,0,0,0,0,0,0,0,0,0]
["Guamal 115",2,0,0,0,0,0,0,0,0,0,0,0]
["Guamal 34.5",2,0,0,0,0,0,0,0,0,0,0,0]
["Guavio 115",2,0,0,0,0,0,0,0,0,0,0,0]
["Guavio 220",2,0,0,0,0,0,0,0,0,0,0,0]
["Guavio Gen 220",2,0,0,0,0,0,0,0,0,0,0,0]
["La Ceiba 115",2,null,null,0,0,0,0,0,0,0,0,0]
["La Guacheta 34.5",2,0,0,0,0,0,0,0,0,0,0,0]
["La Paz 115",2,0,0,0,0,0,0,0,0,0,0,0]
["La Salada 34.5",2,0,0,0,0,0,0,0,0,0,0,0]
["Laguneta 115",2,0,0,0,0,0,0,0,0,0,0,0]
["Mesa 220",2,0,0,0,0,0,0,0,0,0,0,0]
["Morato 115",2,0,0,0,0,0,0,0,0,0,0,0]
["Mosquera 115",2,0,0,0,0,0,0,0,0,0,0,0]
["Muzu 115",2,0,0,0,0,0,0,0,0,0,0,0]
["Noroeste 115",2,0,0,0,0,0,0,0,0,0,0,0]
["Noroeste 220",2,0,0,0,0,0,0,0,0,0,0,0]
["Norte 115",2,null,null,0,0,0,0,0,0,0,0,0]
["Norte 220",2,null,null,0,0,0,0,0,0,0,0,0]
["Norte 500",2,null,null,0,0,0,0,0,0,0,0,0]
["Nva Esperanza 115",2,0,0,0,0,0,0,0,0,0,0,0]
["Nva Esperanza 220",2,0,0,0,0,0,0,0,0,0,0,0]
["Nva Esperanza 500",2,0,0,0,0,0,0,0,0,0,0,0]
["Occidente 115",2,null,null,0,0,0,0,0,0,0,0,0]
["Ocoa 115",2,0,0,0,0,0,0,0,0,0,0,0]
["Paraiso 220",2,0,0,0,0,0,0,0,0,0,0,0]
["Pavco 115",2,0,0,0,0,0,0,0,0,0,0,0]
["Peldar 115",2,0,0,0,0,0,0,0,0,0,0,0]
["Portugal 115",2,0,0,0,0,0,0,0,0,0,0,0]
["Porvenir 115",2,null,null,0,0,0,0,0,0,0,0,0]
["Puerto Gaitan 115",2,0,0,0,0,0,0,0,0,0,0,0]
["Puerto Gaitan 34.5",2,0,0,0,0,0,0,0,0,0,0,0]
["Puerto Gaitan 34.5 2",2,0,0,0,0,0,0,0,0,0,0,0]
["Puerto Gaitan 34.5 Conex",2,0,0,0,0,0,0,0,0,0,0,0]
["Puerto Lopez 115",2,0,0,0,0,0,0,0,0,0,0,0]
["Puerto Lopez 34.5",2,0,0,0,0,0,0,0,0,0,0,0]
["Reforma 220",2,0,0,0,0,0,0,0,0,0,0,0]
["Rubi 34.5",2,0,0,0,0,0,0,0,0,0,0,0]
["Salitre 115",2,0,0,0,0,0,0,0,0,0,0,0]
["Salto I (Bogota) 115",2,0,0,0,0,0,0,0,0,0,0,0]
["Salto II 115",2,0,0,0,0,0,0,0,0,0,0,0]
["San Jose 115",2,0,0,0,0,0,0,0,0,0,0,0]
["San Mateo (Bogota) 220",2,0,0,0,0,0,0,0,0,0,0,0]
["Santa Helena 115",2,0,0,0,0,0,0,0,0,0,0,0]
["Sauces 115",2,0,0,0,0,0,0,0,0,0,0,0]
["Serrania 34.5",2,0,0,0,0,0,0,0,0,0,0,0]
["Sn Carlos EEB 115",2,0,0,0,0,0,0,0,0,0,0,0]
["Sn Jose del Guaviare 115",2,0,0,0,0,0,0,0,0,0,0,0]
["Suba 115",2,0,0,0,0,0,0,0,0,0,0,0]
["Suria (DelSur) 220",2,0,0,0,0,0,0,0,0,0,0,0]
["Suria 115",2,0,0,0,0,0,0,0,0,0,0,0]
["Suria 34.5",2,0,0,0,0,0,0,0,0,0,0,0]
["Surimena 34.5",2,0,0,0,0,0,0,0,0,0,0,0]
["T Peldar 115",2,0,0,0,0,0,0,0,0,0,0,0]
["Techo 115",2,0,0,0,0,0,0,0,0,0,0,0]
["Tenjo 115",2,0,0,0,0,0,0,0,0,0,0,0]
["Terminal 115",2,0,0,0,0,0,0,0,0,0,0,0]
["Termo Zipa 115",2,0,0,0,0,0,0,0,0,0,0,0]
["Tibabuyes 115",2,0,0,0,0,0,0,0,0,0,0,0]
["Tocaima 34.5",2,0,0,0,0,0,0,0,0,0,0,0]
["Torca 115",2,0,0,0,0,0,0,0,0,0,0,0]
["Torca 220",2,0,0,0,0,0,0,0,0,0,0,0]
["Tropezón 34.5",2,0,0,0,0,0,0,0,0,0,0,0]
["Tunal 115",2,0,0,0,0,0,0,0,0,0,0,0]
["Tunal 220",2,0,0,0,0,0,0,0,0,0,0,0]
["Ubala 115",2,0,0,0,0,0,0,0,0,0,0,0]
["Ubate 115",2,0.18483083900226757,0.25168454672649199,0.67115879127064526,0.89487838836086031,0.78461806357851693,0.78461806357851693,0.52558380177258623,0.52558380177258623,0.60066720202581292,0.80088960270108378,0.45485714285714285]
["Usaquen 115",2,0,0,0,0,0,0,0,0,0,0,0]
["Usme 115",2,0,0,0,0,0,0,0,0,0,0,0]
["Veraguas 115",2,0,0,0,0,0,0,0,0,0,0,0]
["Victoria EEB 115",2,0,0,0,0,0,0,0,0,0,0,0]
["Villavicencio 115",2,0,0,0,0,0,0,0,0,0,0,0]
["Villeta 115",2,0,0,0,0,0,0,0,0,0,0,0]
["Violetas 34.5",2,0,0,0,0,0,0,0,0,0,0,0]
["Zipaquira 115",2,0,0,0,0,0,0,0,0,0,0,0]

{"sheet":"PORCENTAJE AREAS","index":17,"n_rows":2,"n_cols":13,"rows_kept":2,"cut":false,"hidden":true,"merged":[]}
["area","fila",2023,2024,2025,2026,2027,2028,2029,2030,2031,2032,2033]
["Bogota - Meta",2,-1.000001000001E-4,-1.000001000001E-4,-1.000001000001E-4,-1.000001000001E-4,-1.000001000001E-4,-1.000001000001E-4,-1.000001000001E-4,-1.000001000001E-4,-1.000001000001E-4,-1.000001000001E-4,-1.000001000001E-4]

{"sheet":"PORCENTAJE ZONAS","index":18,"n_rows":48,"n_cols":13,"rows_kept":48,"cut":false,"hidden":false,"merged":[]}
["zona","fila",2023,2024,2025,2026,2027,2028,2029,2030,2031,2032,2033]
["Zona1",2,0,0,0,0,0,0,0,0,0,0,0]
["Zona10",2,0,0,0,0,0,0,0,0,0,0,0]
["Zona11",2,0,0,0,0,0,0,0,0,0,0,0]
["Zona12",2,0,0,0,0,0,0,0,0,0,0,0]
["Zona13",2,0,0,0,0,0,0,0,0,0,0,0]
["Zona14",2,0,0,0,0,0,0,0,0,0,0,0]
["Zona15",2,0,0,0,0,0,0,0,0,0,0,0]
["Zona16",2,0,0,0,0,0,0,0,0,0,0,0]
["Zona17",2,0,0,0,0,0,0,0,0,0,0,0]
["Zona18",2,0,0,0,0,0,0,0,0,0,0,0]
["Zona19",2,0,0,0,0,0,0,0,0,0,0,0]
["Zona2",2,0,0,0,0,0,0,0,0,0,0,0]
["Zona20",2,0,0,0,0,0,0,0,0,0,0,0]
["Zona21",2,0,0,0,0,0,0,0,0,0,0,0]
["Zona22",2,null,null,0,0,0,0,0,0,0,0,0]
["Zona23",2,0,0,0,0,0,0,0,0,0,0,0]
["Zona24",2,0,0,0,0,0,0,0,0,0,0,0]
["Zona25",2,0,0,0,0,0,0,0,0,0,0,0]
["Zona26",2,0,0,0,0,0,0,0,0,0,0,0]
["Zona27",2,0,0,0,0,0,0,0,0,0,0,0]
["Zona28",2,0,0,0,0,0,0,0,0,0,0,0]
["Zona29",2,0,0,0,0,0,0,0,0,0,0,0]
["Zona3",2,0,0,0,0,0,0,0,0,0,0,0]
["Zona30",2,0,0,0,0,0,0,0,0,0,0,0]
["Zona31",2,0,0,0,0,0,0,0,0,0,0,0]
["Zona32",2,0,0,0,0,0,0,0,0,0,0,0]
["Zona33",2,0,0,0,0,0,0,0,0,0,0,0]
["Zona34",2,0,0,0,0,0,0,0,0,0,0,0]
["Zona35",2,0,0,0,0,0,0,0,0,0,0,0]
["Zona36",2,0,0,0,0,0,0,0,0,0,0,0]
["Zona37",2,0,0,0,0,0,0,0,0,0,0,0]
["Zona38",2,null,null,0,0,0,0,0,0,0,0,0]
["Zona39",2,0,0,0,0,0,0,0,0,0,0,0]
["Zona4",2,0,0,0,0,0,0,0,0,0,0,0]
["Zona40",2,0,0,0,0,0,0,0,0,0,0,0]
["Zona41",2,0,0,0,0,0,0,0,0,0,0,0]
["Zona42",2,0,0,0,0,0,0,0,0,0,0,0]
["Zona43",2,0,0,0,0,0,0,0,0,0,0,0]
["Zona44",2,0,0,0,0,0,0,0,0,0,0,0]
["Zona45",2,0,0,0,0,0,0,0,0,0,0,0]
["Zona46",2,0,0,0,0,0,0,0,0,0,0,0]
["Zona47",2,0,0,0,0,0,0,0,0,0,0,0]
["Zona5",2,0,0,0,0,0,0,0,0,0,0,0]
["Zona6",2,0,0,0,0,0,0,0,0,0,0,0]
["Zona7",2,0,0,0,0,0,0,0,0,0,0,0]
["Zona8",2,0.18483083900226757,0.25142980528243686,0.67047948075316499,0.89397264100422003,0.78392167794336987,0.78392167794336987,0.5252712338422425,0.5252712338422425,0.6003099815339914,0.80041330871198846,0.45485714285714285]
["Zona9",2,0,0,0,0,0,0,0,0,0,0,0]