{"text_format":"1","workbook":"xlsx","n_sheets":20,"sheets":["areas","barras","criterios","obras","proyectos","cortocircuito","zonas","zonaBarra","calificacionProyectos","ejecutar","ASIGNACION","RESUMEN","RESUMEN %","EXPANSION","BENEFICIO","INTERCAMBIO","PORCENTAJE BARRAS","PORCENTAJE AREAS","PORCENTAJE ZONAS","Hoja1"],"not_rendered":{"charts":0,"images":0,"macros":1,"external_links":1,"defined_names":8,"comments":0,"pivot_tables":0},"unopened":[],"bounds":{"document_bytes":16777216,"sheet_cells":100000,"rows_first":2000,"rows_last":500,"rows_between":2000,"halvings":0,"cell_chars":16384,"cell_head_chars":4096},"cells_cut":0,"cells_raw":0,"read":"whole","date_system":"1900"}

{"sheet":"areas","index":0,"n_rows":12,"n_cols":8,"rows_kept":12,"cut":false,"hidden":true,"merged":[]}
["nombre","periodo","limiteimportacion","limiteexportacion","demanda","generacion","factorimportacion","factorexportacion"]
["Santander",2023,9999999,999999,200,300,1,1]
["Santander",2024,9999999,999999,200,300,1,1]
["Santander",2025,9999999,999999,200,300,1,1]
["Santander",2026,9999999,999999,200,300,1,1]
["Santander",2027,9999999,999999,200,300,1,1]
["Santander",2028,9999999,999999,200,300,1,1]
["Santander",2029,9999999,999999,200,300,1,1]
["Santander",2030,9999999,999999,200,300,1,1]
["Santander",2031,9999999,999999,200,300,1,1]
["Santander",2032,9999999,999999,200,300,1,1]
["Santander",2033,9999999,999999,200,300,1,1]

{"sheet":"barras","index":1,"n_rows":958,"n_cols":7,"rows_kept":958,"cut":false,"hidden":false,"merged":[]}
["nombre","periodo","capacidad","cortocircuito","factorcapacidad","factorcorto","comentarios"]
["Barbosa 115",2023,41.07666015625,20.13630737621526,1,1]
["Barranca 115",2023,510.9375,12.204264092844999,1,1]
["Barranca 220",2023,516.89453125,25.8865129489757,1,1]
["Barranca 34.5",2023,80.795130357146263,2.0483505173316812,1,1]
["Bmanga 115",2023,121.875,19.639564116178931,1,1]
["Bmanga 220",2023,647.99250215291977,6.8146679715262692,1,1]
["Buena Vista 115",2023,156.903076171875,15.06265292665771,1,1]
["Cimitarra 115",2023,76.364697085227817,23.119785670776341,1,1]
["CiraInfanta 220",2023,388.4644091129303,31.622712714115728,1,1]
["Comuneros 220",2023,681.25,3.6761859666095522,1,1]
["Condor 115",2023,45.7763671875,15.86809634779879,1,1]
["Conucos 115",2023,154.56695556640619,28.70249267928499,1,1]
["Florida ESSA 115",2023,160.02565696835521,7.2021402082024188,1,1]
["Guatiguara 220",2023,700,3.4052455641673909,1,1]
["Lizama 115",2023,176.5625,17.174057148114379,1,1]
["Palenque 115",2023,273.48982379189692,3.154784914680981,1,1]
["Palenque 220",2023,549.84130859375,30.98014676954762,1,1]
["Palos 115",2023,180.50051927566531,15.4990081785388,1,1]
["Palos 220",2023,701.36982761323452,9.6631704522927695,1,1]
["Piedecuesta 115",2023,66.90673828125,18.500010237692742,1,1]
["Principal 115",2023,140.1211820526029,27.164280968022648,1,1]
["Realminas 115",2023,99.609375,8.37125309880782,1,1]
["Rio Frio 115",2023,66.16973876953125,25.282234896444461,1,1]
["Sabana de Torres 115",2023,81.40869140625,19.965875846649791,1,1]
["San Alberto 115",2023,72.278976440429688,19.45168972145953,1,1]
["San Gil 115",2023,56.0333251953125,21.090558032585989,1,1]
["Sn Silvestre 115",2023,143.27392578125,14.618928245094599,1,1]
["Sogamoso 220",2023,449.89013671875,0.9354773454454488,1,1]
["Sogamoso 500",2023,1000,20.14406498054203,1,1]
["Sta Rosa 115",2023,75.85688903927803,22.939058863361581,1,1]
["Wilches 115",2023,137.13240921497339,18.58971475029719,1,1]
["Bosconia 115",2023,26.171875,14.41763778900034,1,1]
["Charala 34.5",2023,17.19047844409943,14.128411697229771,1,1]
["Cimitarra 34.5 kV",2023,22.401885986328121,22.774922215141011,1,1]
["KM8 34.5 kV",2023,26.4453125,8.138854775446756,1,1]
["Magdalena M 220",2023,323.51160049438482,27.963212538726712,1,1]
["Merilectrica 220",2023,181.78253173828119,23.862456573446551,1,1]
["Oiba 34.5",2023,18.59375,32.908006631365787,1,1]
["Puerto Wilches 34.5 kV",2023,28.80767822265625,23.099192697351629,1,1]
["Sabana de Torres 34.5 kV",2023,31.318359375,9.1566229497083444,1,1]
["TBosconia 115",2023,140.5025448184461,13.238172935541289,1,1]
["TSta Rosa 115",2023,75.475168228149414,22.59929015168894,1,1]
["Suaita 115",2023,19.738548249006271,28.05699229288517,1,1]
["Oiba 115",2023,18.705394165590409,27.277047747674331,1,1]
["Mesa del Sol 115",2023,37.031306326389313,25.634930186340181,1,1]
["Cabrera 115",2023,0,0,1,1]
["Cabrera 220",2023,0,0,1,1]
["Paipa 115",2023,500,8.5571082228901503,1,1]
["Paipa 220",2023,500,1.3075027204927321,1,1]
["Sochagota 220",2023,500,20.296230842882991,1,1]
["Chiquinquira 115",2023,500,35.222599689966977,1,1]
["Sochagota 115",2023,500,16.801184609956209,1,1]
["Muiscas 115",2023,500,30.247735912329571,1,1]
["Chitaraque 34.5",2023,100,9.9646728006138439,1,1]
["Contratacion 34.5",2023,100,14.404827478047791,1,1]
["Landazuri 34.5  kV",2023,100,11.344113829087551,1,1]
["San Jose de Pare 34.5",2023,100,9.4299916875446641,1,1]
["San Silvestre 34.5",2023,100,3.344523205006968,1,1]
["Santana 34.5",2023,100,9.9265819407506619,1,1]
["Sucre 34.5",2023,100,10.191748421812729,1,1]
["Velez 34.5",2023,100,10.689155161017769,1,1]
["San Gil 34.5 2",2023,100,3.4292271253762099,1,1]
["San Gil 1 34.5",2023,100,3.4292271252557849,1,1]
["Malaga 34.5",2023,100,8.8253252468951651,1,1]
["Socorro 34.5",2023,100,6.3126178328821769,1,1]
["Vado Real 34.5",2023,100,7.4777113519872209,1,1]
["Barbosa 34.5",2023,100,19.29319355428834,1,1]
["Confines 34.5",2023,100,8.6797283441940341,1,1]
["Llanito 34.5 kV",2023,100,6.0152159169566284,1,1]
["Puente Sogamoso 34.5 kV",2023,100,10.00418382101731,1,1]
["Santa Catalina 34.5 kV",2023,100,11.86989327087027,1,1]
["Puerto Araujo 34.5 kV",2023,100,14.975815591774859,1,1]
["San Rafael 34.5 kV",2023,100,8.9051348253202267,1,1]
["Berlin 34.5",2023,100,2.977595366042141,1,1]
["Cafe Corriendo 34.5",2023,100,1.6628717787905209,1,1]
["La Esperanza 34.5",2023,100,9.7028811587983519,1,1]
["San Martin 34.5",2023,100,8.5441416209507235,1,1]
["Vijagual 34.5",2023,100,15.86415358831062,1,1]
["San Alberto 13.8",2023,15.871954716276379,12.864142158550241,1,1]
["San Alberto 34.5",2023,47.265625,23.670362429122591,1,1]
["Primavera 500",2023,1000,17.819917033404192,1,1]
["Primavera 220",2023,500,3.687025399893411,1,1]
["San Mateo 220",2023,500,8.6163530885728203,1,1]
["Tasajero 220",2023,500,26.223688179749772,1,1]
["Ocaña 115",2023,500,11.100469869424471,1,1]
["Ocaña 220",2023,500,1.2782090900615091,1,1]
["Ocaña 500",2023,1000,28.24662730724565,1,1]
["Barbosa 115",2024,42.63916015625,20.022818325577049,1,1]
["Barranca 115",2024,333.59375,11.694631625486879,1,1]
["Barranca 220",2024,367.822265625,25.451313646875239,1,1]
["Barranca 34.5",2024,76.022565178573132,1.6690034082597089,1,1]
["Bmanga 115",2024,118.06640625,19.018812046044282,1,1]
["Bmanga 220",2024,642.1875,5.9423096073888999,1,1]
["Buena Vista 115",2024,25.741910934448239,14.816965450204391,1,1]
["Cimitarra 115",2024,76.364697085227817,23.07621344512706,1,1]
["CiraInfanta 220",2024,386.94697001483291,31.391713411184352,1,1]
["Comuneros 220",2024,706.25,3.14519376002221,1,1]
["Condor 115",2024,45.418739318847663,15.653976106551999,1,1]
["Conucos 115",2024,154.56695556640619,28.39320706460645,1,1]
["Florida ESSA 115",2024,160.80690696835521,6.6800220011754314,1,1]
["Guatiguara 220",2024,900,2.3520513966927399,1,1]
["Lizama 115",2024,27.587890625,16.97029332320162,1,1]
["Palenque 115",2024,230.49491189594849,2.4814115858867889,1,1]
["Palenque 220",2024,724.84130859375,29.955869502077139,1,1]
["Palos 115",2024,185.18801927566531,15.059593895958249,1,1]
["Palos 220",2024,677.82530983095057,8.9319811902841195,1,1]
["Piedecuesta 115",2024,67.68798828125,18.108593131214821,1,1]
["Principal 115",2024,140.1211820526029,26.806353474469791,1,1]
["Realminas 115",2024,155.9561686444795,7.8507364017455217,1,1]
["Rio Frio 115",2024,66.16973876953125,24.823585668645489,1,1]
["Sabana de Torres 115",2024,31.80027008056641,19.8307545373594,1,1]
["San Alberto 115",2024,45.174360275268548,19.274303073005971,1,1]
["San Gil 115",2024,12.257289886474609,20.96943803943806,1,1]
["Sn Silvestre 115",2024,143.27392578125,14.37177282394358,1,1]
["Sogamoso 220",2024,599.89013671875,0.2,1,1]
["Sogamoso 500",2024,1000,18.07849769914014,1,1]
["Sta Rosa 115",2024,75.85688903927803,22.891279235703671,1,1]
["Wilches 115",2024,98.303985595703125,18.45187932865009,1,1]
["Bosconia 115",2024,26.5625,14.14057390593331,1,1]
["Charala 34.5",2024,17.81547844409943,14.079567813418469,1,1]
["Cimitarra 34.5 kV",2024,23.026885986328121,22.723484307878831,1,1]
["KM8 34.5 kV",2024,26.4453125,7.9905198080982629,1,1]
["Magdalena M 220",2024,320.98416611552238,27.623708457415251,1,1]
["Merilectrica 220",2024,178.94217967987061,23.352620702907441,1,1]
["Oiba 34.5",2024,19.21875,32.73067552410712,1,1]
["Puerto Wilches 34.5 kV",2024,28.532438278198239,22.939713407922831,1,1]
["Sabana de Torres 34.5 kV",2024,31.318359375,9.0723409878026526,1,1]
["TBosconia 115",2024,140.5025448184461,12.91766153787254,1,1]
["TSta Rosa 115",2024,75.475168228149414,22.543591111044918,1,1]
["Suaita 115",2024,20.519798249006271,27.974824515129839,1,1]
["Oiba 115",2024,44.096019165590413,27.174772392925821,1,1]
["Mesa del Sol 115",2024,18.804960243869569,25.412343312117969,1,1]
["Cabrera 115",2024,0,0,1,1]
["Cabrera 220",2024,0,0,1,1]
["Paipa 115",2024,500,7.6874313406224184,1,1]
["Paipa 220",2024,500,0.79628187782806137,1,1]
["Sochagota 220",2024,500,19.717699733750589,1,1]
["Chiquinquira 115",2024,500,35.118899932506316,1,1]
["Sochagota 115",2024,500,16.035728069849679,1,1]
["Muiscas 115",2024,500,30.026477928412699,1,1]
["Chitaraque 34.5",2024,100,9.9039051204727357,1,1]
["Contratacion 34.5",2024,100,14.365151559532849,1,1]
["Landazuri 34.5  kV",2024,100,11.317417105610261,1,1]
["San Jose de Pare 34.5",2024,100,9.3574843579286497,1,1]
["San Silvestre 34.5",2024,100,3.0456313023507211,1,1]
["Santana 34.5",2024,100,9.865073144836348,1,1]
["Sucre 34.5",2024,100,10.138105512497461,1,1]
["Velez 34.5",2024,100,10.647085063044649,1,1]
["San Gil 34.5 2",2024,100,3.1531599706495741,1,1]
["San Gil 1 34.5",2024,100,3.153159970526012,1,1]
["Malaga 34.5",2024,100,8.7142952549788717,1,1]
["Socorro 34.5",2024,100,6.2086404983803014,1,1]
["Vado Real 34.5",2024,100,7.4169034660430757,1,1]
["Barbosa 34.5",2024,100,19.16013363765946,1,1]
["Confines 34.5",2024,100,8.5796839923368058,1,1]
["Llanito 34.5 kV",2024,100,5.8947281069901161,1,1]
["Puente Sogamoso 34.5 kV",2024,100,9.8934081793236679,1,1]
["Santa Catalina 34.5 kV",2024,100,11.85439357264519,1,1]
["Puerto Araujo 34.5 kV",2024,100,14.95216303185841,1,1]
["San Rafael 34.5 kV",2024,100,8.8781045563954653,1,1]
["Berlin 34.5",2024,100,2.6413447454281709,1,1]
["Cafe Corriendo 34.5",2024,100,1.563435202222021,1,1]
["La Esperanza 34.5",2024,100,9.6199146065951844,1,1]
["San Martin 34.5",2024,100,8.5014402111665834,1,1]
["Vijagual 34.5",2024,100,15.74007928488194,1,1]
["San Alberto 13.8",2024,16.184454716276381,12.65393660945667,1,1]
["San Alberto 34.5",2024,44.53125,23.43314569511907,1,1]
["Primavera 500",2024,1000,15.688435126043981,1,1]
["Primavera 220",2024,500,0.1575,1,1]
["San Mateo 220",2024,500,8.4016478903558092,1,1]
["Tasajero 220",2024,500,25.977848166127021,1,1]
["Ocaña 115",2024,500,9.2708848396460191,1,1]
["Ocaña 220",2024,500,0.1,1,1]
["Ocaña 500",2024,1000,27.04201652589742,1,1]
["Barbosa 115",2025,43.02978515625,19.82555967725358,1,1]
["Barranca 115",2025,327.33154296875,11.805435736580669,1,1]
["Barranca 220",2025,359.20143127441412,25.524784282152979,1,1]
["Barranca 34.5",2025,76.022565178573132,1.8401175314409099,1,1]
["Bmanga 115",2025,118.06640625,19.11716482330808,1,1]
["Bmanga 220",2025,654.6875,5.8600286761711509,1,1]
["Buena Vista 115",2025,12.870955467224119,14.866691667989119,1,1]
["Cimitarra 115",2025,33.40955497478717,23.054920972647039,1,1]
["CiraInfanta 220",2025,387.5732421875,31.447667722489779,1,1]
["Comuneros 220",2025,672.75390625,3.2262609139039711,1,1]
["Condor 115",2025,45.809364318847663,15.720450678770611,1,1]
["Conucos 115",2025,154.56695556640619,28.462148549986502,1,1]
["Florida ESSA 115",2025,160.80690696835521,6.7786104984200897,1,1]
["Guatiguara 220",2025,775,2.2004608861074111,1,1]
["Lizama 115",2025,13.7939453125,16.968625163323011,1,1]
["Palenque 115",2025,236.74491189594849,2.5729620217394822,1,1]
["Palenque 220",2025,623.32839965820313,29.810945067191181,1,1]
["Palos 115",2025,186.75051927566531,15.15861133800685,1,1]
["Palos 220",2025,693.99363398551941,8.9096639038220609,1,1]
["Piedecuesta 115",2025,44.420242309570313,18.178580636687759,1,1]
["Principal 115",2025,140.1211820526029,26.876417644752479,1,1]
["Realminas 115",2025,157.5186686444795,7.9120423785428002,1,1]
["Rio Frio 115",2025,43.423891067504883,24.883164554283731,1,1]
["Sabana de Torres 115",2025,15.9001350402832,19.78784193394123,1,1]
["San Alberto 115",2025,22.587180137634281,19.26182536536637,1,1]
["San Gil 115",2025,4.5964837074279794,20.938248151973799,1,1]
["Sn Silvestre 115",2025,143.27392578125,14.44251683013275,1,1]
["Sogamoso 220",2025,512.43820190429688,0.2,1,1]
["Sogamoso 500",2025,1000,15.63624954822367,1,1]
["Sta Rosa 115",2025,75.85688903927803,22.864344515294821,1,1]
["Wilches 115",2025,98.303985595703125,18.504293477445419,1,1]
["Bosconia 115",2025,26.1474609375,14.21002915120639,1,1]
["Charala 34.5",2025,5.5673370137810707,14.079861188688019,1,1]
["Cimitarra 34.5 kV",2025,22.648525238037109,22.72484903848115,1,1]
["KM8 34.5 kV",2025,26.4453125,8.0655767683374471,1,1]
["Magdalena M 220",2025,320.98416611552238,27.703151312051421,1,1]
["Merilectrica 220",2025,178.94217967987061,23.434264655066759,1,1]
["Oiba 34.5",2025,5.4052734375,32.587571944214567,1,1]
["Puerto Wilches 34.5 kV",2025,28.532438278198239,23.01939827990125,1,1]
["Sabana de Torres 34.5 kV",2025,15.6591796875,9.0470010329819726,1,1]
["TBosconia 115",2025,140.5025448184461,12.987247711829371,1,1]
["TSta Rosa 115",2025,33.020386099815369,22.504315822246141,1,1]
["Suaita 115",2025,5.7711932575330138,27.59729989421886,1,1]
["Oiba 115",2025,4.8230020962364506,26.901609939151559,1,1]
["Mesa del Sol 115",2025,4.7012400609673932,25.416152330976811,1,1]
["Cabrera 115",2025,0,0,1,1]
["Cabrera 220",2025,0,0,1,1]
["Paipa 115",2025,500,6.6483017332743506,1,1]
["Paipa 220",2025,500,0.1,1,1]
["Sochagota 220",2025,500,18.253945674180329,1,1]
["Chiquinquira 115",2025,500,35.052004208634301,1,1]
["Sochagota 115",2025,500,15.424565363999131,1,1]
["Muiscas 115",2025,500,29.881159839389319,1,1]
["Chitaraque 34.5",2025,100,9.8977670510302893,1,1]
["Contratacion 34.5",2025,100,14.364607101606341,1,1]
["Landazuri 34.5  kV",2025,100,11.321230324127971,1,1]
["San Jose de Pare 34.5",2025,100,9.3468658394512687,1,1]
["San Silvestre 34.5",2025,100,3.1882626233328391,1,1]
["Santana 34.5",2025,100,9.8588783919357912,1,1]
["Sucre 34.5",2025,100,10.138314509520921,1,1]
["Velez 34.5",2025,100,10.65005800793794,1,1]
["San Gil 34.5 2",2025,100,3.1209410004614848,1,1]
["San Gil 1 34.5",2025,100,3.1209410003355331,1,1]
["Malaga 34.5",2025,100,8.7199309761084134,1,1]
["Socorro 34.5",2025,100,6.199716709192935,1,1]
["Vado Real 34.5",2025,100,7.4100867988249313,1,1]
["Barbosa 34.5",2025,100,19.10388621140773,1,1]
["Confines 34.5",2025,100,8.5507817821204313,1,1]
["Llanito 34.5 kV",2025,100,5.9579292255542269,1,1]
["Puente Sogamoso 34.5 kV",2025,100,9.9520359170584278,1,1]
["Santa Catalina 34.5 kV",2025,100,11.84983268632749,1,1]
["Puerto Araujo 34.5 kV",2025,100,14.955927745488699,1,1]
["San Rafael 34.5 kV",2025,100,8.8701256310837397,1,1]
["Berlin 34.5",2025,100,2.7973695894272801,1,1]
["Cafe Corriendo 34.5",2025,100,1.559397221845741,1,1]
["La Esperanza 34.5",2025,100,9.6167032429393551,1,1]
["San Martin 34.5",2025,100,8.4999881435736366,1,1]
["Vijagual 34.5",2025,100,15.734691598256081,1,1]
["San Alberto 13.8",2025,16.496954716276381,12.64633032964999,1,1]
["San Alberto 34.5",2025,22.265625,23.421711197680072,1,1]
["Primavera 500",2025,1000,15.218680916981279,1,1]
["Primavera 220",2025,500,0.1575,1,1]
["San Mateo 220",2025,500,8.4474936623647405,1,1]
["Tasajero 220",2025,500,26.039326276060329,1,1]
["Ocaña 115",2025,500,9.3555058773601303,1,1]
["Ocaña 220",2025,500,0.1,1,1]
["Ocaña 500",2025,1000,26.955900464535471,1,1]
["Barbosa 115",2026,43.42041015625,19.60566129086833,1,1]
["Barranca 115",2026,325.34198760986328,11.82396700259806,1,1]
["Barranca 220",2026,359.20143127441412,25.535969908542189,1,1]
["Barranca 34.5",2026,76.335065178573132,1.87312814161848,1,1]
["Bmanga 115",2026,110.687255859375,19.052762052144171,1,1]
["Bmanga 220",2026,630.810546875,5.6170930972681994,1,1]
["Buena Vista 115",2026,12.870955467224119,14.878237811085921,1,1]
["Cimitarra 115",2026,34.97205497478717,23.017327569891361,1,1]
["CiraInfanta 220",2026,387.5732421875,31.455569051313709,1,1]
["Comuneros 220",2026,691.50390625,3.2350282262048,1,1]
["Condor 115",2026,45.451478660106659,15.732583663661901,1,1]
["Conucos 115",2026,152.15184688568121,28.435756175278211,1,1]
["Florida ESSA 115",2026,150.75647528283301,6.7318303657018497,1,1]
["Guatiguara 220",2026,775,1.928406467063581,1,1]
["Lizama 115",2026,12.93182373046875,16.976810587089521,1,1]
["Palenque 115",2026,242.99491189594849,2.5248874120876188,1,1]
["Palenque 220",2026,623.32839965820313,29.717248269090359,1,1]
["Palos 115",2026,177.9965886846185,15.11783101170381,1,1]
["Palos 220",2026,638.86982761323452,8.4351487182436706,1,1]
["Piedecuesta 115",2026,43.03210973739624,18.146227095697501,1,1]
["Principal 115",2026,141.22449844671789,26.83723114575772,1,1]
["Realminas 115",2026,152.59621024933949,7.8604350023587592,1,1]
["Rio Frio 115",2026,42.066894471645362,24.829109787297849,1,1]
["Sabana de Torres 115",2026,15.9001350402832,19.79793843724541,1,1]
["San Alberto 115",2026,21.175481379032139,19.275342649064211,1,1]
["San Gil 115",2026,4.5964837074279794,20.89876853114497,1,1]
["Sn Silvestre 115",2026,143.27392578125,14.45367347253833,1,1]
["Sogamoso 220",2026,512.43820190429688,0.2,1,1]
["Sogamoso 500",2026,1000,15.60444042971737,1,1]
["Sta Rosa 115",2026,33.187388954684138,22.820180924070371,1,1]
["Wilches 115",2026,98.303985595703125,18.51420565257845,1,1]
["Bosconia 115",2026,26.1474609375,14.18792138922602,1,1]
["Charala 34.5",2026,5.5673370137810707,14.07523446738686,1,1]
["Cimitarra 34.5 kV",2026,22.317459583282471,22.701576424483921,1,1]
["KM8 34.5 kV",2026,26.4453125,8.0802816072760084,1,1]
["Magdalena M 220",2026,320.98416611552238,27.714365831823489,1,1]
["Merilectrica 220",2026,182.06717967987061,23.443400815395272,1,1]
["Oiba 34.5",2026,5.4052734375,32.463712819203529,1,1]
["Puerto Wilches 34.5 kV",2026,28.532438278198239,23.034979815564469,1,1]
["Sabana de Torres 34.5 kV",2026,15.6591796875,9.054747257477727,1,1]
["TBosconia 115",2026,141.60886406898501,12.956704722365391,1,1]
["TSta Rosa 115",2026,34.582886099815369,22.446317241374711,1,1]
["Suaita 115",2026,19.83369325753301,27.106124937179359,1,1]
["Oiba 115",2026,4.8230020962364506,26.675218774144,1,1]
["Mesa del Sol 115",2026,4.7012400609673932,25.386198261697309,1,1]
["Cabrera 115",2026,0,0,1,1]
["Cabrera 220",2026,0,0,1,1]
["Paipa 115",2026,500,5.7818424163821973,1,1]
["Paipa 220",2026,500,0.1,1,1]
["Sochagota 220",2026,500,17.583256840671599,1,1]
["Chiquinquira 115",2026,500,34.946336355555182,1,1]
["Sochagota 115",2026,500,14.77951833598917,1,1]
["Muiscas 115",2026,500,29.671078050587109,1,1]
["Chitaraque 34.5",2026,100,9.87630507685315,1,1]
["Contratacion 34.5",2026,100,14.360653472814789,1,1]
["Landazuri 34.5  kV",2026,100,11.311626863076221,1,1]
["San Jose de Pare 34.5",2026,100,9.3129042548210705,1,1]
["San Silvestre 34.5",2026,100,3.2147656273026999,1,1]
["Santana 34.5",2026,100,9.8362868197996054,1,1]
["Sucre 34.5",2026,100,10.1153182097267,1,1]
["Velez 34.5",2026,100,10.63421524703277,1,1]
["San Gil 34.5 2",2026,100,3.0620754777633952,1,1]
["San Gil 1 34.5",2026,100,3.0620754776348562,1,1]
["Malaga 34.5",2026,100,8.7106789455343083,1,1]
["Socorro 34.5",2026,100,6.1807299925568584,1,1]
["Vado Real 34.5",2026,100,7.3898413401939749,1,1]
["Barbosa 34.5",2026,100,19.000305482312939,1,1]
["Confines 34.5",2026,100,8.5169970619560225,1,1]
["Llanito 34.5 kV",2026,100,5.9703792818645951,1,1]
["Puente Sogamoso 34.5 kV",2026,100,9.9635917475577642,1,1]
["Santa Catalina 34.5 kV",2026,100,11.85136654953221,1,1]
["Puerto Araujo 34.5 kV",2026,100,14.947721099487,1,1]
["San Rafael 34.5 kV",2026,100,8.8727730803096012,1,1]
["Berlin 34.5",2026,100,2.8275967934003279,1,1]
["Cafe Corriendo 34.5",2026,100,1.568559832377761,1,1]
["La Esperanza 34.5",2026,100,9.6244359030822064,1,1]
["San Martin 34.5",2026,100,8.5040792140433279,1,1]
["Vijagual 34.5",2026,100,15.74592998497396,1,1]
["San Alberto 13.8",2026,16.199859082698818,12.66622225544849,1,1]
["San Alberto 34.5",2026,22.265625,23.44259967113187,1,1]
["Primavera 500",2026,1000,15.22993420060669,1,1]
["Primavera 220",2026,500,0.1575,1,1]
["San Mateo 220",2026,500,8.3316784558224395,1,1]
["Tasajero 220",2026,500,25.930862954125011,1,1]
["Ocaña 115",2026,500,9.401420956163431,1,1]
["Ocaña 220",2026,500,0.1,1,1]
["Ocaña 500",2026,1000,26.979500308512939,1,1]
["Barbosa 115",2027,52.79541015625,19.380400376189069,1,1]
["Barranca 115",2027,328.46698760986328,11.82914985218515,1,1]
["Barranca 220",2027,359.20143127441412,25.542274069689888,1,1]
["Barranca 34.5",2027,76.647565178573132,1.864824403775341,1,1]
["Bmanga 115",2027,110.687255859375,19.016649805027331,1,1]
["Bmanga 220",2027,630.810546875,5.7935632839139899,1,1]
["Buena Vista 115",2027,12.870955467224119,14.87929337912459,1,1]
["Cimitarra 115",2027,53.72205497478717,22.99412077296515,1,1]
["CiraInfanta 220",2027,387.5732421875,31.457776893805342,1,1]
["Comuneros 220",2027,673.284912109375,3.2437071946281288,1,1]
["Condor 115",2027,45.451478660106659,15.732195649841451,1,1]
["Conucos 115",2027,155.27684688568121,28.435651688900691,1,1]
["Florida ESSA 115",2027,163.25647528283301,6.6819086343411476,1,1]
["Guatiguara 220",2027,716.40625,2.2761065788638279,1,1]
["Lizama 115",2027,12.93182373046875,16.977992169140521,1,1]
["Palenque 115",2027,232.24618392196129,2.5501531061000509,1,1]
["Palenque 220",2027,581.45432472229004,29.836137133859779,1,1]
["Palos 115",2027,176.60599033551989,15.12707863089728,1,1]
["Palos 220",2027,638.86982761323452,8.5389109470730205,1,1]
["Piedecuesta 115",2027,69.59460973739624,17.743229150429041,1,1]
["Principal 115",2027,140.69765220474329,26.853704859120679,1,1]
["Realminas 115",2027,158.06496024933949,7.8852306775279501,1,1]
["Rio Frio 115",2027,63.941894471645362,24.69856260607639,1,1]
["Sabana de Torres 115",2027,15.9001350402832,19.796356616652911,1,1]
["San Alberto 115",2027,21.175481379032139,19.27370318218064,1,1]
["San Gil 115",2027,4.5964837074279794,15.56544872030225,1,1]
["Sn Silvestre 115",2027,143.27392578125,14.45499678393611,1,1]
["Sogamoso 220",2027,484.32865142822271,0.2,1,1]
["Sogamoso 500",2027,1000,15.641256509211869,1,1]
["Sta Rosa 115",2027,51.937388954684138,22.79106089668003,1,1]
["Wilches 115",2027,92.15998649597168,18.512593213056999,1,1]
["Bosconia 115",2027,26.5380859375,14.196981870072991,1,1]
["Charala 34.5",2027,13.067337013781071,14.011938631424769,1,1]
["Cimitarra 34.5 kV",2027,22.942459583282471,22.698207753185581,1,1]
["KM8 34.5 kV",2027,26.4453125,8.0759290010147122,1,1]
["Magdalena M 220",2027,320.98416611552238,27.716432316781681,1,1]
["Merilectrica 220",2027,182.06717967987061,23.45191625236362,1,1]
["Oiba 34.5",2027,25.4052734375,31.688344023563179,1,1]
["Puerto Wilches 34.5 kV",2027,28.532438278198239,23.030445493753401,1,1]
["Sabana de Torres 34.5 kV",2027,15.6591796875,9.0530161899306663,1,1]
["TBosconia 115",2027,141.51823502652411,12.967314596621049,1,1]
["TSta Rosa 115",2027,53.332886099815369,22.404120082992161,1,1]
["Suaita 115",2027,23.73994325753301,26.52626098664798,1,1]
["Oiba 115",2027,23.573002096236451,25.321868713327628,1,1]
["Mesa del Sol 115",2027,4.7012400609673932,24.12251995028717,1,1]
["Cabrera 115",2027,131.25,17.498901706370059,1,1]
["Cabrera 220",2027,262.5,27.876299762270239,1,1]
["Paipa 115",2027,500,6.0609537755277572,1,1]
["Paipa 220",2027,500,0.1,1,1]
["Sochagota 220",2027,500,17.879590392329671,1,1]
["Chiquinquira 115",2027,500,34.912413261768918,1,1]
["Sochagota 115",2027,500,14.94604418460408,1,1]
["Muiscas 115",2027,500,29.693408946367459,1,1]
["Chitaraque 34.5",2027,100,9.8391753662655468,1,1]
["Contratacion 34.5",2027,100,14.32758323597011,1,1]
["Landazuri 34.5  kV",2027,100,11.31353580480225,1,1]
["San Jose de Pare 34.5",2027,100,9.2785897888120221,1,1]
["San Silvestre 34.5",2027,100,3.2075912328833489,1,1]
["Santana 34.5",2027,100,9.801479929577285,1,1]
["Sucre 34.5",2027,100,10.114360940673169,1,1]
["Velez 34.5",2027,100,10.636292710094491,1,1]
["San Gil 34.5 2",2027,100,6.25E-2,1,1]
["San Gil 1 34.5",2027,100,6.25E-2,1,1]
["Malaga 34.5",2027,100,8.0263312819810295,1,1]
["Socorro 34.5",2027,100,5.7060356957053857,1,1]
["Vado Real 34.5",2027,100,7.3449028087784267,1,1]
["Barbosa 34.5",2027,100,18.90765628304149,1,1]
["Confines 34.5",2027,100,8.1515696715417718,1,1]
["Llanito 34.5 kV",2027,100,5.9665220814443716,1,1]
["Puente Sogamoso 34.5 kV",2027,100,9.9599738862091414,1,1]
["Santa Catalina 34.5 kV",2027,100,11.85099430346663,1,1]
["Puerto Araujo 34.5 kV",2027,100,14.949790134604211,1,1]
["San Rafael 34.5 kV",2027,100,8.8721385255390306,1,1]
["Berlin 34.5",2027,100,2.8196228462381612,1,1]
["Cafe Corriendo 34.5",2027,100,1.567030006261638,1,1]
["La Esperanza 34.5",2027,100,9.6231262691480364,1,1]
["San Martin 34.5",2027,100,8.5033627106857868,1,1]
["Vijagual 34.5",2027,100,15.744094318000309,1,1]
["San Alberto 13.8",2027,16.496954716276381,12.66277826992915,1,1]
["San Alberto 34.5",2027,22.265625,23.439301201606639,1,1]
["Primavera 500",2027,1000,15.23678689444214,1,1]
["Primavera 220",2027,500,0.1575,1,1]
["San Mateo 220",2027,500,8.3367366784633496,1,1]
["Tasajero 220",2027,500,25.934221795959019,1,1]
["Ocaña 115",2027,500,9.401140051010799,1,1]
["Ocaña 220",2027,500,0.1,1,1]
["Ocaña 500",2027,1000,26.982480669507741,1,1]
["Barbosa 115",2028,52.79541015625,19.380400376189069,1,1]
["Barranca 115",2028,328.46698760986328,11.82914985218515,1,1]
["Barranca 220",2028,359.20143127441412,25.542274069689888,1,1]
["Barranca 34.5",2028,76.647565178573132,1.864824403775341,1,1]
["Bmanga 115",2028,107.2282791137695,19.016649805027331,1,1]
["Bmanga 220",2028,623.59771728515625,5.7935632839139899,1,1]
["Buena Vista 115",2028,12.870955467224119,14.87929337912459,1,1]
["Cimitarra 115",2028,53.72205497478717,22.99412077296515,1,1]
["CiraInfanta 220",2028,387.5732421875,31.457776893805342,1,1]
["Comuneros 220",2028,669.01483535766602,3.2437071946281288,1,1]
["Condor 115",2028,45.451478660106659,15.732195649841451,1,1]
["Conucos 115",2028,155.27684688568121,28.435651688900691,1,1]
["Florida ESSA 115",2028,163.25647528283301,6.6819086343411476,1,1]
["Guatiguara 220",2028,728.90625,2.2761065788638279,1,1]
["Lizama 115",2028,12.93182373046875,16.977992169140521,1,1]
["Palenque 115",2028,232.24618392196129,2.5501531061000509,1,1]
["Palenque 220",2028,581.45432472229004,29.836137133859779,1,1]
["Palos 115",2028,176.60599033551989,15.12707863089728,1,1]
["Palos 220",2028,645.11982761323452,8.5389109470730205,1,1]
["Piedecuesta 115",2028,69.59460973739624,17.743229150429041,1,1]
["Principal 115",2028,140.69765220474329,26.853704859120679,1,1]
["Realminas 115",2028,158.06496024933949,7.8852306775279501,1,1]
["Rio Frio 115",2028,63.941894471645362,24.69856260607639,1,1]
["Sabana de Torres 115",2028,15.9001350402832,19.796356616652911,1,1]
["San Alberto 115",2028,21.175481379032139,19.27370318218064,1,1]
["San Gil 115",2028,4.5964837074279794,15.56544872030225,1,1]
["Sn Silvestre 115",2028,143.27392578125,14.45499678393611,1,1]
["Sogamoso 220",2028,484.32865142822271,0.2,1,1]
["Sogamoso 500",2028,1000,15.641256509211869,1,1]
["Sta Rosa 115",2028,55.062388954684138,22.79106089668003,1,1]
["Wilches 115",2028,92.15998649597168,18.512593213056999,1,1]
["Bosconia 115",2028,26.123428344726559,14.196981870072991,1,1]
["Charala 34.5",2028,13.067337013781071,14.011938631424769,1,1]
["Cimitarra 34.5 kV",2028,22.942459583282471,22.698207753185581,1,1]
["KM8 34.5 kV",2028,26.4453125,8.0759290010147122,1,1]
["Magdalena M 220",2028,320.98416611552238,27.716432316781681,1,1]
["Merilectrica 220",2028,182.06717967987061,23.45191625236362,1,1]
["Oiba 34.5",2028,25.4052734375,31.688344023563179,1,1]
["Puerto Wilches 34.5 kV",2028,28.532438278198239,23.030445493753401,1,1]
["Sabana de Torres 34.5 kV",2028,15.6591796875,9.0530161899306663,1,1]
["TBosconia 115",2028,141.51823502652411,12.967314596621049,1,1]
["TSta Rosa 115",2028,53.332886099815369,22.404120082992161,1,1]
["Suaita 115",2028,23.73994325753301,26.52626098664798,1,1]
["Oiba 115",2028,23.573002096236451,25.321868713327628,1,1]
["Mesa del Sol 115",2028,4.7012400609673932,24.12251995028717,1,1]
["Cabrera 115",2028,114.84375,17.498901706370059,1,1]
["Cabrera 220",2028,262.5,27.876299762270239,1,1]
["Paipa 115",2028,500,6.0609537755277572,1,1]
["Paipa 220",2028,500,0.1,1,1]
["Sochagota 220",2028,500,17.879590392329671,1,1]
["Chiquinquira 115",2028,500,34.912413261768918,1,1]
["Sochagota 115",2028,500,14.94604418460408,1,1]
["Muiscas 115",2028,500,29.693408946367459,1,1]
["Chitaraque 34.5",2028,100,9.8391753662655468,1,1]
["Contratacion 34.5",2028,100,14.32758323597011,1,1]
["Landazuri 34.5  kV",2028,100,11.31353580480225,1,1]
["San Jose de Pare 34.5",2028,100,9.2785897888120221,1,1]
["San Silvestre 34.5",2028,100,3.2075912328833489,1,1]
["Santana 34.5",2028,100,9.801479929577285,1,1]
["Sucre 34.5",2028,100,10.114360940673169,1,1]
["Velez 34.5",2028,100,10.636292710094491,1,1]
["San Gil 34.5 2",2028,100,6.25E-2,1,1]
["San Gil 1 34.5",2028,100,6.25E-2,1,1]
["Malaga 34.5",2028,100,8.0263312819810295,1,1]
["Socorro 34.5",2028,100,5.7060356957053857,1,1]
["Vado Real 34.5",2028,100,7.3449028087784267,1,1]
["Barbosa 34.5",2028,100,18.90765628304149,1,1]
["Confines 34.5",2028,100,8.1515696715417718,1,1]
["Llanito 34.5 kV",2028,100,5.9665220814443716,1,1]
["Puente Sogamoso 34.5 kV",2028,100,9.9599738862091414,1,1]
["Santa Catalina 34.5 kV",2028,100,11.85099430346663,1,1]
["Puerto Araujo 34.5 kV",2028,100,14.949790134604211,1,1]
["San Rafael 34.5 kV",2028,100,8.8721385255390306,1,1]
["Berlin 34.5",2028,100,2.8196228462381612,1,1]
["Cafe Corriendo 34.5",2028,100,1.567030006261638,1,1]
["La Esperanza 34.5",2028,100,9.6231262691480364,1,1]
["San Martin 34.5",2028,100,8.5033627106857868,1,1]
["Vijagual 34.5",2028,100,15.744094318000309,1,1]
["San Alberto 13.8",2028,16.496954716276381,12.66277826992915,1,1]
["San Alberto 34.5",2028,22.265625,23.439301201606639,1,1]
["Primavera 500",2028,1000,15.23678689444214,1,1]
["Primavera 220",2028,500,0.1575,1,1]
["San Mateo 220",2028,500,8.3367366784633496,1,1]
["Tasajero 220",2028,500,25.934221795959019,1,1]
["Ocaña 115",2028,500,9.401140051010799,1,1]
["Ocaña 220",2028,500,0.1,1,1]
["Ocaña 500",2028,1000,26.982480669507741,1,1]
["Barbosa 115",2029,55.92041015625,19.380400376189069,1,1]
["Barranca 115",2029,331.59198760986328,11.82914985218515,1,1]
["Barranca 220",2029,362.32643127441412,25.542274069689888,1,1]
["Barranca 34.5",2029,76.960065178573132,1.864824403775341,1,1]
["Bmanga 115",2029,107.2282791137695,19.016649805027331,1,1]
["Bmanga 220",2029,595.64800262451172,5.7935632839139899,1,1]
["Buena Vista 115",2029,14.433455467224119,14.87929337912459,1,1]
["Cimitarra 115",2029,56.84705497478717,22.99412077296515,1,1]
["CiraInfanta 220",2029,387.02453274909197,31.457776893805342,1,1]
["Comuneros 220",2029,660.60812175273895,3.2437071946281288,1,1]
["Condor 115",2029,45.451478660106659,15.732195649841451,1,1]
["Conucos 115",2029,156.05809688568121,28.435651688900691,1,1]
["Florida ESSA 115",2029,163.25647528283301,6.6819086343411476,1,1]
["Guatiguara 220",2029,728.90625,2.2761065788638279,1,1]
["Lizama 115",2029,12.93182373046875,16.977992169140521,1,1]
["Palenque 115",2029,228.21541093171609,2.5501531061000509,1,1]
["Palenque 220",2029,593.95432472229004,29.836137133859779,1,1]
["Palos 115",2029,176.60599033551989,15.12707863089728,1,1]
["Palos 220",2029,645.11982761323452,8.5389109470730205,1,1]
["Piedecuesta 115",2029,71.15710973739624,17.743229150429041,1,1]
["Principal 115",2029,140.69765220474329,26.853704859120679,1,1]
["Realminas 115",2029,158.06496024933949,7.8852306775279501,1,1]
["Rio Frio 115",2029,63.941894471645362,24.69856260607639,1,1]
["Sabana de Torres 115",2029,15.9001350402832,19.796356616652911,1,1]
["San Alberto 115",2029,22.737981379032139,19.27370318218064,1,1]
["San Gil 115",2029,4.5964837074279794,15.56544872030225,1,1]
["Sn Silvestre 115",2029,143.27392578125,14.45499678393611,1,1]
["Sogamoso 220",2029,490.57865142822271,0.2,1,1]
["Sogamoso 500",2029,1000,15.641256509211869,1,1]
["Sta Rosa 115",2029,58.187388954684138,22.79106089668003,1,1]
["Wilches 115",2029,92.94123649597168,18.512593213056999,1,1]
["Bosconia 115",2029,26.123428344726559,14.196981870072991,1,1]
["Charala 34.5",2029,13.067337013781071,14.011938631424769,1,1]
["Cimitarra 34.5 kV",2029,22.942459583282471,22.698207753185581,1,1]
["KM8 34.5 kV",2029,26.04248046875,8.0759290010147122,1,1]
["Magdalena M 220",2029,320.98416611552238,27.716432316781681,1,1]
["Merilectrica 220",2029,182.06717967987061,23.45191625236362,1,1]
["Oiba 34.5",2029,25.4052734375,31.688344023563179,1,1]
["Puerto Wilches 34.5 kV",2029,28.532438278198239,23.030445493753401,1,1]
["Sabana de Torres 34.5 kV",2029,15.6591796875,9.0530161899306663,1,1]
["TBosconia 115",2029,141.51823502652411,12.967314596621049,1,1]
["TSta Rosa 115",2029,56.457886099815369,22.404120082992161,1,1]
["Suaita 115",2029,23.73994325753301,26.52626098664798,1,1]
["Oiba 115",2029,23.573002096236451,25.321868713327628,1,1]
["Mesa del Sol 115",2029,4.7012400609673932,24.12251995028717,1,1]
["Cabrera 115",2029,114.84375,17.498901706370059,1,1]
["Cabrera 220",2029,262.5,27.876299762270239,1,1]
["Paipa 115",2029,500,6.0609537755277572,1,1]
["Paipa 220",2029,500,0.1,1,1]
["Sochagota 220",2029,500,17.879590392329671,1,1]
["Chiquinquira 115",2029,500,34.912413261768918,1,1]
["Sochagota 115",2029,500,14.94604418460408,1,1]
["Muiscas 115",2029,500,29.693408946367459,1,1]
["Chitaraque 34.5",2029,100,9.8391753662655468,1,1]
["Contratacion 34.5",2029,100,14.32758323597011,1,1]
["Landazuri 34.5  kV",2029,100,11.31353580480225,1,1]
["San Jose de Pare 34.5",2029,100,9.2785897888120221,1,1]
["San Silvestre 34.5",2029,100,3.2075912328833489,1,1]
["Santana 34.5",2029,100,9.801479929577285,1,1]
["Sucre 34.5",2029,100,10.114360940673169,1,1]
["Velez 34.5",2029,100,10.636292710094491,1,1]
["San Gil 34.5 2",2029,100,6.25E-2,1,1]
["San Gil 1 34.5",2029,100,6.25E-2,1,1]
["Malaga 34.5",2029,100,8.0263312819810295,1,1]
["Socorro 34.5",2029,100,5.7060356957053857,1,1]
["Vado Real 34.5",2029,100,7.3449028087784267,1,1]
["Barbosa 34.5",2029,100,18.90765628304149,1,1]
["Confines 34.5",2029,100,8.1515696715417718,1,1]
["Llanito 34.5 kV",2029,100,5.9665220814443716,1,1]
["Puente Sogamoso 34.5 kV",2029,100,9.9599738862091414,1,1]
["Santa Catalina 34.5 kV",2029,100,11.85099430346663,1,1]
["Puerto Araujo 34.5 kV",2029,100,14.949790134604211,1,1]
["San Rafael 34.5 kV",2029,100,8.8721385255390306,1,1]
["Berlin 34.5",2029,100,2.8196228462381612,1,1]
["Cafe Corriendo 34.5",2029,100,1.567030006261638,1,1]
["La Esperanza 34.5",2029,100,9.6231262691480364,1,1]
["San Martin 34.5",2029,100,8.5033627106857868,1,1]
["Vijagual 34.5",2029,100,15.744094318000309,1,1]
["San Alberto 13.8",2029,16.496954716276381,12.66277826992915,1,1]
["San Alberto 34.5",2029,22.265625,23.439301201606639,1,1]
["Primavera 500",2029,1000,15.23678689444214,1,1]
["Primavera 220",2029,500,0.1575,1,1]
["San Mateo 220",2029,500,8.3367366784633496,1,1]
["Tasajero 220",2029,500,25.934221795959019,1,1]
["Ocaña 115",2029,500,9.401140051010799,1,1]
["Ocaña 220",2029,500,0.1,1,1]
["Ocaña 500",2029,1000,26.982480669507741,1,1]
["Barbosa 115",2030,87.17041015625,19.380400376189069,1,1]
["Barranca 115",2030,334.71698760986328,11.82914985218515,1,1]
["Barranca 220",2030,362.32643127441412,25.542274069689888,1,1]
["Barranca 34.5",2030,77.272565178573132,1.864824403775341,1,1]
["Bmanga 115",2030,103.8773953914642,19.016649805027331,1,1]
["Bmanga 220",2030,595.64800262451172,5.7935632839139899,1,1]
["Buena Vista 115",2030,14.433455467224119,14.87929337912459,1,1]
["Cimitarra 115",2030,75.98767997478717,22.99412077296515,1,1]
["CiraInfanta 220",2030,387.02453274909197,31.457776893805342,1,1]
["Comuneros 220",2030,660.60812175273895,3.2437071946281288,1,1]
["Condor 115",2030,45.451478660106659,15.732195649841451,1,1]
["Conucos 115",2030,156.05809688568121,28.435651688900691,1,1]
["Florida ESSA 115",2030,163.25647528283301,6.6819086343411476,1,1]
["Guatiguara 220",2030,741.40625,2.2761065788638279,1,1]
["Lizama 115",2030,14.49432373046875,16.977992169140521,1,1]
["Palenque 115",2030,224.6884845652516,2.5501531061000509,1,1]
["Palenque 220",2030,593.95432472229004,29.836137133859779,1,1]
["Palos 115",2030,176.60599033551989,15.12707863089728,1,1]
["Palos 220",2030,645.11982761323452,8.5389109470730205,1,1]
["Piedecuesta 115",2030,71.15710973739624,17.743229150429041,1,1]
["Principal 115",2030,140.69765220474329,26.853704859120679,1,1]
["Realminas 115",2030,158.06496024933949,7.8852306775279501,1,1]
["Rio Frio 115",2030,65.504394471645355,24.69856260607639,1,1]
["Sabana de Torres 115",2030,15.9001350402832,19.796356616652911,1,1]
["San Alberto 115",2030,22.737981379032131,19.27370318218064,1,1]
["San Gil 115",2030,23.346483707427979,15.56544872030225,1,1]
["Sn Silvestre 115",2030,143.27392578125,14.45499678393611,1,1]
["Sogamoso 220",2030,490.57865142822271,0.2,1,1]
["Sogamoso 500",2030,1000,15.641256509211869,1,1]
["Sta Rosa 115",2030,75.374888954684138,22.79106089668003,1,1]
["Wilches 115",2030,92.94123649597168,18.512593213056999,1,1]
["Bosconia 115",2030,26.123428344726559,14.196981870072991,1,1]
["Charala 34.5",2030,30.254837013781071,14.011938631424769,1,1]
["Cimitarra 34.5 kV",2030,22.942459583282471,22.698207753185581,1,1]
["KM8 34.5 kV",2030,26.35498046875,8.0759290010147122,1,1]
["Magdalena M 220",2030,320.98416611552238,27.716432316781681,1,1]
["Merilectrica 220",2030,179.2223799973726,23.45191625236362,1,1]
["Oiba 34.5",2030,26.6552734375,31.688344023563179,1,1]
["Puerto Wilches 34.5 kV",2030,28.265799582004551,23.030445493753401,1,1]
["Sabana de Torres 34.5 kV",2030,15.6591796875,9.0530161899306663,1,1]
["TBosconia 115",2030,141.51823502652411,12.967314596621049,1,1]
["TSta Rosa 115",2030,75.207886099815369,22.404120082992161,1,1]
["Suaita 115",2030,31.44110438087715,26.52626098664798,1,1]
["Oiba 115",2030,30.842432802191851,25.321868713327628,1,1]
["Mesa del Sol 115",2030,8.6074900609673932,24.12251995028717,1,1]
["Cabrera 115",2030,114.84375,17.498901706370059,1,1]
["Cabrera 220",2030,262.5,27.876299762270239,1,1]
["Paipa 115",2030,500,6.0609537755277572,1,1]
["Paipa 220",2030,500,0.1,1,1]
["Sochagota 220",2030,500,17.879590392329671,1,1]
["Chiquinquira 115",2030,500,34.912413261768918,1,1]
["Sochagota 115",2030,500,14.94604418460408,1,1]
["Muiscas 115",2030,500,29.693408946367459,1,1]
["Chitaraque 34.5",2030,100,9.8391753662655468,1,1]
["Contratacion 34.5",2030,100,14.32758323597011,1,1]
["Landazuri 34.5  kV",2030,100,11.31353580480225,1,1]
["San Jose de Pare 34.5",2030,100,9.2785897888120221,1,1]
["San Silvestre 34.5",2030,100,3.2075912328833489,1,1]
["Santana 34.5",2030,100,9.801479929577285,1,1]
["Sucre 34.5",2030,100,10.114360940673169,1,1]
["Velez 34.5",2030,100,10.636292710094491,1,1]
["San Gil 34.5 2",2030,100,6.25E-2,1,1]
["San Gil 1 34.5",2030,100,6.25E-2,1,1]
["Malaga 34.5",2030,100,8.0263312819810295,1,1]
["Socorro 34.5",2030,100,5.7060356957053857,1,1]
["Vado Real 34.5",2030,100,7.3449028087784267,1,1]
["Barbosa 34.5",2030,100,18.90765628304149,1,1]
["Confines 34.5",2030,100,8.1515696715417718,1,1]
["Llanito 34.5 kV",2030,100,5.9665220814443716,1,1]
["Puente Sogamoso 34.5 kV",2030,100,9.9599738862091414,1,1]
["Santa Catalina 34.5 kV",2030,100,11.85099430346663,1,1]
["Puerto Araujo 34.5 kV",2030,100,14.949790134604211,1,1]
["San Rafael 34.5 kV",2030,100,8.8721385255390306,1,1]
["Berlin 34.5",2030,100,2.8196228462381612,1,1]
["Cafe Corriendo 34.5",2030,100,1.567030006261638,1,1]
["La Esperanza 34.5",2030,100,9.6231262691480364,1,1]
["San Martin 34.5",2030,100,8.5033627106857868,1,1]
["Vijagual 34.5",2030,100,15.744094318000309,1,1]
["San Alberto 13.8",2030,16.496954716276381,12.66277826992915,1,1]
["San Alberto 34.5",2030,22.265625,23.439301201606639,1,1]
["Primavera 500",2030,1000,15.23678689444214,1,1]
["Primavera 220",2030,500,0.1575,1,1]
["San Mateo 220",2030,500,8.3367366784633496,1,1]
["Tasajero 220",2030,500,25.934221795959019,1,1]
["Ocaña 115",2030,500,9.401140051010799,1,1]
["Ocaña 220",2030,500,0.1,1,1]
["Ocaña 500",2030,1000,26.982480669507741,1,1]
["Barbosa 115",2031,90.29541015625,19.380400376189069,1,1]
["Barranca 115",2031,334.71698760986328,11.82914985218515,1,1]
["Barranca 220",2031,362.32643127441412,25.542274069689888,1,1]
["Barranca 34.5",2031,77.281126003526154,1.864824403775341,1,1]
["Bmanga 115",2031,103.8773953914642,19.016649805027331,1,1]
["Bmanga 220",2031,583.42000246047974,5.7935632839139899,1,1]
["Buena Vista 115",2031,14.433455467224119,14.87929337912459,1,1]
["Cimitarra 115",2031,75.98767997478717,22.99412077296515,1,1]
["CiraInfanta 220",2031,387.02453274909197,31.457776893805342,1,1]
["Comuneros 220",2031,648.39211604557931,3.2437071946281288,1,1]
["Condor 115",2031,45.451478660106659,15.732195649841451,1,1]
["Conucos 115",2031,156.05809688568121,28.435651688900691,1,1]
["Florida ESSA 115",2031,163.25647528283301,6.6819086343411476,1,1]
["Guatiguara 220",2031,741.40625,2.2761065788638279,1,1]
["Lizama 115",2031,14.49432373046875,16.977992169140521,1,1]
["Palenque 115",2031,221.60242399459511,2.5501531061000509,1,1]
["Palenque 220",2031,593.95432472229004,29.836137133859779,1,1]
["Palos 115",2031,178.16849033551989,15.12707863089728,1,1]
["Palos 220",2031,651.36982761323452,8.5389109470730205,1,1]
["Piedecuesta 115",2031,72.71960973739624,17.743229150429041,1,1]
["Principal 115",2031,140.69765220474329,26.853704859120679,1,1]
["Realminas 115",2031,158.84621024933949,7.8852306775279501,1,1]
["Rio Frio 115",2031,65.504394471645355,24.69856260607639,1,1]
["Sabana de Torres 115",2031,17.4626350402832,19.796356616652911,1,1]
["San Alberto 115",2031,22.737981379032131,19.27370318218064,1,1]
["San Gil 115",2031,24.127733707427979,15.56544872030225,1,1]
["Sn Silvestre 115",2031,143.27392578125,14.45499678393611,1,1]
["Sogamoso 220",2031,496.82865142822271,0.2,1,1]
["Sogamoso 500",2031,1000,15.641256509211869,1,1]
["Sta Rosa 115",2031,75.374888954684138,22.79106089668003,1,1]
["Wilches 115",2031,92.94123649597168,18.512593213056999,1,1]
["Bosconia 115",2031,26.123428344726559,14.196981870072991,1,1]
["Charala 34.5",2031,30.254837013781071,14.011938631424769,1,1]
["Cimitarra 34.5 kV",2031,22.942459583282471,22.698207753185581,1,1]
["KM8 34.5 kV",2031,26.35498046875,8.0759290010147122,1,1]
["Magdalena M 220",2031,319.73032171663368,27.716432316781681,1,1]
["Merilectrica 220",2031,179.2223799973726,23.45191625236362,1,1]
["Oiba 34.5",2031,27.9052734375,31.688344023563179,1,1]
["Puerto Wilches 34.5 kV",2031,28.578299582004551,23.030445493753401,1,1]
["Sabana de Torres 34.5 kV",2031,16.9091796875,9.0530161899306663,1,1]
["TBosconia 115",2031,141.51823502652411,12.967314596621049,1,1]
["TSta Rosa 115",2031,75.207886099815369,22.404120082992161,1,1]
["Suaita 115",2031,30.458569868974742,26.52626098664798,1,1]
["Oiba 115",2031,30.842432802191851,25.321868713327628,1,1]
["Mesa del Sol 115",2031,33.998115060967393,24.12251995028717,1,1]
["Cabrera 115",2031,114.84375,17.498901706370059,1,1]
["Cabrera 220",2031,262.5,27.876299762270239,1,1]
["Paipa 115",2031,500,6.0609537755277572,1,1]
["Paipa 220",2031,500,0.1,1,1]
["Sochagota 220",2031,500,17.879590392329671,1,1]
["Chiquinquira 115",2031,500,34.912413261768918,1,1]
["Sochagota 115",2031,500,14.94604418460408,1,1]
["Muiscas 115",2031,500,29.693408946367459,1,1]
["Chitaraque 34.5",2031,100,9.8391753662655468,1,1]
["Contratacion 34.5",2031,100,14.32758323597011,1,1]
["Landazuri 34.5  kV",2031,100,11.31353580480225,1,1]
["San Jose de Pare 34.5",2031,100,9.2785897888120221,1,1]
["San Silvestre 34.5",2031,100,3.18,1,1]
["Santana 34.5",2031,100,9.801479929577285,1,1]
["Sucre 34.5",2031,100,10.114360940673169,1,1]
["Velez 34.5",2031,100,10.636292710094491,1,1]
["San Gil 34.5 2",2031,100,6.25E-2,1,1]
["San Gil 1 34.5",2031,100,6.25E-2,1,1]
["Malaga 34.5",2031,100,8.0263312819810295,1,1]
["Socorro 34.5",2031,100,5.7060356957053857,1,1]
["Vado Real 34.5",2031,100,7.3449028087784267,1,1]
["Barbosa 34.5",2031,100,18.90765628304149,1,1]
["Confines 34.5",2031,100,8.1515696715417718,1,1]
["Llanito 34.5 kV",2031,100,5.9665220814443716,1,1]
["Puente Sogamoso 34.5 kV",2031,100,9.9599738862091414,1,1]
["Santa Catalina 34.5 kV",2031,100,11.85099430346663,1,1]
["Puerto Araujo 34.5 kV",2031,100,14.949790134604211,1,1]
["San Rafael 34.5 kV",2031,100,8.8721385255390306,1,1]
["Berlin 34.5",2031,100,2.8196228462381612,1,1]
["Cafe Corriendo 34.5",2031,100,1.567030006261638,1,1]
["La Esperanza 34.5",2031,100,9.6231262691480364,1,1]
["San Martin 34.5",2031,100,8.5033627106857868,1,1]
["Vijagual 34.5",2031,100,15.744094318000309,1,1]
["San Alberto 13.8",2031,16.398305390030149,12.66277826992915,1,1]
["San Alberto 34.5",2031,23.515625,23.439301201606639,1,1]
["Primavera 500",2031,1000,15.23678689444214,1,1]
["Primavera 220",2031,500,0.1575,1,1]
["San Mateo 220",2031,500,8.3367366784633496,1,1]
["Tasajero 220",2031,500,25.934221795959019,1,1]
["Ocaña 115",2031,500,9.401140051010799,1,1]
["Ocaña 220",2031,500,0.1,1,1]
["Ocaña 500",2031,1000,26.982480669507741,1,1]
["Barbosa 115",2032,91.07666015625,19.350197027616399,1,1]
["Barranca 115",2032,330.50708174705511,11.79871472884399,1,1]
["Barranca 220",2032,362.32643127441412,25.522906286856859,1,1]
["Barranca 34.5",2032,77.281126003526154,1.829575207740199,1,1]
["Bmanga 115",2032,100.631226785481,18.97314834205163,1,1]
["Bmanga 220",2032,560.49250215291977,5.8067052896162714,1,1]
["Buena Vista 115",2032,14.433455467224119,14.862096660411581,1,1]
["Cimitarra 115",2032,75.98767997478717,22.973457110131079,1,1]
["CiraInfanta 220",2032,387.02453274909197,31.44584296414315,1,1]
["Comuneros 220",2032,640.62986241915496,3.222643155829982,1,1]
["Condor 115",2032,45.451478660106659,15.71673801490034,1,1]
["Conucos 115",2032,156.05809688568121,28.409275447807438,1,1]
["Florida ESSA 115",2032,164.03772528283301,6.6401179240182486,1,1]
["Guatiguara 220",2032,741.40625,2.336060031668922,1,1]
["Lizama 115",2032,14.49432373046875,16.96252351405284,1,1]
["Palenque 115",2032,216.20181799594641,2.507697580883359,1,1]
["Palenque 220",2032,593.95432472229004,29.835748294451051,1,1]
["Palos 115",2032,178.16849033551989,15.08941102634998,1,1]
["Palos 220",2032,651.36982761323452,8.5398946339448791,1,1]
["Piedecuesta 115",2032,72.71960973739624,17.703540677788471,1,1]
["Principal 115",2032,140.69765220474329,26.826394452158901,1,1]
["Realminas 115",2032,158.84621024933949,7.8560981037156976,1,1]
["Rio Frio 115",2032,64.480888308025897,24.669628167484191,1,1]
["Sabana de Torres 115",2032,17.4626350402832,19.786765479957989,1,1]
["San Alberto 115",2032,24.300481379032139,19.26508898899786,1,1]
["San Gil 115",2032,24.518358707427979,15.5212947288338,1,1]
["Sn Silvestre 115",2032,143.27392578125,14.43723749234448,1,1]
["Sogamoso 220",2032,496.82865142822271,0.2,1,1]
["Sogamoso 500",2032,1000,15.64375979959847,1,1]
["Sta Rosa 115",2032,75.374888954684138,22.768908219416669,1,1]
["Wilches 115",2032,87.13240921497345,18.50124638052619,1,1]
["Bosconia 115",2032,26.123428344726559,14.171589477108411,1,1]
["Charala 34.5",2032,30.254837013781071,13.994213022437361,1,1]
["Cimitarra 34.5 kV",2032,22.942459583282471,22.67058237379414,1,1]
["KM8 34.5 kV",2032,25.957794189453121,8.0610175819410195,1,1]
["Magdalena M 220",2032,319.73032171663368,27.698980362070991,1,1]
["Merilectrica 220",2032,179.2223799973726,23.43109490813055,1,1]
["Oiba 34.5",2032,27.9052734375,31.6193226747124,1,1]
["Puerto Wilches 34.5 kV",2032,28.310227720066909,23.0145629565448,1,1]
["Sabana de Torres 34.5 kV",2032,16.9091796875,9.0463729045887078,1,1]
["TBosconia 115",2032,141.51823502652411,12.940869588115881,1,1]
["TSta Rosa 115",2032,75.207886099815369,22.379440878417881,1,1]
["Suaita 115",2032,30.458569868974731,26.495763124772068,1,1]
["Oiba 115",2032,30.842432802191851,25.281377551704541,1,1]
["Mesa del Sol 115",2032,33.998115060967393,24.096203598849449,1,1]
["Cabrera 115",2032,114.84375,17.467487234055181,1,1]
["Cabrera 220",2032,262.5,28.021600561491969,1,1]
["Paipa 115",2032,500,7.668840753371498,1,1]
["Paipa 220",2032,500,1.879660435535669,1,1]
["Sochagota 220",2032,500,21.483221711008241,1,1]
["Chiquinquira 115",2032,500,34.881571917247712,1,1]
["Sochagota 115",2032,500,16.0073789712002,1,1]
["Muiscas 115",2032,500,29.734454200998861,1,1]
["Chitaraque 34.5",2032,100,9.8112328227115366,1,1]
["Contratacion 34.5",2032,100,14.31229508192034,1,1]
["Landazuri 34.5  kV",2032,100,11.29869844220552,1,1]
["San Jose de Pare 34.5",2032,100,9.2434999601601646,1,1]
["San Silvestre 34.5",2032,100,3.1772422224712291,1,1]
["Santana 34.5",2032,100,9.7728731513689961,1,1]
["Sucre 34.5",2032,100,10.08600623679652,1,1]
["Velez 34.5",2032,100,10.61377150704549,1,1]
["San Gil 34.5 2",2032,100,6.25E-2,1,1]
["San Gil 1 34.5",2032,100,6.25E-2,1,1]
["Malaga 34.5",2032,100,7.9906287367697129,1,1]
["Socorro 34.5",2032,100,5.6706510971110449,1,1]
["Vado Real 34.5",2032,100,7.3176289534782928,1,1]
["Barbosa 34.5",2032,100,18.845467472765229,1,1]
["Confines 34.5",2032,100,8.1149070663828127,1,1]
["Llanito 34.5 kV",2032,100,5.9540797652757247,1,1]
["Puente Sogamoso 34.5 kV",2032,100,9.9484600078881193,1,1]
["Santa Catalina 34.5 kV",2032,100,11.849721284791769,1,1]
["Puerto Araujo 34.5 kV",2032,100,14.93659418028887,1,1]
["San Rafael 34.5 kV",2032,100,8.8699316375029493,1,1]
["Berlin 34.5",2032,100,2.7877547955560011,1,1]
["Cafe Corriendo 34.5",2032,100,1.5616276668469851,1,1]
["La Esperanza 34.5",2032,100,9.6185860252391073,1,1]
["San Martin 34.5",2032,100,8.5009842760066121,1,1]
["Vijagual 34.5",2032,100,15.73742578063777,1,1]
["San Alberto 13.8",2032,16.496954716276381,12.65114810933129,1,1]
["San Alberto 34.5",2032,23.515625,23.42674252908159,1,1]
["Primavera 500",2032,1000,15.231297243579901,1,1]
["Primavera 220",2032,500,0.1575,1,1]
["San Mateo 220",2032,500,8.3232348423714093,1,1]
["Tasajero 220",2032,500,25.915198397288219,1,1]
["Ocaña 115",2032,500,9.3801925727528008,1,1]
["Ocaña 220",2032,500,0.1,1,1]
["Ocaña 500",2032,1000,26.974533644129369,1,1]
["Barbosa 115",2033,91.46728515625,19.350196779265161,1,1]
["Barranca 115",2033,333.63208174705511,11.79871188661385,1,1]
["Barranca 220",2033,362.32643127441412,25.522904185963061,1,1]
["Barranca 34.5",2033,77.281126003526154,1.82957246330847,1,1]
["Bmanga 115",2033,97.486500948434681,18.973145291180291,1,1]
["Bmanga 220",2033,560.49250215291977,5.8067023471954897,1,1]
["Buena Vista 115",2033,15.214705467224119,14.86209517688968,1,1]
["Cimitarra 115",2033,75.98767997478717,22.973457021075649,1,1]
["CiraInfanta 220",2033,387.02453274909197,31.44584181018709,1,1]
["Comuneros 220",2033,629.35033761825707,3.222640867493201,1,1]
["Condor 115",2033,45.451478660106659,15.71673668556663,1,1]
["Conucos 115",2033,156.05809688568121,28.40927377900055,1,1]
["Florida ESSA 115",2033,164.03772528283301,6.6401152775452417,1,1]
["Guatiguara 220",2033,753.90625,2.3360567081912609,1,1]
["Lizama 115",2033,14.49432373046875,16.962522269201639,1,1]
["Palenque 115",2033,216.2136341159173,2.50769421725477,1,1]
["Palenque 220",2033,606.45432472229004,29.83574498672667,1,1]
["Palos 115",2033,178.16849033551989,15.0894086372847,1,1]
["Palos 220",2033,657.61982761323452,8.5398921394781304,1,1]
["Piedecuesta 115",2033,72.71960973739624,17.703538810187389,1,1]
["Principal 115",2033,140.69765220474329,26.826392545390561,1,1]
["Realminas 115",2033,158.84621024933949,7.8560955842505606,1,1]
["Rio Frio 115",2033,64.480888308025897,24.66962599676474,1,1]
["Sabana de Torres 115",2033,17.4626350402832,19.786764615424421,1,1]
["San Alberto 115",2033,24.300481379032131,19.26508794113624,1,1]
["San Gil 115",2033,24.908983707427979,15.52129376438776,1,1]
["Sn Silvestre 115",2033,143.27392578125,14.437235998672261,1,1]
["Sogamoso 220",2033,496.82865142822271,0.2,1,1]
["Sogamoso 500",2033,1000,15.64375423020071,1,1]
["Sta Rosa 115",2033,75.374888954684138,22.76890812137087,1,1]
["Wilches 115",2033,87.13240921497345,18.50124545591466,1,1]
["Bosconia 115",2033,25.71524977684021,14.17158791317692,1,1]
["Charala 34.5",2033,30.254837013781071,13.994212867810241,1,1]
["Cimitarra 34.5 kV",2033,22.942459583282471,22.67058227143842,1,1]
["KM8 34.5 kV",2033,26.270294189453121,8.0610164526500192,1,1]
["Magdalena M 220",2033,319.73032171663368,27.69897869120193,1,1]
["Merilectrica 220",2033,179.2223799973726,23.431092673638879,1,1]
["Oiba 34.5",2033,27.9052734375,31.619322085949229,1,1]
["Puerto Wilches 34.5 kV",2033,28.310227720066909,23.014561749652831,1,1]
["Sabana de Torres 34.5 kV",2033,16.9091796875,9.0463723335967501,1,1]
["TBosconia 115",2033,140.41262381537939,12.94086784554019,1,1]
["TSta Rosa 115",2033,75.207886099815369,22.379440763253349,1,1]
["Suaita 115",2033,30.458569868974731,26.495762853264839,1,1]
["Oiba 115",2033,30.842432802191851,25.281377134731152,1,1]
["Mesa del Sol 115",2033,33.998115060967393,24.096202717992881,1,1]
["Cabrera 115",2033,114.84375,17.467485835177211,1,1]
["Cabrera 220",2033,262.5,28.021599263851389,1,1]
["Paipa 115",2033,500,7.6688395674099823,1,1]
["Paipa 220",2033,500,1.879659618592822,1,1]
["Sochagota 220",2033,500,21.483220848737972,1,1]
["Chiquinquira 115",2033,500,34.881571724917592,1,1]
["Sochagota 115",2033,500,16.007378064678932,1,1]
["Muiscas 115",2033,500,29.734453832065181,1,1]
["Chitaraque 34.5",2033,100,9.8112326698061949,1,1]
["Contratacion 34.5",2033,100,14.3122949634158,1,1]
["Landazuri 34.5  kV",2033,100,11.29869838942161,1,1]
["San Jose de Pare 34.5",2033,100,9.2434997924574382,1,1]
["San Silvestre 34.5",2033,100,3.1772400073341909,1,1]
["Santana 34.5",2033,100,9.7728729989963004,1,1]
["Sucre 34.5",2033,100,10.086006125653819,1,1]
["Velez 34.5",2033,100,10.61377142020258,1,1]
["San Gil 34.5 2",2033,100,6.25E-2,1,1]
["San Gil 1 34.5",2033,100,6.25E-2,1,1]
["Malaga 34.5",2033,100,7.9906282872575964,1,1]
["Socorro 34.5",2033,100,5.6706507143536538,1,1]
["Vado Real 34.5",2033,100,7.3176287954407986,1,1]
["Barbosa 34.5",2033,100,18.845467189368151,1,1]
["Confines 34.5",2033,100,8.1149067282982923,1,1]
["Llanito 34.5 kV",2033,100,5.9540788319845461,1,1]
["Puente Sogamoso 34.5 kV",2033,100,9.948459146048954,1,1]
["Santa Catalina 34.5 kV",2033,100,11.849721177320401,1,1]
["Puerto Araujo 34.5 kV",2033,100,14.93659413356413,1,1]
["San Rafael 34.5 kV",2033,100,8.8699314507271598,1,1]
["Berlin 34.5",2033,100,2.7877523322756521,1,1]
["Cafe Corriendo 34.5",2033,100,1.561627041051147,1,1]
["La Esperanza 34.5",2033,100,9.6185855008540759,1,1]
["San Martin 34.5",2033,100,8.5009840032560824,1,1]
["Vijagual 34.5",2033,100,15.737425004740141,1,1]
["San Alberto 13.8",2033,16.496954716276381,12.65114677150712,1,1]
["San Alberto 34.5",2033,23.515625,23.426741057570609,1,1]
["Primavera 500",2033,1000,15.231292660325771,1,1]
["Primavera 220",2033,500,0.1575,1,1]
["San Mateo 220",2033,500,8.3232334003136703,1,1]
["Tasajero 220",2033,500,25.915196764319109,1,1]
["Ocaña 115",2033,500,9.3801872288193806,1,1]
["Ocaña 220",2033,500,0.1,1,1]
["Ocaña 500",2033,1000,26.974529584886781,1,1]

{"sheet":"criterios","index":2,"n_rows":8,"n_cols":2,"rows_kept":8,"cut":false,"hidden":false,"merged":[]}
["nombre","ponderacion"]
["BT_Confi",1]
["BT_Flex",1]
["EC_RE",1]
["EC_RP",0.5]
["EC_Per",1]
["EC_Mar",1]
["B_Ambiental",0.3]

{"sheet":"obras","index":3,"n_rows":1,"n_cols":13,"rows_kept":1,"cut":false,"hidden":false,"merged":[]}
["nombre","barra","zona","area","capacidadbarra","cortocircuito","capacidadzona","capacidadarea","costo","periodoini","excluyente","dependiente","obligatorio"]

{"sheet":"proyectos","index":4,"n_rows":52,"n_cols":14,"rows_kept":52,"cut":false,"hidden":false,"merged":[]}
["nombre","capacidad","tipo","barra","area","obra","excluyente","fpo","periodoIni","fpomax","fila","obligatorio","activo","ordenLlegada"]
["SC_554_A1",9.9,"Solar FV","Puerto Wilches 34.5 kV","Santander",null,null,"2025-07-31",2025,"2025-07-31",2,0,1,5]
["SC_2287_A1",278.60000000000002,"Solar FV","Sogamoso 500","Santander",null,null,"2025-12-31",2025,"2025-12-31",2,0,1,7]
["SC_2287_A2",278.60000000000002,"Solar FV","Sogamoso 220","Santander",null,"SC_2287_A1","2025-12-31",2025,"2025-12-31",2,0,1,8]
["SC_375_A1",43,"Solar FV","Comuneros 220","Santander",null,null,"2024-12-31",2024,"2024-12-31",2,0,1,6]
["SC_708_A2",19.489999999999998,"PCH","Barbosa 115","Santander",null,null,"2025-12-31",2025,"2025-12-31",2,0,1,9]
["SC_719_A2",19.899999999999999,"PCH","Barbosa 115","Santander",null,null,"2025-12-31",2025,"2025-12-31",2,0,1,10]
["SC_660_A1",19.899999999999999,"Solar FV","Cimitarra 34.5 kV","Santander",null,null,"2025-12-26",2025,"2025-12-26",2,0,1,11]
["SC_660_A2",19.899999999999999,"Solar FV","Cimitarra 115","Santander",null,"SC_660_A1","2025-12-26",2025,"2025-12-26",2,0,1,12]
["SC_939_A1",19.899999999999999,"Solar FV","Suaita 115","Santander",null,null,"2026-06-30",2026,"2026-06-30",2,0,1,17]
["SC_775_A1",19.899999999999999,"PCH","Barbosa 115","Santander",null,null,"2027-12-31",2027,"2027-12-31",2,0,1,24]
["SC_776_A1",19.899999999999999,"PCH","Barbosa 115","Santander",null,null,"2027-12-31",2027,"2027-12-31",2,0,1,25]
["SC_777_A1",19.899999999999999,"PCH","Barbosa 115","Santander",null,null,"2027-12-31",2027,"2027-12-31",2,0,1,26]
["SC_710_A2",50,"Solar FV","Sn Silvestre 115","Santander",null,null,"2026-12-31",2026,"2026-12-31",2,0,1,28]
["SC_1295_A2",90,"Solar FV","Sogamoso 220","Santander",null,null,"2026-12-31",2026,"2026-12-31",2,0,1,27]
["SC_2153_A1",40,"Solar FV","Lizama 115","Santander",null,null,"2026-12-31",2026,"2026-12-31",2,0,1,41]
["SC_2153_A2",40,"Solar FV","Sabana de Torres 115","Santander",null,"SC_2153_A1","2026-12-31",2026,"2026-12-31",2,0,1,42]
["SC_1761_A1",80,"Solar FV","Cabrera 115","Santander",null,null,"2026-12-31",2026,"2026-12-31",2,0,1,32]
["SC_1761_A2",80,"Solar FV","Cabrera 220","Santander",null,"SC_1761_A1","2026-12-31",2026,"2026-12-31",2,0,1,33]
["SC_1804_A1",99.9,"Solar FV","Sogamoso 220","Santander",null,null,"2026-12-31",2026,"2026-12-31",2,0,1,34]
["SC_1804_A2",99.9,"Solar FV","Bmanga 220","Santander",null,"SC_1804_A1","2026-12-31",2026,"2026-12-31",2,0,1,35]
["SC_1850_A1",99.9,"Solar FV","Sogamoso 220","Santander",null,null,"2026-12-31",2026,"2026-12-31",2,0,1,22]
["SC_1850_A2",99.9,"Solar FV","Bmanga 220","Santander",null,"SC_1850_A1","2026-12-31",2026,"2026-12-31",2,0,1,23]
["SC_1879_A2",16.489999999999998,"PCH","Barbosa 115","Santander",null,null,"2025-12-31",2025,"2025-12-31",2,0,1,36]
["SC_2087_A1",19.899999999999999,"Solar FV","Sabana de Torres 34.5 kV","Santander",null,null,"2024-06-30",2024,"2024-06-30",2,0,1,39]
["SC_2087_A2",19.899999999999999,"Solar FV","Sabana de Torres 115","Santander",null,"SC_2087_A1","2024-06-30",2024,"2024-06-30",2,0,1,40]
["SC_1866_A1",15,"Solar FV","Charala 34.5","Santander",null,null,"2025-12-31",2025,"2025-12-31",2,0,1,37]
["SC_1866_A2",15,"Solar FV","Oiba 34.5","Santander",null,"SC_1866_A1","2025-12-31",2025,"2025-12-31",2,0,1,38]
["SC_1946_A1",9.9,"Solar FV","Cimitarra 34.5 kV","Santander",null,null,"2025-12-31",2025,"2025-12-31",2,0,1,43]
["SC_1946_A2",9.9,"Solar FV","Cimitarra 115","Santander",null,"SC_1946_A1","2025-12-31",2025,"2025-12-31",2,0,1,44]
["SC_1906_A1",100,"Solar FV","Sogamoso 220","Santander",null,null,"2025-12-31",2025,"2025-12-31",2,0,1,3]
["SC_1906_A2",100,"Solar FV","Sogamoso 500","Santander",null,"SC_1906_A1","2025-12-31",2025,"2025-12-31",2,0,1,4]
["SC_1952_A1",19.899999999999999,"Solar FV","Cimitarra 34.5 kV","Santander",null,null,"2025-12-31",2025,"2025-12-31",2,0,1,49]
["SC_1952_A2",19.899999999999999,"Solar FV","Cimitarra 115","Santander",null,"SC_1952_A1","2025-12-31",2025,"2025-12-31",2,0,1,50]
["SC_1865_A1",100,"Solar FV","Cabrera 220","Santander",null,null,"2027-12-31",2027,"2027-12-31",2,0,1,45]
["SC_1865_A2",100,"Solar FV","Guatiguara 220","Santander",null,"SC_1865_A1","2027-12-31",2027,"2027-12-31",2,0,1,46]
["SC_1867_A1",50,"Solar FV","Cabrera 220","Santander",null,null,"2027-12-31",2027,"2027-12-31",2,0,1,47]
["SC_1867_A2",50,"Solar FV","Guatiguara 220","Santander",null,"SC_1867_A1","2027-12-31",2027,"2027-12-31",2,0,1,48]
["SC_1961_A1",7.5,"PCH","San Alberto 13.8","Santander",null,null,"2026-12-31",2026,"2026-12-31",2,0,1,51]
["SC_1961_A2",7.5,"PCH","San Alberto 34.5","Santander",null,"SC_1961_A1","2026-12-31",2026,"2026-12-31",2,0,1,52]
["SC_2323_A1",9.9,"Solar FV","Barranca 115","Santander",null,null,"2026-12-31",2026,"2026-12-31",2,0,1,30]
["SC_2323_A2",9.9,"Solar FV","Barranca 34.5","Santander",null,"SC_2323_A1","2026-12-31",2026,"2026-12-31",2,0,1,31]
["SC_1709_A1",10.3,"PCH","Oiba 34.5","Santander",null,null,"2024-12-31",2024,"2024-12-31",2,0,1,1]
["SC_1709_A2",10.3,"PCH","Oiba 115","Santander",null,"SC_1709_A1","2024-12-31",2024,"2024-12-31",2,0,1,2]
["SC_1351_A1",9.9,"Solar FV","Sabana de Torres 34.5 kV","Santander",null,null,"2024-12-31",2024,"2024-12-31",2,0,1,13]
["SC_1367_A1",9.9,"Solar FV","Sabana de Torres 34.5 kV","Santander",null,null,"2024-12-31",2024,"2024-12-31",2,0,1,15]
["SC_1371_A1",9.9,"Solar FV","Sabana de Torres 34.5 kV","Santander",null,null,"2024-12-31",2024,"2024-12-31",2,0,1,18]
["SC_1374_A1",9.9,"Solar FV","Sabana de Torres 34.5 kV","Santander",null,null,"2024-12-31",2024,"2024-12-31",2,0,1,20]
["SC_1351_A2",9.9,"Solar FV","Sabana de Torres 115","Santander",null,"SC_1351_A1","2024-12-31",2024,"2024-12-31",2,0,1,14]
["SC_1367_A2",9.9,"Solar FV","Sabana de Torres 115","Santander",null,"SC_1367_A1","2024-12-31",2024,"2024-12-31",2,0,1,16]
["SC_1371_A2",9.9,"Solar FV","Sabana de Torres 115","Santander",null,"SC_1371_A1","2024-12-31",2024,"2024-12-31",2,0,1,19]
["SC_1374_A2",9.9,"Solar FV","Sabana de Torres 115","Santander",null,"SC_1374_A1","2024-12-31",2024,"2024-12-31",2,0,1,21]

{"sheet":"cortocircuito","index":5,"n_rows":1332,"n_cols":3,"rows_kept":1332,"cut":false,"hidden":false,"merged":[]}
["nombre","barra","aportecortocircuito"]
["SC_554_A1","Barranca 220",0.02]
["SC_554_A1","Palenque 220",0]
["SC_554_A1","Barranca 115",0.06]
["SC_554_A1","Buena Vista 115",0.02]
["SC_554_A1","Condor 115",0.02]
["SC_554_A1","Palenque 115",0]
["SC_554_A1","Sabana de Torres 115",0.01]
["SC_554_A1","San Alberto 115",0.01]
["SC_554_A1","Sn Silvestre 115",0.02]
["SC_554_A1","Wilches 115",0.06]
["SC_554_A1","Barranca 34.5",0.03]
["SC_554_A1","Berlin 34.5",0.02]
["SC_554_A1","KM8 34.5 kV",0.09]
["SC_554_A1","Llanito 34.5 kV",0.01]
["SC_554_A1","Puente Sogamoso 34.5 kV",0.01]
["SC_554_A1","Puerto Wilches 34.5 kV",0.25]
["SC_554_A1","San Silvestre 34.5",0.01]
["SC_2287_A1","Cabrera 220",0.01]
["SC_2287_A1","CiraInfanta 220",0.01]
["SC_2287_A1","Comuneros 220",0.02]
["SC_2287_A1","Conucos 115",0.01]
["SC_2287_A1","Florida ESSA 115",0.02]
["SC_2287_A1","Guatiguara 220",0.05]
["SC_2287_A1","Magdalena M 220",0.01]
["SC_2287_A1","Ocaña 500",0.05]
["SC_2287_A1","Palenque 115",0.02]
["SC_2287_A1","Palenque 220",0.06]
["SC_2287_A1","Palos 115",0.01]
["SC_2287_A1","Palos 220",0.02]
["SC_2287_A1","Piedecuesta 115",0.01]
["SC_2287_A1","Primavera 220",0.05]
["SC_2287_A1","Primavera 500",0.08]
["SC_2287_A1","Principal 115",0.08]
["SC_2287_A1","Realminas 115",0.02]
["SC_2287_A1","Rio Frio 115",0.01]
["SC_2287_A1","Sn Silvestre 115",0.01]
["SC_2287_A1","Sogamoso 220",1.41]
["SC_2287_A1","Sogamoso 500",2.5]
["SC_2287_A1","Tasajero 220",0.01]
["SC_375_A1","Barranca 115",0.1]
["SC_375_A1","Barranca 220",0.1]
["SC_375_A1","Barbosa 34.5",0.08]
["SC_375_A1","Bmanga 115",0.04]
["SC_375_A1","Bmanga 220",0.04]
["SC_375_A1","Buena Vista 115",0.05]
["SC_375_A1","Comuneros 220",0.12]
["SC_375_A1","Florida ESSA 115",0.03]
["SC_375_A1","Guatiguara 220",0.05]
["SC_375_A1","CiraInfanta 220",7.0000000000000007E-2]
["SC_375_A1","Lizama 115",0.03]
["SC_375_A1","Magdalena M 220",7.0000000000000007E-2]
["SC_375_A1","Merilectrica 220",0.12]
["SC_375_A1","Ocaña 115",0.02]
["SC_375_A1","Ocaña 220",0.01]
["SC_375_A1","Ocaña 500",0.01]
["SC_375_A1","Palenque 115",0.05]
["SC_375_A1","Piedecuesta 115",0.03]
["SC_375_A1","Primavera 220",0.05]
["SC_375_A1","Primavera 500",0.02]
["SC_375_A1","Realminas 115",0.03]
["SC_375_A1","Rio Frio 115",0.03]
["SC_375_A1","Sn Silvestre 115",0.06]
["SC_375_A1","San Silvestre 34.5",0.05]
["SC_375_A1","Sogamoso 220",7.0000000000000007E-2]
["SC_375_A1","Sogamoso 500",0.02]
["SC_708_A1","Barbosa 115",0]
["SC_708_A1","Cabrera 115",0]
["SC_708_A1","Muiscas 115",0]
["SC_708_A1","Paipa 115",0]
["SC_708_A1","Sochagota 115",0]
["SC_708_A1","Cabrera 220",0]
["SC_708_A1","Paipa 220",0]
["SC_708_A1","Sochagota 220",0]
["SC_719_A1","Barbosa 115",0]
["SC_719_A1","Cabrera 115",0]
["SC_719_A1","Muiscas 115",0]
["SC_719_A1","Paipa 115",0]
["SC_719_A1","Sochagota 115",0]
["SC_719_A1","Cabrera 220",0]
["SC_719_A1","Paipa 220",0]
["SC_719_A1","Sochagota 220",0]
["SC_660_A1","Paipa 220",0.01]
["SC_660_A1","Sochagota 220",0.01]
["SC_660_A1","Barbosa 115",0.12]
["SC_660_A1","Cabrera 115",0.01]
["SC_660_A1","Chiquinquira 115",0.03]
["SC_660_A1","Cimitarra 115",0.12]
["SC_660_A1","Muiscas 115",0.02]
["SC_660_A1","Oiba 115",0.01]
["SC_660_A1","Paipa 115",0.05]
["SC_660_A1","Sochagota 115",0.03]
["SC_660_A1","Sta Rosa 115",0.09]
["SC_660_A1","Suaita 115",0.03]
["SC_660_A1","TSta Rosa 115",0.12]
["SC_660_A1","Cimitarra 34.5 kV",0.48]
["SC_1351_A1","Barranca 115",1.5299999999999999E-2]
["SC_1351_A1","Palos 115",5.8999999999999999E-3]
["SC_1351_A1","Principal 115",3.8E-3]
["SC_1351_A1","Rio Frio 115",1.2999999999999999E-3]
["SC_1351_A1","Buena Vista 115",1.7500000000000002E-2]
["SC_1351_A1","Condor 115",4.5999999999999999E-3]
["SC_1351_A1","Conucos 115",2.8999999999999998E-3]
["SC_1351_A1","Florida ESSA 115",1.5E-3]
["SC_1351_A1","Lizama 115",6.1899999999999997E-2]
["SC_1351_A1","Mesa del Sol 115",2.9999999999999997E-4]
["SC_1351_A1","Palenque 115",1.89E-2]
["SC_1351_A1","Piedecuesta 115",1.1000000000000001E-3]
["SC_1351_A1","Realminas 115",9.1999999999999998E-3]
["SC_1351_A1","Sabana de Torres 115",0.1017]
["SC_1351_A1","San Alberto 115",2.7799999999999998E-2]
["SC_1351_A1","Sn Silvestre 115",5.5999999999999999E-3]
["SC_1351_A1","Wilches 115",2.2000000000000001E-3]
["SC_1351_A1","Sabana de Torres 34.5 kV",0.40110000000000001]
["SC_1351_A1","Sogamoso 500",4.1999999999999997E-3]
["SC_1351_A1","Barranca 220",7.0000000000000001E-3]
["SC_1351_A1","Comuneros 220",5.1000000000000004E-3]
["SC_1351_A1","Guatiguara 220",8.3999999999999995E-3]
["SC_1351_A1","Palos 220",4.7000000000000002E-3]
["SC_1351_A1","Palenque 220",7.4999999999999997E-3]
["SC_1351_A1","Sogamoso 220",1.14E-2]
["SC_1367_A1","Barranca 115",1.4999999999999999E-2]
["SC_1367_A1","Palos 115",6.0000000000000001E-3]
["SC_1367_A1","Principal 115",4.0000000000000001E-3]
["SC_1367_A1","Rio Frio 115",1E-3]
["SC_1367_A1","Buena Vista 115",1.7999999999999999E-2]
["SC_1367_A1","Condor 115",5.0000000000000001E-3]
["SC_1367_A1","Conucos 115",3.0000000000000001E-3]
["SC_1367_A1","Florida ESSA 115",2E-3]
["SC_1367_A1","Lizama 115",6.2E-2]
["SC_1367_A1","Palenque 115",1.9E-2]
["SC_1367_A1","Piedecuesta 115",1E-3]
["SC_1367_A1","Realminas 115",8.9999999999999993E-3]
["SC_1367_A1","Sabana de Torres 115",0.10199999999999999]
["SC_1367_A1","San Alberto 115",2.8000000000000001E-2]
["SC_1367_A1","Sn Silvestre 115",6.0000000000000001E-3]
["SC_1367_A1","Wilches 115",2E-3]
["SC_1367_A1","Sabana de Torres 34.5 kV",0.40100000000000002]
["SC_1367_A1","Sogamoso 500",4.0000000000000001E-3]
["SC_1367_A1","Barranca 220",7.0000000000000001E-3]
["SC_1367_A1","Comuneros 220",5.0000000000000001E-3]
["SC_1367_A1","Guatiguara 220",8.0000000000000002E-3]
["SC_1367_A1","Palos 220",5.0000000000000001E-3]
["SC_1367_A1","Palenque 220",8.0000000000000002E-3]
["SC_1367_A1","Sogamoso 220",1.0999999999999999E-2]
["SC_939_A1","Sogamoso 500",0.01]
["SC_939_A1","Cabrera 220",0.03]
["SC_939_A1","Bmanga 220",0.01]
["SC_939_A1","Guatiguara 220",0.02]
["SC_939_A1","Primavera 220",0.01]
["SC_939_A1","Sochagota 220",0.03]
["SC_939_A1","Palenque 220",0.01]
["SC_939_A1","Sogamoso 220",0.02]
["SC_939_A1","Realminas 115",0.01]
["SC_939_A1","Palenque 115",0.02]
["SC_939_A1","Piedecuesta 115",0.02]
["SC_939_A1","Bmanga 115",0.01]
["SC_939_A1","San Gil 115",0.04]
["SC_939_A1","Mesa del Sol 115",0.02]
["SC_939_A1","Sta Rosa 115",0.03]
["SC_939_A1","Suaita 115",0.12]
["SC_939_A1","TSta Rosa 115",0.03]
["SC_939_A1","Oiba 115",0.09]
["SC_939_A1","Barbosa 115",7.0000000000000007E-2]
["SC_939_A1","Cimitarra 115",0.03]
["SC_939_A1","Cabrera 115",0.06]
["SC_939_A1","San Gil 34.5 2",0.04]
["SC_939_A1","Velez 34.5",0.03]
["SC_939_A1","Vado Real 34.5",0.02]
["SC_939_A1","Barbosa 34.5",0.1]
["SC_939_A1","Malaga 34.5",0.02]
["SC_939_A1","Sucre 34.5",0.04]
["SC_939_A1","Socorro 34.5",0.04]
["SC_939_A1","Santana 34.5",0.02]
["SC_939_A1","San Jose de Pare 34.5",0.03]
["SC_939_A1","Charala 34.5",0.02]
["SC_939_A1","San Gil 1 34.5",0.05]
["SC_939_A1","Chitaraque 34.5",0.02]
["SC_939_A1","Confines 34.5",0.05]
["SC_939_A1","Contratacion 34.5",0.03]
["SC_939_A1","Oiba 34.5",0.11]
["SC_1371_A1","Barranca 115",1.4999999999999999E-2]
["SC_1371_A1","Palos 115",6.0000000000000001E-3]
["SC_1371_A1","Principal 115",4.0000000000000001E-3]
["SC_1371_A1","Rio Frio 115",1E-3]
["SC_1371_A1","Buena Vista 115",1.7999999999999999E-2]
["SC_1371_A1","Condor 115",5.0000000000000001E-3]
["SC_1371_A1","Conucos 115",3.0000000000000001E-3]
["SC_1371_A1","Florida ESSA 115",2E-3]
["SC_1371_A1","Lizama 115",6.2E-2]
["SC_1371_A1","Palenque 115",1.9E-2]
["SC_1371_A1","Piedecuesta 115",1E-3]
["SC_1371_A1","Realminas 115",8.9999999999999993E-3]
["SC_1371_A1","Sabana de Torres 115",0.10199999999999999]
["SC_1371_A1","San Alberto 115",2.8000000000000001E-2]
["SC_1371_A1","Sn Silvestre 115",6.0000000000000001E-3]
["SC_1371_A1","Wilches 115",2E-3]
["SC_1371_A1","Sabana de Torres 34.5 kV",0.40100000000000002]
["SC_1371_A1","Sogamoso 500",4.0000000000000001E-3]
["SC_1371_A1","Barranca 220",7.0000000000000001E-3]
["SC_1371_A1","Comuneros 220",5.0000000000000001E-3]
["SC_1371_A1","Guatiguara 220",8.0000000000000002E-3]
["SC_1371_A1","Palos 220",5.0000000000000001E-3]
["SC_1371_A1","Palenque 220",8.0000000000000002E-3]
["SC_1371_A1","Sogamoso 220",1.0999999999999999E-2]
["SC_1374_A1","Barranca 115",0.02]
["SC_1374_A1","Palos 115",0.01]
["SC_1374_A1","Buena Vista 115",0.02]
["SC_1374_A1","Lizama 115",0.06]
["SC_1374_A1","Palenque 115",0.02]
["SC_1374_A1","Realminas 115",0.01]
["SC_1374_A1","Sabana de Torres 115",0.1]
["SC_1374_A1","San Alberto 115",0.03]
["SC_1374_A1","Sn Silvestre 115",0.01]
["SC_1374_A1","Sabana de Torres 34.5 kV",0.4]
["SC_1374_A1","Barranca 220",0.01]
["SC_1374_A1","Comuneros 220",0.01]
["SC_1374_A1","Guatiguara 220",0.01]
["SC_1374_A1","Palenque 220",0.01]
["SC_1374_A1","Sogamoso 220",0.01]
["SC_775_A1","Barbosa 115",1.8994819999999999]
["SC_775_A1","Chiquinquira 115",0.18682000000000001]
["SC_775_A1","Cimitarra 115",0.14807999999999999]
["SC_775_A1","Muiscas 115",4.7212999999999998E-2]
["SC_775_A1","Paipa 115",0.11569]
["SC_775_A1","Paipa 220",0.03]
["SC_775_A1","Sochagota 220",3.2050000000000002E-2]
["SC_775_A1","Sochagota 115",5.6840000000000002E-2]
["SC_775_A1","Oiba 115",3.9440999999999997E-2]
["SC_775_A1","Cabrera 220",9.0299999999999998E-3]
["SC_775_A1","Cabrera 115",1.515E-2]
["SC_775_A1","Suaita 115",0.17000999999999999]
["SC_776_A1","Barbosa 115",1.8994819999999999]
["SC_776_A1","Chiquinquira 115",0.18682000000000001]
["SC_776_A1","Cimitarra 115",0.14807999999999999]
["SC_776_A1","Muiscas 115",4.7212999999999998E-2]
["SC_776_A1","Paipa 115",0.11569]
["SC_776_A1","Paipa 220",0.03]
["SC_776_A1","Sochagota 220",3.2050000000000002E-2]
["SC_776_A1","Sochagota 115",5.6840000000000002E-2]
["SC_776_A1","Oiba 115",3.9440999999999997E-2]
["SC_776_A1","Cabrera 220",9.0299999999999998E-3]
["SC_776_A1","Cabrera 115",1.515E-2]
["SC_776_A1","Suaita 115",0.17000999999999999]
["SC_777_A1","Barbosa 115",1.8994819999999999]
["SC_777_A1","Chiquinquira 115",0.18682000000000001]
["SC_777_A1","Cimitarra 115",0.14807999999999999]
["SC_777_A1","Muiscas 115",4.7212999999999998E-2]
["SC_777_A1","Paipa 115",0.11569]
["SC_777_A1","Paipa 220",0.03]
["SC_777_A1","Sochagota 220",3.2050000000000002E-2]
["SC_777_A1","Sochagota 115",5.6840000000000002E-2]
["SC_777_A1","Oiba 115",3.9440999999999997E-2]
["SC_777_A1","Cabrera 220",9.0299999999999998E-3]
["SC_777_A1","Cabrera 115",1.515E-2]
["SC_777_A1","Suaita 115",0.17000999999999999]
["SC_710_A1","Barranca 220",0.04]
["SC_710_A1","Palenque 220",0]
["SC_710_A1","Barranca 115",0.14000000000000001]
["SC_710_A1","Buena Vista 115",3.27]
["SC_710_A1","Condor 115",0.05]
["SC_710_A1","Lizama 115",0.33]
["SC_710_A1","Ocaña 115",0.01]
["SC_710_A1","Sabana de Torres 115",0.08]
["SC_710_A1","San Alberto 115",0.03]
["SC_710_A1","Sn Silvestre 115",0.04]
["SC_710_A1","Wilches 115",0.03]
["SC_710_A1","Barranca 34.5",7.0000000000000007E-2]
["SC_710_A1","San Silvestre 34.5",0.05]
["SC_1295_A1","Barranca 115",0.09]
["SC_1295_A1","Bmanga 115",0.1]
["SC_1295_A1","Buena Vista 115",0.05]
["SC_1295_A1","Condor 115",0.04]
["SC_1295_A1","Lizama 115",0.04]
["SC_1295_A1","Mesa del Sol 115",0.01]
["SC_1295_A1","Palenque 115",0.12]
["SC_1295_A1","Palos 115",0.08]
["SC_1295_A1","Piedecuesta 115",0.06]
["SC_1295_A1","Principal 115",0.08]
["SC_1295_A1","Sabana de Torres 115",0.03]
["SC_1295_A1","San Alberto 115",0.04]
["SC_1295_A1","Sn Silvestre 115",0.05]
["SC_1295_A1","Wilches 115",0.03]
["SC_1295_A1","Barranca 220",7.0000000000000007E-2]
["SC_1295_A1","Bmanga 220",0.04]
["SC_1295_A1","Guatiguara 220",0.05]
["SC_1295_A1","Ocaña 220",0]
["SC_1295_A1","Palenque 220",0.08]
["SC_1295_A1","Palos 220",0]
["SC_1295_A1","Primavera 220",0.09]
["SC_1295_A1","San Mateo 220",0.1]
["SC_1295_A1","Sogamoso 220",0.21]
["SC_1295_A1","Tasajero 220",0.1]
["SC_1295_A1","Ocaña 500",0]
["SC_1295_A1","Primavera 500",0.06]
["SC_1295_A1","Sogamoso 500",0.09]
["SC_2153_A1","Sogamoso 500",0.01]
["SC_2153_A1","Barranca 220",0.03]
["SC_2153_A1","Bmanga 220",0.02]
["SC_2153_A1","CiraInfanta 220",0.01]
["SC_2153_A1","Comuneros 220",0.02]
["SC_2153_A1","Guatiguara 220",0.02]
["SC_2153_A1","Magdalena M 220",0.01]
["SC_2153_A1","Merilectrica 220",0.02]
["SC_2153_A1","Palenque 220",0.02]
["SC_2153_A1","Palos 220",0.01]
["SC_2153_A1","Primavera 220",0.01]
["SC_2153_A1","Sogamoso 220",0.03]
["SC_2153_A1","Barranca 115",0.06]
["SC_2153_A1","Bmanga 115",0.02]
["SC_2153_A1","Bosconia 115",0.01]
["SC_2153_A1","Buena Vista 115",7.0000000000000007E-2]
["SC_2153_A1","Condor 115",0.02]
["SC_2153_A1","Conucos 115",0.01]
["SC_2153_A1","Lizama 115",0.28000000000000003]
["SC_2153_A1","Ocaña 115",0.01]
["SC_2153_A1","Palenque 115",7.0000000000000007E-2]
["SC_2153_A1","Palos 115",0.02]
["SC_2153_A1","Principal 115",0.01]
["SC_2153_A1","Realminas 115",0.04]
["SC_2153_A1","Sabana de Torres 115",0.06]
["SC_2153_A1","San Alberto 115",0.02]
["SC_2153_A1","Sn Silvestre 115",0.03]
["SC_2153_A1","Wilches 115",0.01]
["SC_1761_A1","Sogamoso 500",0.01]
["SC_1761_A1","Sochagota 220",0.02]
["SC_1761_A1","Bmanga 220",0.04]
["SC_1761_A1","Palenque 220",0.03]
["SC_1761_A1","Sogamoso 220",0.03]
["SC_1761_A1","Cabrera 220",0.25]
["SC_1761_A1","Guatiguara 220",0.1]
["SC_1761_A1","Sta Rosa 115",0]
["SC_1761_A1","Mesa del Sol 115",0.02]
["SC_1761_A1","San Gil 115",0.27]
["SC_1761_A1","Piedecuesta 115",0.01]
["SC_1761_A1","TSta Rosa 115",0]
["SC_1761_A1","Oiba 115",0.01]
["SC_1761_A1","Barbosa 115",0]
["SC_1761_A1","Cabrera 115",0.69]
["SC_1761_A1","San Gil 34.5 2",0]
["SC_1761_A1","Velez 34.5",0]
["SC_1761_A1","Vado Real 34.5",0]
["SC_1761_A1","Barbosa 34.5",0]
["SC_1761_A1","Malaga 34.5",0]
["SC_1761_A1","Sucre 34.5",0]
["SC_1761_A1","Socorro 34.5",0]
["SC_1761_A1","San Jose de Pare 34.5",0]
["SC_1761_A1","Charala 34.5",0]
["SC_1761_A1","Confines 34.5",0]
["SC_1761_A1","Contratacion 34.5",0]
["SC_1761_A1","Oiba 34.5",0]
["SC_1804_A1","Barranca 115",9.9000000000000005E-2]
["SC_1804_A1","Barranca 220",7.2999999999999995E-2]
["SC_1804_A1","Bmanga 115",0.11]
["SC_1804_A1","Bmanga 220",0.10100000000000001]
["SC_1804_A1","Bosconia 115",5.2999999999999999E-2]
["SC_1804_A1","Buena Vista 115",0.05]
["SC_1804_A1","CiraInfanta 220",3.5999999999999997E-2]
["SC_1804_A1","Comuneros 220",7.0999999999999994E-2]
["SC_1804_A1","Condor 115",4.3999999999999997E-2]
["SC_1804_A1","Conucos 115",5.8000000000000003E-2]
["SC_1804_A1","Florida ESSA 115",9.1999999999999998E-2]
["SC_1804_A1","Guatiguara 220",0.127]
["SC_1804_A1","Lizama 115",0.05]
["SC_1804_A1","Magdalena M 220",5.2999999999999999E-2]
["SC_1804_A1","Merilectrica 220",6.9000000000000006E-2]
["SC_1804_A1","Mesa del Sol 115",3.1E-2]
["SC_1804_A1","Ocaña 500",4.2000000000000003E-2]
["SC_1804_A1","Palenque 115",0.122]
["SC_1804_A1","Palenque 220",0.127]
["SC_1804_A1","Palos 115",8.3000000000000004E-2]
["SC_1804_A1","Palos 220",7.5999999999999998E-2]
["SC_1804_A1","Piedecuesta 115",6.5000000000000002E-2]
["SC_1804_A1","Principal 115",6.5000000000000002E-2]
["SC_1804_A1","Realminas 115",8.7999999999999995E-2]
["SC_1804_A1","Rio Frio 115",7.4999999999999997E-2]
["SC_1804_A1","Sabana de Torres 115",3.2000000000000001E-2]
["SC_1804_A1","San Alberto 115",2.1000000000000001E-2]
["SC_1804_A1","San Gil 115",3.5000000000000003E-2]
["SC_1804_A1","San Mateo 220",0.03]
["SC_1804_A1","San Silvestre 34.5",7.2999999999999995E-2]
["SC_1804_A1","Sn Silvestre 115",4.9000000000000002E-2]
["SC_1804_A1","Sogamoso 220",0.86799999999999999]
["SC_1804_A1","Sogamoso 500",0.253]
["SC_1804_A1","TBosconia 115",0.06]
["SC_1804_A1","Tasajero 220",3.6999999999999998E-2]
["SC_1850_A1","Barranca 115",9.9000000000000005E-2]
["SC_1850_A1","Barranca 220",7.2999999999999995E-2]
["SC_1850_A1","Bmanga 115",0.11]
["SC_1850_A1","Bmanga 220",0.10100000000000001]
["SC_1850_A1","Bosconia 115",5.2999999999999999E-2]
["SC_1850_A1","Buena Vista 115",0.05]
["SC_1850_A1","CiraInfanta 220",3.5999999999999997E-2]
["SC_1850_A1","Comuneros 220",7.0999999999999994E-2]
["SC_1850_A1","Condor 115",4.3999999999999997E-2]
["SC_1850_A1","Conucos 115",5.8000000000000003E-2]
["SC_1850_A1","Florida ESSA 115",9.1999999999999998E-2]
["SC_1850_A1","Guatiguara 220",0.127]
["SC_1850_A1","Lizama 115",0.05]
["SC_1850_A1","Magdalena M 220",5.2999999999999999E-2]
["SC_1850_A1","Merilectrica 220",6.9000000000000006E-2]
["SC_1850_A1","Mesa del Sol 115",3.1E-2]
["SC_1850_A1","Ocaña 115",6.6000000000000003E-2]
["SC_1850_A1","Ocaña 220",6.4000000000000001E-2]
["SC_1850_A1","Ocaña 500",4.2000000000000003E-2]
["SC_1850_A1","Palenque 115",0.122]
["SC_1850_A1","Palenque 220",0.127]
["SC_1850_A1","Palos 115",8.3000000000000004E-2]
["SC_1850_A1","Palos 220",7.5999999999999998E-2]
["SC_1850_A1","Piedecuesta 115",6.5000000000000002E-2]
["SC_1850_A1","Principal 115",6.5000000000000002E-2]
["SC_1850_A1","Realminas 115",8.7999999999999995E-2]
["SC_1850_A1","Rio Frio 115",7.4999999999999997E-2]
["SC_1850_A1","Sabana de Torres 115",3.2000000000000001E-2]
["SC_1850_A1","San Alberto 115",2.1000000000000001E-2]
["SC_1850_A1","San Gil 115",3.5000000000000003E-2]
["SC_1850_A1","San Mateo 220",0.03]
["SC_1850_A1","San Silvestre 34.5",7.2999999999999995E-2]
["SC_1850_A1","Sn Silvestre 115",4.9000000000000002E-2]
["SC_1850_A1","Sogamoso 220",0.86799999999999999]
["SC_1850_A1","Sogamoso 500",0.253]
["SC_1850_A1","TBosconia 115",0.06]
["SC_1850_A1","Tasajero 220",3.6999999999999998E-2]
["SC_1850_A1","Wilches 115",3.5000000000000003E-2]
["SC_1879_A1","Barbosa 115",0]
["SC_1879_A1","Cabrera 115",0]
["SC_1879_A1","Muiscas 115",0]
["SC_1879_A1","Paipa 115",0]
["SC_1879_A1","Sochagota 115",0]
["SC_1879_A1","Cabrera 220",0]
["SC_1879_A1","Paipa 220",0]
["SC_1879_A1","Sochagota 220",0]
["SC_2087_A1","Barranca 115",8.9999999999999993E-3]
["SC_2087_A1","Bmanga 115",7.0000000000000001E-3]
["SC_2087_A1","Buena Vista 115",0.01]
["SC_2087_A1","Condor 115",5.0000000000000001E-3]
["SC_2087_A1","Lizama 115",1.6E-2]
["SC_2087_A1","Palenque 115",1.0999999999999999E-2]
["SC_2087_A1","Palos 115",6.0000000000000001E-3]
["SC_2087_A1","Principal 115",6.0000000000000001E-3]
["SC_2087_A1","Sabana de Torres 115",1.9E-2]
["SC_2087_A1","San Alberto 115",1.0999999999999999E-2]
["SC_2087_A1","Sn Silvestre 115",6.0000000000000001E-3]
["SC_2087_A1","Barranca 220",5.0000000000000001E-3]
["SC_2087_A1","Bmanga 220",5.0000000000000001E-3]
["SC_2087_A1","Guatiguara 220",5.0000000000000001E-3]
["SC_2087_A1","Palenque 220",5.0000000000000001E-3]
["SC_2087_A1","Sogamoso 220",6.0000000000000001E-3]
["SC_1866_A1","Sogamoso 500",0.01]
["SC_1866_A1","Sogamoso 220",0.02]
["SC_1866_A1","Guatiguara 220",0.03]
["SC_1866_A1","Primavera 220",0.01]
["SC_1866_A1","Sochagota 220",0.02]
["SC_1866_A1","Bmanga 220",0.02]
["SC_1866_A1","Palenque 220",0.02]
["SC_1866_A1","Cabrera 220",0.03]
["SC_1866_A1","Mesa del Sol 115",0.02]
["SC_1866_A1","Oiba 115",0.09]
["SC_1866_A1","Bmanga 115",0.02]
["SC_1866_A1","Palenque 115",0.02]
["SC_1866_A1","Sta Rosa 115",0.01]
["SC_1866_A1","San Gil 115",7.0000000000000007E-2]
["SC_1866_A1","Realminas 115",0.01]
["SC_1866_A1","Piedecuesta 115",0.02]
["SC_1866_A1","Suaita 115",0.05]
["SC_1866_A1","Cimitarra 115",0.01]
["SC_1866_A1","TSta Rosa 115",0.02]
["SC_1866_A1","Cabrera 115",0.09]
["SC_1866_A1","Barbosa 115",0.03]
["SC_1866_A1","Socorro 34.5",0.2]
["SC_1866_A1","Santana 34.5",0.01]
["SC_1866_A1","San Gil 34.5 2",0.06]
["SC_1866_A1","Vado Real 34.5",0.06]
["SC_1866_A1","Velez 34.5",0.01]
["SC_1866_A1","San Gil 1 34.5",0.17]
["SC_1866_A1","Oiba 34.5",0.3]
["SC_1866_A1","Contratacion 34.5",7.0000000000000007E-2]
["SC_1866_A1","Confines 34.5",0.36]
["SC_1866_A1","Chitaraque 34.5",0.01]
["SC_1866_A1","Charala 34.5",0.36]
["SC_1866_A1","Barbosa 34.5",0.05]
["SC_1946_A1","Paipa 220",0.01]
["SC_1946_A1","Sochagota 220",0.01]
["SC_1946_A1","Barbosa 115",0.12]
["SC_1946_A1","Cabrera 115",0.01]
["SC_1946_A1","Chiquinquira 115",0.03]
["SC_1946_A1","Cimitarra 115",0.12]
["SC_1946_A1","Muiscas 115",0.02]
["SC_1946_A1","Oiba 115",0.01]
["SC_1946_A1","Paipa 115",0.05]
["SC_1946_A1","Sochagota 115",0.03]
["SC_1946_A1","Sta Rosa 115",0.09]
["SC_1946_A1","Suaita 115",0.03]
["SC_1946_A1","TSta Rosa 115",0.12]
["SC_1946_A1","Cimitarra 34.5 kV",0.48]
["SC_1906_A1","Barranca 220",0.16]
["SC_1906_A1","Bmanga 220",0.23]
["SC_1906_A1","Comuneros 220",0.15]
["SC_1906_A1","Guatiguara 220",0.25]
["SC_1906_A1","CiraInfanta 220",0.08]
["SC_1906_A1","Palos 220",0.17]
["SC_1906_A1","Magdalena M 220",0.08]
["SC_1906_A1","Ocaña 220",0.14000000000000001]
["SC_1906_A1","Ocaña 500",0.08]
["SC_1906_A1","Palenque 220",0.28000000000000003]
["SC_1906_A1","Primavera 220",0.16]
["SC_1906_A1","Primavera 500",0.12]
["SC_1906_A1","San Mateo 220",7.0000000000000007E-2]
["SC_1906_A1","Sogamoso 220",1.34]
["SC_1906_A1","Sogamoso 500",0.39]
["SC_1906_A1","Tasajero 220",0.08]
["SC_1952_A1","Paipa 220",0.01]
["SC_1952_A1","Sochagota 220",0.01]
["SC_1952_A1","Barbosa 115",0.12]
["SC_1952_A1","Cabrera 115",0.01]
["SC_1952_A1","Chiquinquira 115",0.03]
["SC_1952_A1","Cimitarra 115",0.12]
["SC_1952_A1","Muiscas 115",0.02]
["SC_1952_A1","Oiba 115",0.01]
["SC_1952_A1","Paipa 115",0.05]
["SC_1952_A1","Sochagota 115",0.03]
["SC_1952_A1","Sta Rosa 115",0.09]
["SC_1952_A1","Suaita 115",0.03]
["SC_1952_A1","TSta Rosa 115",0.12]
["SC_1952_A1","Cimitarra 34.5 kV",0.48]
["SC_1865_A1","Barranca 115",7.0000000000000007E-2]
["SC_1865_A1","Barranca 220",0.06]
["SC_1865_A1","Bmanga 115",0.15]
["SC_1865_A1","Bmanga 220",0.17]
["SC_1865_A1","Buena Vista 115",0.04]
["SC_1865_A1","Cabrera 115",0.61]
["SC_1865_A1","Cabrera 220",1.22]
["SC_1865_A1","Comuneros 220",0.06]
["SC_1865_A1","Conucos 115",0.08]
["SC_1865_A1","Florida ESSA 115",0.14000000000000001]
["SC_1865_A1","Guatiguara 220",0.33]
["SC_1865_A1","Lizama 115",0.04]
["SC_1865_A1","Palos 220",0.12]
["SC_1865_A1","Mesa del Sol 115",0.09]
["SC_1865_A1","Ocaña 500",0.03]
["SC_1865_A1","Oiba 115",7.0000000000000007E-2]
["SC_1865_A1","Palenque 115",0.14000000000000001]
["SC_1865_A1","Palenque 220",0.13]
["SC_1865_A1","Piedecuesta 115",0.14000000000000001]
["SC_1865_A1","Primavera 220",0.06]
["SC_1865_A1","Primavera 500",0.03]
["SC_1865_A1","Principal 115",0.09]
["SC_1865_A1","Wilches 115",0.03]
["SC_1865_A1","Realminas 115",0.11]
["SC_1865_A1","Rio Frio 115",0.12]
["SC_1865_A1","Sabana de Torres 115",0.02]
["SC_1865_A1","San Alberto 115",0.02]
["SC_1865_A1","San Gil 115",0.28000000000000003]
["SC_1865_A1","San Mateo 220",0.04]
["SC_1865_A1","Sn Silvestre 115",0.04]
["SC_1865_A1","Sochagota 115",0.16]
["SC_1865_A1","Sochagota 220",0.17]
["SC_1865_A1","Sogamoso 220",0.15]
["SC_1865_A1","Sogamoso 500",0.05]
["SC_1865_A1","Suaita 115",0.05]
["SC_1865_A1","Tasajero 220",0.05]
["SC_1867_A1","Barranca 115",0.04]
["SC_1867_A1","Barranca 220",0.03]
["SC_1867_A1","Bmanga 115",0.09]
["SC_1867_A1","Bmanga 220",0.11]
["SC_1867_A1","Buena Vista 115",0.02]
["SC_1867_A1","Cabrera 115",0.51]
["SC_1867_A1","Cabrera 220",1.08]
["SC_1867_A1","Comuneros 220",0.03]
["SC_1867_A1","Conucos 115",0.04]
["SC_1867_A1","Florida ESSA 115",0.08]
["SC_1867_A1","Guatiguara 220",0.24]
["SC_1867_A1","Lizama 115",0.02]
["SC_1867_A1","Palos 220",7.0000000000000007E-2]
["SC_1867_A1","Mesa del Sol 115",0.05]
["SC_1867_A1","Ocaña 115",0.03]
["SC_1867_A1","Ocaña 220",0.02]
["SC_1867_A1","Ocaña 500",0.01]
["SC_1867_A1","Oiba 115",0.04]
["SC_1867_A1","Palenque 115",0.08]
["SC_1867_A1","Palenque 220",7.0000000000000007E-2]
["SC_1867_A1","Piedecuesta 115",0.08]
["SC_1867_A1","Primavera 220",0.03]
["SC_1867_A1","Primavera 500",0.02]
["SC_1867_A1","Principal 115",0.05]
["SC_1867_A1","Wilches 115",0.01]
["SC_1867_A1","Realminas 115",0.06]
["SC_1867_A1","Rio Frio 115",7.0000000000000007E-2]
["SC_1867_A1","Sabana de Torres 115",0.01]
["SC_1867_A1","San Alberto 115",0.01]
["SC_1867_A1","San Gil 115",0.22]
["SC_1867_A1","San Mateo 220",0.02]
["SC_1867_A1","Sn Silvestre 115",0.02]
["SC_1867_A1","Sochagota 115",0.09]
["SC_1867_A1","Sochagota 220",0.1]
["SC_1867_A1","Sogamoso 220",0.08]
["SC_1867_A1","Sogamoso 500",0.03]
["SC_1867_A1","Suaita 115",0.03]
["SC_1867_A1","Tasajero 220",0.03]
["SC_2323_A1","Barranca 115",0.24]
["SC_2323_A2","Barranca 220",0.09]
["SC_2323_A3","Comuneros 220",0.04]
["SC_2323_A4","Barranca 34.5",0.08]
["SC_2323_A5","Buena Vista 115",0.03]
["SC_2323_A6","Condor 115",0.06]
["SC_2323_A7","Lizama 115",0.02]
["SC_2323_A8","Palenque 115",0.02]
["SC_2323_A9","San Silvestre 34.5",0.05]
["SC_2323_A10","Sn Silvestre 115",0.05]
["SC_2323_A11","Wilches 115",0.03]
["SC_1709_A1","Sogamoso 500",0.01]
["SC_1709_A1","Primavera 500",0.01]
["SC_1709_A1","Guatiguara 220",0.08]
["SC_1709_A1","Cabrera 220",0.13]
["SC_1709_A1","Bmanga 220",0.04]
["SC_1709_A1","Sogamoso 220",0.03]
["SC_1709_A1","Palenque 220",0.03]
["SC_1709_A1","Palos 220",0.02]
["SC_1709_A1","Primavera 220",0.01]
["SC_1709_A1","Sochagota 220",0.05]
["SC_1709_A1","Paipa 220",0.05]
["SC_1709_A1","Suaita 115",0.38]
["SC_1709_A1","Oiba 115",1.71]
["SC_1709_A1","Chiquinquira 115",0.01]
["SC_1709_A1","Cabrera 115",0.41]
["SC_1709_A1","Barbosa 115",0.14000000000000001]
["SC_1709_A1","Rio Frio 115",0.01]
["SC_1709_A1","Paipa 115",0.06]
["SC_1709_A1","Cimitarra 115",0.01]
["SC_1709_A1","Piedecuesta 115",0.02]
["SC_1709_A1","San Gil 115",0.2]
["SC_1709_A1","Bmanga 115",0.02]
["SC_1709_A1","Realminas 115",0.01]
["SC_1709_A1","Florida ESSA 115",0.02]
["SC_1709_A1","Palenque 115",0.02]
["SC_1709_A1","Palos 115",0.01]
["SC_1709_A1","Oiba 34.5",9.2200000000000006]
["SC_1709_A1","Socorro 34.5",0.11]
["SC_1709_A1","Charala 34.5",0.03]
["SC_1709_A1","San Gil 1 34.5",0.21]
["SC_1709_A1","Barbosa 34.5",7.0000000000000007E-2]
["SC_1709_A1","Vado Real 34.5",0.04]
["SC_1709_A1","Contratacion 34.5",0.05]
["SC_1961_A1","Cafe Corriendo 34.5",0.04]
["SC_1961_A1","La Esperanza 34.5",0.01]
["SC_1961_A1","Lizama 115",0.01]
["SC_1961_A1","Palos 115",0]
["SC_1961_A1","Ocaña 115",0.01]
["SC_1961_A1","Ocaña 220",0.01]
["SC_1961_A1","Sabana de Torres 115",0.03]
["SC_1961_A1","San Alberto 115",0.11]
["SC_1961_A1","San Alberto 13.8",1.1299999999999999]
["SC_1961_A1","San Alberto 34.5",0.4]
["SC_1961_A1","San Martin 34.5",0]
["SC_1961_A1","Vijagual 34.5",7.0000000000000007E-2]
["SC_554_A2","Barranca 220",0.03]
["SC_554_A2","Barranca 115",0.06]
["SC_554_A2","Buena Vista 115",0.02]
["SC_554_A2","Condor 115",0.01]
["SC_554_A2","Sn Silvestre 115",0.01]
["SC_554_A2","Wilches 115",0.05]
["SC_554_A2","Barranca 34.5",0.03]
["SC_554_A2","Berlin 34.5",0.03]
["SC_554_A2","KM8 34.5 kV",0.23]
["SC_554_A2","Llanito 34.5 kV",0.02]
["SC_554_A2","Puente Sogamoso 34.5 kV",0.05]
["SC_554_A2","Puerto Wilches 34.5 kV",0.18]
["SC_2287_A2","Buena Vista 115",0.01]
["SC_2287_A2","Cabrera 115",0.01]
["SC_2287_A2","Cabrera 220",0.02]
["SC_2287_A2","CiraInfanta 220",0.01]
["SC_2287_A2","Comuneros 220",0.04]
["SC_2287_A2","Conucos 115",0.02]
["SC_2287_A2","Florida ESSA 115",0.04]
["SC_2287_A2","Guatiguara 220",0.11]
["SC_2287_A2","Lizama 115",0.01]
["SC_2287_A2","Magdalena M 220",0.02]
["SC_2287_A2","Ocaña 500",0.03]
["SC_2287_A2","Palenque 115",0.05]
["SC_2287_A2","Palenque 220",0.14000000000000001]
["SC_2287_A2","Palos 115",0.03]
["SC_2287_A2","Palos 220",0.05]
["SC_2287_A2","Piedecuesta 115",0.02]
["SC_2287_A2","Primavera 220",0.04]
["SC_2287_A2","Primavera 500",0.05]
["SC_2287_A2","Principal 115",0.03]
["SC_2287_A2","Realminas 115",0.04]
["SC_2287_A2","Rio Frio 115",0.03]
["SC_2287_A2","Sabana de Torres 115",0.01]
["SC_2287_A2","San Mateo 220",0.01]
["SC_2287_A2","Sn Silvestre 115",0.01]
["SC_2287_A2","Sogamoso 220",2.5]
["SC_2287_A2","Sogamoso 500",0.7]
["SC_2287_A2","Tasajero 220",0.01]
["SC_375_A2","Barranca 115",0.02]
["SC_375_A2","Barranca 220",0.02]
["SC_375_A2","Barbosa 34.5",0.01]
["SC_375_A2","Bmanga 115",0.02]
["SC_375_A2","Bmanga 220",0.02]
["SC_375_A2","Buena Vista 115",0.01]
["SC_375_A2","Comuneros 220",0.01]
["SC_375_A2","Florida ESSA 115",0.02]
["SC_375_A2","Guatiguara 220",0.03]
["SC_375_A2","CiraInfanta 220",0.01]
["SC_375_A2","Lizama 115",0.01]
["SC_375_A2","Magdalena M 220",0.01]
["SC_375_A2","Merilectrica 220",0.02]
["SC_375_A2","Ocaña 115",0.02]
["SC_375_A2","Ocaña 220",0.02]
["SC_375_A2","Ocaña 500",0.02]
["SC_375_A2","Palenque 115",0.03]
["SC_375_A2","Piedecuesta 115",0.02]
["SC_375_A2","Primavera 220",0.02]
["SC_375_A2","Primavera 500",0.03]
["SC_375_A2","Realminas 115",0.02]
["SC_375_A2","Rio Frio 115",0.02]
["SC_375_A2","Sn Silvestre 115",0.01]
["SC_375_A2","San Silvestre 34.5",0.01]
["SC_375_A2","Sogamoso 220",7.0000000000000007E-2]
["SC_375_A2","Sogamoso 500",0.05]
["SC_708_A2","Barbosa 115",0.02]
["SC_708_A2","Cabrera 115",0.05]
["SC_708_A2","Chiquinquira 115",0.01]
["SC_708_A2","Florida ESSA 115",0.03]
["SC_708_A2","Mesa del Sol 115",0.02]
["SC_708_A2","Muiscas 115",0.05]
["SC_708_A2","Oiba 115",0.01]
["SC_708_A2","Paipa 115",0.28999999999999998]
["SC_708_A2","Piedecuesta 115",0.04]
["SC_708_A2","Rio Frio 115",0.02]
["SC_708_A2","San Gil 115",0.03]
["SC_708_A2","Sochagota 115",0.22]
["SC_708_A2","Suaita 115",0.01]
["SC_708_A2","Cabrera 220",7.0000000000000007E-2]
["SC_708_A2","Guatiguara 220",0.09]
["SC_708_A2","Paipa 220",0.28000000000000003]
["SC_708_A2","Sochagota 220",0.33]
["SC_719_A2","Barbosa 115",0.02]
["SC_719_A2","Cabrera 115",0.05]
["SC_719_A2","Chiquinquira 115",0.01]
["SC_719_A2","Cimitarra 115",0]
["SC_719_A2","Florida ESSA 115",0.03]
["SC_719_A2","Mesa del Sol 115",0.02]
["SC_719_A2","Muiscas 115",0.05]
["SC_719_A2","Oiba 115",0.01]
["SC_719_A2","Paipa 115",0.28999999999999998]
["SC_719_A2","Piedecuesta 115",0.04]
["SC_719_A2","Rio Frio 115",0.02]
["SC_719_A2","San Gil 115",0.03]
["SC_719_A2","Sochagota 115",0.22]
["SC_719_A2","Suaita 115",0.01]
["SC_719_A2","TSta Rosa 115",0]
["SC_719_A2","Cabrera 220",7.0000000000000007E-2]
["SC_719_A2","Guatiguara 220",0.09]
["SC_719_A2","Paipa 220",0.28000000000000003]
["SC_719_A2","Sochagota 220",0.33]
["SC_660_A2","Paipa 220",0.02]
["SC_660_A2","Sochagota 220",0.02]
["SC_660_A2","Barbosa 115",0.13]
["SC_660_A2","Cabrera 115",0.01]
["SC_660_A2","Sta Rosa 115",0.1]
["SC_660_A2","Suaita 115",0.03]
["SC_1351_A2","Barranca 115",1.7100000000000001E-2]
["SC_1351_A2","Palos 115",6.6E-3]
["SC_1351_A2","Principal 115",4.3E-3]
["SC_1351_A2","Rio Frio 115",1.5E-3]
["SC_1351_A2","Buena Vista 115",1.9699999999999999E-2]
["SC_1351_A2","Condor 115",5.1999999999999998E-3]
["SC_1351_A2","Conucos 115",3.2000000000000002E-3]
["SC_1351_A2","Florida ESSA 115",1.6999999999999999E-3]
["SC_1351_A2","Lizama 115",6.9500000000000006E-2]
["SC_1351_A2","Mesa del Sol 115",2.9999999999999997E-4]
["SC_1351_A2","Palenque 115",2.1100000000000001E-2]
["SC_1351_A2","Piedecuesta 115",1.2999999999999999E-3]
["SC_1351_A2","Realminas 115",1.03E-2]
["SC_1351_A2","Sabana de Torres 115",0.1144]
["SC_1351_A2","San Alberto 115",3.1199999999999999E-2]
["SC_1351_A2","Sn Silvestre 115",6.3E-3]
["SC_1351_A2","Wilches 115",2.3999999999999998E-3]
["SC_1351_A2","Sabana de Torres 34.5 kV",1.1900000000000001E-2]
["SC_1351_A2","Sogamoso 500",4.7000000000000002E-3]
["SC_1351_A2","Barranca 220",7.7999999999999996E-3]
["SC_1351_A2","Comuneros 220",5.7000000000000002E-3]
["SC_1351_A2","Guatiguara 220",9.4999999999999998E-3]
["SC_1351_A2","Palos 220",5.1999999999999998E-3]
["SC_1351_A2","Palenque 220",8.3999999999999995E-3]
["SC_1351_A2","Sogamoso 220",1.2800000000000001E-2]
["SC_1367_A2","Barranca 115",1.7000000000000001E-2]
["SC_1367_A2","Palos 115",7.0000000000000001E-3]
["SC_1367_A2","Principal 115",4.0000000000000001E-3]
["SC_1367_A2","Rio Frio 115",2E-3]
["SC_1367_A2","Buena Vista 115",0.02]
["SC_1367_A2","Condor 115",5.0000000000000001E-3]
["SC_1367_A2","Conucos 115",3.0000000000000001E-3]
["SC_1367_A2","Florida ESSA 115",2E-3]
["SC_1367_A2","Lizama 115",7.0000000000000007E-2]
["SC_1367_A2","Palenque 115",2.1000000000000001E-2]
["SC_1367_A2","Piedecuesta 115",1E-3]
["SC_1367_A2","Realminas 115",0.01]
["SC_1367_A2","Sabana de Torres 115",0.114]
["SC_1367_A2","San Alberto 115",3.1E-2]
["SC_1367_A2","Sn Silvestre 115",6.0000000000000001E-3]
["SC_1367_A2","Wilches 115",2E-3]
["SC_1367_A2","Sabana de Torres 34.5 kV",1.2E-2]
["SC_1367_A2","Sogamoso 500",5.0000000000000001E-3]
["SC_1367_A2","Barranca 220",8.0000000000000002E-3]
["SC_1367_A2","Comuneros 220",6.0000000000000001E-3]
["SC_1367_A2","Guatiguara 220",0.01]
["SC_1367_A2","Palos 220",5.0000000000000001E-3]
["SC_1367_A2","Palenque 220",8.0000000000000002E-3]
["SC_1367_A2","Sogamoso 220",1.2999999999999999E-2]
["SC_939_A2","Sogamoso 500",0.01]
["SC_939_A2","Cabrera 220",0.02]
["SC_939_A2","Bmanga 220",0.01]
["SC_939_A2","Guatiguara 220",0.02]
["SC_939_A2","Primavera 220",0.01]
["SC_939_A2","Sochagota 220",0.03]
["SC_939_A2","Palenque 220",0.01]
["SC_939_A2","Sogamoso 220",0.02]
["SC_939_A2","Realminas 115",0.01]
["SC_939_A2","Palenque 115",0.02]
["SC_939_A2","Piedecuesta 115",0.02]
["SC_939_A2","Bmanga 115",0.01]
["SC_939_A2","San Gil 115",0.04]
["SC_939_A2","Mesa del Sol 115",0.02]
["SC_939_A2","Sta Rosa 115",0.02]
["SC_939_A2","Suaita 115",0.08]
["SC_939_A2","TSta Rosa 115",0.03]
["SC_939_A2","Oiba 115",7.0000000000000007E-2]
["SC_939_A2","Jardin del Sol 115",5.05]
["SC_939_A2","Barbosa 115",0.06]
["SC_939_A2","Cimitarra 115",0.02]
["SC_939_A2","Cabrera 115",0.06]
["SC_939_A2","San Gil 34.5 2",0.04]
["SC_939_A2","Velez 34.5",0.03]
["SC_939_A2","Vado Real 34.5",0.02]
["SC_939_A2","Barbosa 34.5",0.09]
["SC_939_A2","Malaga 34.5",0.02]
["SC_939_A2","Sucre 34.5",0.04]
["SC_939_A2","Socorro 34.5",0.04]
["SC_939_A2","Santana 34.5",0.02]
["SC_939_A2","San Jose de Pare 34.5",0.03]
["SC_939_A2","Charala 34.5",0.02]
["SC_939_A2","San Gil 1 34.5",0.05]
["SC_939_A2","Chitaraque 34.5",0.02]
["SC_939_A2","Confines 34.5",0.05]
["SC_939_A2","Contratacion 34.5",0.03]
["SC_1371_A2","Barranca 115",1.7000000000000001E-2]
["SC_1371_A2","Palos 115",7.0000000000000001E-3]
["SC_1371_A2","Principal 115",4.0000000000000001E-3]
["SC_1371_A2","Rio Frio 115",2E-3]
["SC_1371_A2","Buena Vista 115",0.02]
["SC_1371_A2","Condor 115",5.0000000000000001E-3]
["SC_1371_A2","Conucos 115",3.0000000000000001E-3]
["SC_1371_A2","Florida ESSA 115",2E-3]
["SC_1371_A2","Lizama 115",7.0000000000000007E-2]
["SC_1371_A2","Palenque 115",2.1000000000000001E-2]
["SC_1371_A2","Piedecuesta 115",1E-3]
["SC_1371_A2","Realminas 115",0.01]
["SC_1371_A2","Sabana de Torres 115",0.114]
["SC_1371_A2","San Alberto 115",3.1E-2]
["SC_1371_A2","Sn Silvestre 115",6.0000000000000001E-3]
["SC_1371_A2","Wilches 115",2E-3]
["SC_1371_A2","Sabana de Torres 34.5 kV",1.2E-2]
["SC_1371_A2","Sogamoso 500",5.0000000000000001E-3]
["SC_1371_A2","Barranca 220",8.0000000000000002E-3]
["SC_1371_A2","Comuneros 220",6.0000000000000001E-3]
["SC_1371_A2","Guatiguara 220",0.01]
["SC_1371_A2","Palos 220",5.0000000000000001E-3]
["SC_1371_A2","Palenque 220",8.0000000000000002E-3]
["SC_1371_A2","Sogamoso 220",1.2999999999999999E-2]
["SC_1374_A2","Barranca 115",0.02]
["SC_1374_A2","Palos 115",0.01]
["SC_1374_A2","Buena Vista 115",0.02]
["SC_1374_A2","Condor 115",0.01]
["SC_1374_A2","Lizama 115",7.0000000000000007E-2]
["SC_1374_A2","Palenque 115",0.02]
["SC_1374_A2","Realminas 115",0.01]
["SC_1374_A2","Sabana de Torres 115",0.11]
["SC_1374_A2","San Alberto 115",0.03]
["SC_1374_A2","Sn Silvestre 115",0.01]
["SC_1374_A2","Sabana de Torres 34.5 kV",0.01]
["SC_1374_A2","Barranca 220",0.01]
["SC_1374_A2","Comuneros 220",0.01]
["SC_1374_A2","Guatiguara 220",0.01]
["SC_1374_A2","Palos 220",0.01]
["SC_1374_A2","Palenque 220",0.01]
["SC_1374_A2","Sogamoso 220",0.01]
["SC_775_A2","Barbosa 115",4.4163000000000001E-2]
["SC_775_A2","Chiquinquira 115",0.26980500000000002]
["SC_775_A2","Cimitarra 115",4.6410000000000002E-3]
["SC_775_A2","Muiscas 115",0.262179]
["SC_775_A2","Paipa 115",0.11167000000000001]
["SC_775_A2","Paipa 220",3.5479999999999998E-2]
["SC_775_A2","Sochagota 220",3.6360000000000003E-2]
["SC_775_A2","Sochagota 115",6.7460000000000006E-2]
["SC_775_A2","Oiba 115",5.0350000000000004E-3]
["SC_775_A2","Cabrera 220",5.4999999999999997E-3]
["SC_775_A2","Cabrera 115",4.6600000000000001E-3]
["SC_775_A2","Suaita 115",9.3760000000000007E-3]
["SC_776_A2","Barbosa 115",4.4163000000000001E-2]
["SC_776_A2","Chiquinquira 115",0.26980500000000002]
["SC_776_A2","Cimitarra 115",4.6410000000000002E-3]
["SC_776_A2","Muiscas 115",0.262179]
["SC_776_A2","Paipa 115",0.11167000000000001]
["SC_776_A2","Paipa 220",3.5479999999999998E-2]
["SC_776_A2","Sochagota 220",3.6360000000000003E-2]
["SC_776_A2","Sochagota 115",6.7460000000000006E-2]
["SC_776_A2","Oiba 115",5.0350000000000004E-3]
["SC_776_A2","Cabrera 220",5.4999999999999997E-3]
["SC_776_A2","Cabrera 115",4.6600000000000001E-3]
["SC_776_A2","Suaita 115",9.3760000000000007E-3]
["SC_777_A2","Barbosa 115",4.4163000000000001E-2]
["SC_777_A2","Chiquinquira 115",0.26980500000000002]
["SC_777_A2","Cimitarra 115",4.6410000000000002E-3]
["SC_777_A2","Muiscas 115",0.262179]
["SC_777_A2","Paipa 115",0.11167000000000001]
["SC_777_A2","Paipa 220",3.5479999999999998E-2]
["SC_777_A2","Sochagota 220",3.6360000000000003E-2]
["SC_777_A2","Sochagota 115",6.7460000000000006E-2]
["SC_777_A2","Oiba 115",5.0350000000000004E-3]
["SC_777_A2","Cabrera 220",5.4999999999999997E-3]
["SC_777_A2","Cabrera 115",4.6600000000000001E-3]
["SC_777_A2","Suaita 115",9.3760000000000007E-3]
["SC_710_A2","Sn Silvestre 115",0.01]
["SC_710_A2","San Silvestre 34.5",0.01]
["SC_1295_A2","Barranca 115",0.18099999999999999]
["SC_1295_A2","Bmanga 115",0.57499999999999996]
["SC_1295_A2","Buena Vista 115",8.8999999999999996E-2]
["SC_1295_A2","Condor 115",8.6900000000000005E-2]
["SC_1295_A2","Lizama 115",6.2399999999999997E-2]
["SC_1295_A2","Mesa del Sol 115",0.1207]
["SC_1295_A2","Palenque 115",0.49199999999999999]
["SC_1295_A2","Palos 115",0.53400000000000003]
["SC_1295_A2","Piedecuesta 115",0.29299999999999998]
["SC_1295_A2","Principal 115",0.36499999999999999]
["SC_1295_A2","Sabana de Torres 115",1.84E-2]
["SC_1295_A2","San Alberto 115",8.6999999999999994E-3]
["SC_1295_A2","Sn Silvestre 115",9.8000000000000004E-2]
["SC_1295_A2","Wilches 115",5.5500000000000001E-2]
["SC_1295_A2","Barranca 220",0.13500000000000001]
["SC_1295_A2","Bmanga 220",1.0680000000000001]
["SC_1295_A2","Guatiguara 220",1.1479999999999999]
["SC_1295_A2","Ocaña 220",2.5430000000000001]
["SC_1295_A2","Palenque 220",0.439]
["SC_1295_A2","Palos 220",2.5750000000000002]
["SC_1295_A2","Primavera 220",0.11799999999999999]
["SC_1295_A2","San Mateo 220",3.9E-2]
["SC_1295_A2","Sogamoso 220",0.498]
["SC_1295_A2","Tasajero 220",6.9000000000000006E-2]
["SC_1295_A2","Ocaña 500",0.56200000000000006]
["SC_1295_A2","Primavera 500",7.2999999999999995E-2]
["SC_1295_A2","Sogamoso 500",0.14399999999999999]
["SC_2153_A2","Sogamoso 500",0.01]
["SC_2153_A2","Barranca 220",0.02]
["SC_2153_A2","Bmanga 220",0.01]
["SC_2153_A2","Comuneros 220",0.01]
["SC_2153_A2","Guatiguara 220",0.02]
["SC_2153_A2","Magdalena M 220",0.01]
["SC_2153_A2","Merilectrica 220",0.01]
["SC_2153_A2","Ocaña 220",0.01]
["SC_2153_A2","Palenque 220",0.01]
["SC_2153_A2","Palos 220",0.01]
["SC_2153_A2","Sogamoso 220",0.02]
["SC_2153_A2","Barranca 115",0.04]
["SC_2153_A2","Bmanga 115",0.01]
["SC_2153_A2","Buena Vista 115",0.04]
["SC_2153_A2","Condor 115",0.01]
["SC_2153_A2","Lizama 115",0.16]
["SC_2153_A2","Ocaña 115",0.02]
["SC_2153_A2","Palenque 115",0.04]
["SC_2153_A2","Palos 115",0.01]
["SC_2153_A2","Principal 115",0.01]
["SC_2153_A2","Realminas 115",0.02]
["SC_2153_A2","Sabana de Torres 115",0.28000000000000003]
["SC_2153_A2","San Alberto 115",7.0000000000000007E-2]
["SC_2153_A2","Sn Silvestre 115",0.01]
["SC_2153_A2","Wilches 115",0.01]
["SC_1761_A2","Sogamoso 500",0.04]
["SC_1761_A2","Primavera 500",0.03]
["SC_1761_A2","Sochagota 220",0.16]
["SC_1761_A2","Bmanga 220",0.14000000000000001]
["SC_1761_A2","Palenque 220",0.11]
["SC_1761_A2","Sogamoso 220",0.13]
["SC_1761_A2","Cabrera 220",1.41]
["SC_1761_A2","Primavera 220",0.05]
["SC_1761_A2","Guatiguara 220",0.32]
["SC_1761_A2","Suaita 115",0.05]
["SC_1761_A2","Sta Rosa 115",0.02]
["SC_1761_A2","Mesa del Sol 115",7.0000000000000007E-2]
["SC_1761_A2","San Gil 115",0.21]
["SC_1761_A2","Realminas 115",0.09]
["SC_1761_A2","Piedecuesta 115",0.1]
["SC_1761_A2","Palenque 115",0.13]
["SC_1761_A2","TSta Rosa 115",0.02]
["SC_1761_A2","Oiba 115",7.0000000000000007E-2]
["SC_1761_A2","Bmanga 115",0.11]
["SC_1761_A2","Barbosa 115",0.04]
["SC_1761_A2","Cimitarra 115",0.01]
["SC_1761_A2","Cabrera 115",0.48]
["SC_1761_A2","San Gil 34.5 2",0.15]
["SC_1761_A2","Velez 34.5",0.02]
["SC_1761_A2","Vado Real 34.5",0.02]
["SC_1761_A2","Barbosa 34.5",0.06]
["SC_1761_A2","Malaga 34.5",0.06]
["SC_1761_A2","Sucre 34.5",0.02]
["SC_1761_A2","Socorro 34.5",0.06]
["SC_1761_A2","Santana 34.5",0.01]
["SC_1761_A2","San Jose de Pare 34.5",0.02]
["SC_1761_A2","Charala 34.5",0.02]
["SC_1761_A2","San Gil 1 34.5",0.16]
["SC_1761_A2","Chitaraque 34.5",0.01]
["SC_1761_A2","Confines 34.5",0.06]
["SC_1761_A2","Contratacion 34.5",0.02]
["SC_1761_A2","Oiba 34.5",0.09]
["SC_1804_A2","Barranca 115",0.11899999999999999]
["SC_1804_A2","Barranca 220",0.08]
["SC_1804_A2","Bmanga 115",0.44400000000000001]
["SC_1804_A2","Bmanga 220",1.659]
["SC_1804_A2","Bosconia 115",0.11899999999999999]
["SC_1804_A2","Buena Vista 115",6.8000000000000005E-2]
["SC_1804_A2","CiraInfanta 220",4.4999999999999998E-2]
["SC_1804_A2","Comuneros 220",8.8999999999999996E-2]
["SC_1804_A2","Condor 115",5.2999999999999999E-2]
["SC_1804_A2","Conucos 115",0.13300000000000001]
["SC_1804_A2","Florida ESSA 115",0.34200000000000003]
["SC_1804_A2","Guatiguara 220",0.52700000000000002]
["SC_1804_A2","Lizama 115",7.6999999999999999E-2]
["SC_1804_A2","Magdalena M 220",6.6000000000000003E-2]
["SC_1804_A2","Merilectrica 220",8.6999999999999994E-2]
["SC_1804_A2","Mesa del Sol 115",7.2999999999999995E-2]
["SC_1804_A2","Ocaña 500",0.04]
["SC_1804_A2","Palenque 115",0.251]
["SC_1804_A2","Palenque 220",0.18099999999999999]
["SC_1804_A2","Palos 115",0.20499999999999999]
["SC_1804_A2","Palos 220",0.34699999999999998]
["SC_1804_A2","Piedecuesta 115",0.17599999999999999]
["SC_1804_A2","Principal 115",0.151]
["SC_1804_A2","Realminas 115",0.20499999999999999]
["SC_1804_A2","Rio Frio 115",0.22500000000000001]
["SC_1804_A2","Sabana de Torres 115",4.5999999999999999E-2]
["SC_1804_A2","San Alberto 115",0.03]
["SC_1804_A2","San Gil 115",8.1000000000000003E-2]
["SC_1804_A2","San Mateo 220",6.3E-2]
["SC_1804_A2","San Silvestre 34.5",9.4E-2]
["SC_1804_A2","Sn Silvestre 115",6.4000000000000001E-2]
["SC_1804_A2","Sogamoso 220",0.26900000000000002]
["SC_1804_A2","Sogamoso 500",8.2000000000000003E-2]
["SC_1804_A2","TBosconia 115",0.13300000000000001]
["SC_1804_A2","Tasajero 220",8.2000000000000003E-2]
["SC_1850_A2","Barranca 115",0.11899999999999999]
["SC_1850_A2","Barranca 220",0.08]
["SC_1850_A2","Bmanga 115",0.44400000000000001]
["SC_1850_A2","Bmanga 220",1.659]
["SC_1850_A2","Bosconia 115",0.11899999999999999]
["SC_1850_A2","Buena Vista 115",6.8000000000000005E-2]
["SC_1850_A2","CiraInfanta 220",4.4999999999999998E-2]
["SC_1850_A2","Comuneros 220",8.8999999999999996E-2]
["SC_1850_A2","Condor 115",5.2999999999999999E-2]
["SC_1850_A2","Conucos 115",0.13300000000000001]
["SC_1850_A2","Florida ESSA 115",0.34200000000000003]
["SC_1850_A2","Guatiguara 220",0.52700000000000002]
["SC_1850_A2","Lizama 115",7.6999999999999999E-2]
["SC_1850_A2","Magdalena M 220",6.6000000000000003E-2]
["SC_1850_A2","Merilectrica 220",8.6999999999999994E-2]
["SC_1850_A2","Mesa del Sol 115",7.2999999999999995E-2]
["SC_1850_A2","Ocaña 115",8.6999999999999994E-2]
["SC_1850_A2","Ocaña 220",8.1000000000000003E-2]
["SC_1850_A2","Ocaña 500",0.04]
["SC_1850_A2","Palenque 115",0.251]
["SC_1850_A2","Palenque 220",0.18099999999999999]
["SC_1850_A2","Palos 115",0.20499999999999999]
["SC_1850_A2","Palos 220",0.34699999999999998]
["SC_1850_A2","Piedecuesta 115",0.17599999999999999]
["SC_1850_A2","Principal 115",0.151]
["SC_1850_A2","Realminas 115",0.20499999999999999]
["SC_1850_A2","Rio Frio 115",0.22500000000000001]
["SC_1850_A2","Sabana de Torres 115",4.5999999999999999E-2]
["SC_1850_A2","San Alberto 115",0.03]
["SC_1850_A2","San Gil 115",8.1000000000000003E-2]
["SC_1850_A2","San Mateo 220",6.3E-2]
["SC_1850_A2","San Silvestre 34.5",9.4E-2]
["SC_1850_A2","Sn Silvestre 115",6.4000000000000001E-2]
["SC_1850_A2","Sogamoso 220",0.26900000000000002]
["SC_1850_A2","Sogamoso 500",8.2000000000000003E-2]
["SC_1850_A2","TBosconia 115",0.13300000000000001]
["SC_1850_A2","Tasajero 220",8.2000000000000003E-2]
["SC_1850_A2","Wilches 115",4.2999999999999997E-2]
["SC_1879_A2","Barbosa 115",0.02]
["SC_1879_A2","Cabrera 115",0.05]
["SC_1879_A2","Chiquinquira 115",0.01]
["SC_1879_A2","Florida ESSA 115",0.03]
["SC_1879_A2","Mesa del Sol 115",0.02]
["SC_1879_A2","Muiscas 115",0.05]
["SC_1879_A2","Oiba 115",0.01]
["SC_1879_A2","Paipa 115",0.28999999999999998]
["SC_1879_A2","Piedecuesta 115",0.04]
["SC_1879_A2","Rio Frio 115",0.02]
["SC_1879_A2","San Gil 115",0.03]
["SC_1879_A2","Sochagota 115",0.22]
["SC_1879_A2","Suaita 115",0.01]
["SC_1879_A2","Cabrera 220",7.0000000000000007E-2]
["SC_1879_A2","Guatiguara 220",0.09]
["SC_1879_A2","Paipa 220",0.28000000000000003]
["SC_1879_A2","Sochagota 220",0.33]
["SC_2087_A2","Barranca 115",8.9999999999999993E-3]
["SC_2087_A2","Bmanga 115",7.0000000000000001E-3]
["SC_2087_A2","Buena Vista 115",0.01]
["SC_2087_A2","Condor 115",5.0000000000000001E-3]
["SC_2087_A2","Lizama 115",1.6E-2]
["SC_2087_A2","Palenque 115",1.0999999999999999E-2]
["SC_2087_A2","Palos 115",6.0000000000000001E-3]
["SC_2087_A2","Principal 115",6.0000000000000001E-3]
["SC_2087_A2","Sabana de Torres 115",1.9E-2]
["SC_2087_A2","San Alberto 115",1.0999999999999999E-2]
["SC_2087_A2","Sn Silvestre 115",6.0000000000000001E-3]
["SC_2087_A2","Barranca 220",5.0000000000000001E-3]
["SC_2087_A2","Bmanga 220",5.0000000000000001E-3]
["SC_2087_A2","Guatiguara 220",5.0000000000000001E-3]
["SC_2087_A2","Palenque 220",5.0000000000000001E-3]
["SC_2087_A2","Sogamoso 220",6.0000000000000001E-3]
["SC_1866_A2","Sogamoso 500",0.01]
["SC_1866_A2","Sogamoso 220",0.02]
["SC_1866_A2","Guatiguara 220",0.03]
["SC_1866_A2","Primavera 220",7.1120300000000001E-3]
["SC_1866_A2","Sochagota 220",2.313204E-2]
["SC_1866_A2","Bmanga 220",1.7416379999999999E-2]
["SC_1866_A2","Palenque 220",1.495748E-2]
["SC_1866_A2","Cabrera 220",3.2497940000000003E-2]
["SC_1866_A2","Mesa del Sol 115",2.0914930000000002E-2]
["SC_1866_A2","Oiba 115",0.11076724]
["SC_1866_A2","Bmanga 115",1.438772E-2]
["SC_1866_A2","Palenque 115",0.02]
["SC_1866_A2","Sta Rosa 115",1.527972E-2]
["SC_1866_A2","San Gil 115",5.6119580000000002E-2]
["SC_1866_A2","Realminas 115",1.3304710000000001E-2]
["SC_1866_A2","Piedecuesta 115",2.092362E-2]
["SC_1866_A2","Suaita 115",6.267797E-2]
["SC_1866_A2","Cimitarra 115",1.388439E-2]
["SC_1866_A2","TSta Rosa 115",1.793324E-2]
["SC_1866_A2","Cabrera 115",8.1783789999999995E-2]
["SC_1866_A2","Barbosa 115",3.8418309999999997E-2]
["SC_1866_A2","Socorro 34.5",0.10229665]
["SC_1866_A2","Santana 34.5",1.217088E-2]
["SC_1866_A2","San Gil 34.5 2",4.8407329999999998E-2]
["SC_1866_A2","Vado Real 34.5",6.7769759999999998E-2]
["SC_1866_A2","Velez 34.5",1.7019780000000002E-2]
["SC_1866_A2","San Gil 1 34.5",9.9833950000000005E-2]
["SC_1866_A2","Oiba 34.5",0.36850590999999999]
["SC_1866_A2","Contratacion 34.5",8.648633E-2]
["SC_1866_A2","Confines 34.5",0.17917352]
["SC_1866_A2","Chitaraque 34.5",1.052966E-2]
["SC_1866_A2","Charala 34.5",6.9601300000000005E-2]
["SC_1866_A2","Barbosa 34.5",5.549718E-2]
["SC_1946_A2","Paipa 220",0.02]
["SC_1946_A2","Sochagota 220",0.02]
["SC_1946_A2","Barbosa 115",0.13]
["SC_1946_A2","Cabrera 115",0.01]
["SC_1946_A2","Chiquinquira 115",0.03]
["SC_1946_A2","Cimitarra 115",0.13]
["SC_1946_A2","Muiscas 115",0.02]
["SC_1946_A2","Oiba 115",0.02]
["SC_1946_A2","Paipa 115",0.05]
["SC_1946_A2","Sochagota 115",0.03]
["SC_1946_A2","Sta Rosa 115",0.1]
["SC_1946_A2","Suaita 115",0.03]
["SC_1946_A2","TSta Rosa 115",0.13]
["SC_1946_A2","Cimitarra 34.5 kV",0.04]
["SC_1906_A2","Barranca 220",0.1]
["SC_1906_A2","Bmanga 220",0.15]
["SC_1906_A2","Comuneros 220",0.1]
["SC_1906_A2","Guatiguara 220",0.16]
["SC_1906_A2","CiraInfanta 220",0.05]
["SC_1906_A2","Palos 220",0.12]
["SC_1906_A2","Magdalena M 220",0.05]
["SC_1906_A2","Ocaña 220",0.16]
["SC_1906_A2","Ocaña 500",0.1]
["SC_1906_A2","Palenque 220",0.18]
["SC_1906_A2","Primavera 220",0.17]
["SC_1906_A2","Primavera 500",0.14000000000000001]
["SC_1906_A2","San Mateo 220",0.06]
["SC_1906_A2","Sogamoso 220",0.72]
["SC_1906_A2","Sogamoso 500",0.73]
["SC_1906_A2","Tasajero 220",0.06]
["SC_1952_A2","Paipa 220",0.02]
["SC_1952_A2","Sochagota 220",0.02]
["SC_1952_A2","Barbosa 115",0.13]
["SC_1952_A2","Cabrera 115",0.01]
["SC_1952_A2","Chiquinquira 115",0.03]
["SC_1952_A2","Cimitarra 115",1.81]
["SC_1952_A2","Muiscas 115",0.02]
["SC_1952_A2","Oiba 115",0.02]
["SC_1952_A2","Paipa 115",0.05]
["SC_1952_A2","Sochagota 115",0.03]
["SC_1952_A2","Sta Rosa 115",0.1]
["SC_1952_A2","Suaita 115",0.03]
["SC_1952_A2","TSta Rosa 115",0.13]
["SC_1952_A2","Cimitarra 34.5 kV",0.04]
["SC_1865_A2","Barranca 115",0.09]
["SC_1865_A2","Barranca 220",0.08]
["SC_1865_A2","Bmanga 115",0.23]
["SC_1865_A2","Bmanga 220",0.35]
["SC_1865_A2","Buena Vista 115",0.06]
["SC_1865_A2","Cabrera 115",0.1]
["SC_1865_A2","Cabrera 220",0.13]
["SC_1865_A2","Comuneros 220",0.08]
["SC_1865_A2","Conucos 115",0.11]
["SC_1865_A2","Florida ESSA 115",0.21]
["SC_1865_A2","Guatiguara 220",0.95]
["SC_1865_A2","Lizama 115",0.06]
["SC_1865_A2","Palos 220",0.23]
["SC_1865_A2","Mesa del Sol 115",7.0000000000000007E-2]
["SC_1865_A2","Ocaña 500",0.03]
["SC_1865_A2","Oiba 115",0.03]
["SC_1865_A2","Palenque 115",0.21]
["SC_1865_A2","Palenque 220",0.22]
["SC_1865_A2","Piedecuesta 115",0.08]
["SC_1865_A2","Primavera 220",0.09]
["SC_1865_A2","Primavera 500",0.04]
["SC_1865_A2","Principal 115",0.12]
["SC_1865_A2","Wilches 115",0.04]
["SC_1865_A2","Realminas 115",0.15]
["SC_1865_A2","Rio Frio 115",0.16]
["SC_1865_A2","Sabana de Torres 115",0.03]
["SC_1865_A2","San Alberto 115",0.02]
["SC_1865_A2","San Gil 115",0.08]
["SC_1865_A2","San Mateo 220",0.06]
["SC_1865_A2","Sn Silvestre 115",0.06]
["SC_1865_A2","Sochagota 115",0.06]
["SC_1865_A2","Sochagota 220",0.06]
["SC_1865_A2","Sogamoso 220",0.21]
["SC_1865_A2","Sogamoso 500",7.0000000000000007E-2]
["SC_1865_A2","Suaita 115",0.02]
["SC_1865_A2","Tasajero 220",0.08]
["SC_1867_A2","Barranca 115",0.05]
["SC_1867_A2","Barranca 220",0.04]
["SC_1867_A2","Bmanga 115",0.15]
["SC_1867_A2","Bmanga 220",0.26]
["SC_1867_A2","Buena Vista 115",0.03]
["SC_1867_A2","Cabrera 115",0.06]
["SC_1867_A2","Cabrera 220",0.08]
["SC_1867_A2","Comuneros 220",0.05]
["SC_1867_A2","Conucos 115",0.06]
["SC_1867_A2","Florida ESSA 115",0.13]
["SC_1867_A2","Guatiguara 220",0.82]
["SC_1867_A2","Lizama 115",0.03]
["SC_1867_A2","Palos 220",0.16]
["SC_1867_A2","Mesa del Sol 115",0.04]
["SC_1867_A2","Ocaña 115",0.03]
["SC_1867_A2","Ocaña 220",0.03]
["SC_1867_A2","Ocaña 500",0.02]
["SC_1867_A2","Oiba 115",0.02]
["SC_1867_A2","Palenque 115",0.12]
["SC_1867_A2","Palenque 220",0.15]
["SC_1867_A2","Piedecuesta 115",0.11]
["SC_1867_A2","Primavera 220",0.05]
["SC_1867_A2","Primavera 500",0.02]
["SC_1867_A2","Principal 115",7.0000000000000007E-2]
["SC_1867_A2","Wilches 115",0.02]
["SC_1867_A2","Realminas 115",0.09]
["SC_1867_A2","Rio Frio 115",0.1]
["SC_1867_A2","Sabana de Torres 115",0.02]
["SC_1867_A2","San Alberto 115",0.01]
["SC_1867_A2","San Gil 115",0.04]
["SC_1867_A2","San Mateo 220",0.03]
["SC_1867_A2","Sn Silvestre 115",0.03]
["SC_1867_A2","Sochagota 115",0.03]
["SC_1867_A2","Sochagota 220",0.03]
["SC_1867_A2","Sogamoso 220",0.12]
["SC_1867_A2","Sogamoso 500",0.04]
["SC_1867_A2","Suaita 115",0.01]
["SC_1867_A2","Tasajero 220",0.04]
["SC_1618_A2","Barranca 115",0.17]
["SC_1618_A2","Barranca 220",0.06]
["SC_1618_A2","Comuneros 220",0.03]
["SC_1618_A2","Barranca 34.5",7.0000000000000007E-2]
["SC_1618_A2","Buena Vista 115",0.03]
["SC_1618_A2","Condor 115",0.05]
["SC_1618_A2","Lizama 115",0.02]
["SC_1618_A2","Palenque 115",0.02]
["SC_1618_A2","San Silvestre 34.5",0.05]
["SC_1618_A2","Sn Silvestre 115",0.04]
["SC_1618_A2","Wilches 115",0.03]
["SC_1709_A2","Sogamoso 500",0.02]
["SC_1709_A2","Primavera 500",0.01]
["SC_1709_A2","Guatiguara 220",0.09]
["SC_1709_A2","Cabrera 220",0.15]
["SC_1709_A2","Bmanga 220",0.04]
["SC_1709_A2","Sogamoso 220",0.04]
["SC_1709_A2","Palenque 220",0.03]
["SC_1709_A2","Palos 220",0.03]
["SC_1709_A2","Comuneros 220",0.01]
["SC_1709_A2","Primavera 220",0.01]
["SC_1709_A2","Sochagota 220",0.06]
["SC_1709_A2","Paipa 220",0.06]
["SC_1709_A2","Suaita 115",0.54]
["SC_1709_A2","Oiba 115",2.57]
["SC_1709_A2","Chiquinquira 115",0.01]
["SC_1709_A2","Cabrera 115",0.48]
["SC_1709_A2","Barbosa 115",0.17]
["SC_1709_A2","Rio Frio 115",0.02]
["SC_1709_A2","Paipa 115",7.0000000000000007E-2]
["SC_1709_A2","Cimitarra 115",0.01]
["SC_1709_A2","Piedecuesta 115",0.02]
["SC_1709_A2","San Gil 115",0.21]
["SC_1709_A2","Bmanga 115",0.03]
["SC_1709_A2","Realminas 115",0.01]
["SC_1709_A2","Florida ESSA 115",0.02]
["SC_1709_A2","Principal 115",0.01]
["SC_1709_A2","Palenque 115",0.02]
["SC_1709_A2","Palos 115",0.01]
["SC_1709_A2","Conucos 115",0.01]
["SC_1709_A2","Barranca 115",0.01]
["SC_1709_A2","Oiba 34.5",1.0900000000000001]
["SC_1709_A2","Socorro 34.5",0.03]
["SC_1709_A2","Charala 34.5",0.01]
["SC_1709_A2","San Gil 1 34.5",0.16]
["SC_1709_A2","Barbosa 34.5",7.0000000000000007E-2]
["SC_1709_A2","Vado Real 34.5",0.01]
["SC_1709_A2","Contratacion 34.5",0.01]
["SC_1961_A2","Cafe Corriendo 34.5",0.05]
["SC_1961_A2","La Esperanza 34.5",0.01]
["SC_1961_A2","Lizama 115",0.02]
["SC_1961_A2","Palos 115",0]
["SC_1961_A2","Ocaña 115",0.02]
["SC_1961_A2","Ocaña 220",0.01]
["SC_1961_A2","Sabana de Torres 115",0.05]
["SC_1961_A2","San Alberto 115",0.15]
["SC_1961_A2","San Alberto 13.8",0]
["SC_1961_A2","San Alberto 34.5",0.56999999999999995]
["SC_1961_A2","San Martin 34.5",0]
["SC_1961_A2","Vijagual 34.5",0.1]

{"sheet":"zonas","index":6,"n_rows":188,"n_cols":4,"rows_kept":188,"cut":false,"hidden":false,"merged":[]}
["nombre","periodo","capacidad","factor"]
["Zona7",2023,681.25,1]
["Zona7",2024,706.25,1]
["Zona7",2025,672.75390625,1]
["Zona7",2026,691.50390625,1]
["Zona7",2027,673.284912109375,1]
["Zona7",2028,669.01483535766602,1]
["Zona7",2029,660.60812175273895,1]
["Zona7",2030,660.60812175273895,1]
["Zona7",2031,648.39211604557931,1]
["Zona7",2032,640.62986241915496,1]
["Zona7",2033,629.35033761825707,1]
["Zona6",2023,700,1]
["Zona6",2024,900,1]
["Zona6",2025,775,1]
["Zona6",2026,775,1]
["Zona6",2027,716.40625,1]
["Zona6",2028,728.90625,1]
["Zona6",2029,728.90625,1]
["Zona6",2030,741.40625,1]
["Zona6",2031,741.40625,1]
["Zona6",2032,741.40625,1]
["Zona6",2033,753.90625,1]
["Zona11",2023,76.364697085227817,1]
["Zona11",2024,76.364697085227817,1]
["Zona11",2025,75.85688903927803,1]
["Zona11",2026,43.42041015625,1]
["Zona11",2027,53.72205497478717,1]
["Zona11",2028,55.062388954684138,1]
["Zona11",2029,58.187388954684138,1]
["Zona11",2030,87.17041015625,1]
["Zona11",2031,90.29541015625,1]
["Zona11",2032,91.07666015625,1]
["Zona11",2033,91.46728515625,1]
["Zona10",2023,180.50051927566531,1]
["Zona10",2024,185.18801927566531,1]
["Zona10",2025,186.75051927566531,1]
["Zona10",2026,177.9965886846185,1]
["Zona10",2027,176.60599033551989,1]
["Zona10",2028,176.60599033551989,1]
["Zona10",2029,176.60599033551989,1]
["Zona10",2030,176.60599033551989,1]
["Zona10",2031,178.16849033551989,1]
["Zona10",2032,178.16849033551989,1]
["Zona10",2033,178.16849033551989,1]
["Zona16",2023,701.36982761323452,1]
["Zona16",2024,677.82530983095057,1]
["Zona16",2025,693.99363398551941,1]
["Zona16",2026,638.86982761323452,1]
["Zona16",2027,638.86982761323452,1]
["Zona16",2028,645.11982761323452,1]
["Zona16",2029,645.11982761323452,1]
["Zona16",2030,645.11982761323452,1]
["Zona16",2031,651.36982761323452,1]
["Zona16",2032,651.36982761323452,1]
["Zona16",2033,657.61982761323452,1]
["Zona12",2023,449.89013671875,1]
["Zona12",2024,599.89013671875,1]
["Zona12",2025,512.43820190429688,1]
["Zona12",2026,512.43820190429688,1]
["Zona12",2027,484.32865142822271,1]
["Zona12",2028,484.32865142822271,1]
["Zona12",2029,490.57865142822271,1]
["Zona12",2030,490.57865142822271,1]
["Zona12",2031,496.82865142822271,1]
["Zona12",2032,496.82865142822271,1]
["Zona12",2033,496.82865142822271,1]
["Zona8",2023,1000,1]
["Zona8",2024,1000,1]
["Zona8",2025,1000,1]
["Zona8",2026,1000,1]
["Zona8",2027,1000,1]
["Zona8",2028,1000,1]
["Zona8",2029,1000,1]
["Zona8",2030,1000,1]
["Zona8",2031,1000,1]
["Zona8",2032,1000,1]
["Zona8",2033,1000,1]
["Zona14",2023,56.0333251953125,1]
["Zona14",2024,12.257289886474609,1]
["Zona14",2025,4.5964837074279794,1]
["Zona14",2026,4.5964837074279794,1]
["Zona14",2027,131.25,1]
["Zona14",2028,114.84375,1]
["Zona14",2029,114.84375,1]
["Zona14",2030,114.84375,1]
["Zona14",2031,114.84375,1]
["Zona14",2032,114.84375,1]
["Zona14",2033,114.84375,1]
["Zona17",2023,66.90673828125,1]
["Zona17",2024,67.68798828125,1]
["Zona17",2025,44.420242309570313,1]
["Zona17",2026,43.03210973739624,1]
["Zona17",2027,69.59460973739624,1]
["Zona17",2028,69.59460973739624,1]
["Zona17",2029,71.15710973739624,1]
["Zona17",2030,71.15710973739624,1]
["Zona17",2031,72.71960973739624,1]
["Zona17",2032,72.71960973739624,1]
["Zona17",2033,72.71960973739624,1]
["Zona15",2023,273.48982379189692,1]
["Zona15",2024,230.49491189594849,1]
["Zona15",2025,236.74491189594849,1]
["Zona15",2026,242.99491189594849,1]
["Zona15",2027,232.24618392196129,1]
["Zona15",2028,232.24618392196129,1]
["Zona15",2029,228.21541093171609,1]
["Zona15",2030,224.6884845652516,1]
["Zona15",2031,221.60242399459511,1]
["Zona15",2032,216.20181799594641,1]
["Zona15",2033,216.2136341159173,1]
["Zona2",2023,160.02565696835521,1]
["Zona2",2024,160.80690696835521,1]
["Zona2",2025,160.80690696835521,1]
["Zona2",2026,150.75647528283301,1]
["Zona2",2027,163.25647528283301,1]
["Zona2",2028,163.25647528283301,1]
["Zona2",2029,163.25647528283301,1]
["Zona2",2030,163.25647528283301,1]
["Zona2",2031,163.25647528283301,1]
["Zona2",2032,164.03772528283301,1]
["Zona2",2033,164.03772528283301,1]
["Zona13",2023,549.84130859375,1]
["Zona13",2024,724.84130859375,1]
["Zona13",2025,623.32839965820313,1]
["Zona13",2026,623.32839965820313,1]
["Zona13",2027,581.45432472229004,1]
["Zona13",2028,581.45432472229004,1]
["Zona13",2029,593.95432472229004,1]
["Zona13",2030,593.95432472229004,1]
["Zona13",2031,593.95432472229004,1]
["Zona13",2032,593.95432472229004,1]
["Zona13",2033,606.45432472229004,1]
["Zona3",2023,137.13240921497339,1]
["Zona3",2024,98.303985595703125,1]
["Zona3",2025,98.303985595703125,1]
["Zona3",2026,98.303985595703125,1]
["Zona3",2027,92.15998649597168,1]
["Zona3",2028,92.15998649597168,1]
["Zona3",2029,92.94123649597168,1]
["Zona3",2030,92.94123649597168,1]
["Zona3",2031,92.94123649597168,1]
["Zona3",2032,87.13240921497345,1]
["Zona3",2033,87.13240921497345,1]
["Zona4",2023,510.9375,1]
["Zona4",2024,333.59375,1]
["Zona4",2025,327.33154296875,1]
["Zona4",2026,325.34198760986328,1]
["Zona4",2027,328.46698760986328,1]
["Zona4",2028,328.46698760986328,1]
["Zona4",2029,331.59198760986328,1]
["Zona4",2030,334.71698760986328,1]
["Zona4",2031,334.71698760986328,1]
["Zona4",2032,330.50708174705511,1]
["Zona4",2033,333.63208174705511,1]
["Zona9",2023,0,1]
["Zona9",2024,0,1]
["Zona9",2025,0,1]
["Zona9",2026,0,1]
["Zona9",2027,262.5,1]
["Zona9",2028,262.5,1]
["Zona9",2029,262.5,1]
["Zona9",2030,262.5,1]
["Zona9",2031,262.5,1]
["Zona9",2032,262.5,1]
["Zona9",2033,262.5,1]
["Zona1",2023,19.738548249006271,1]
["Zona1",2024,44.096019165590413,1]
["Zona1",2025,5.7711932575330138,1]
["Zona1",2026,19.83369325753301,1]
["Zona1",2027,25.4052734375,1]
["Zona1",2028,25.4052734375,1]
["Zona1",2029,25.4052734375,1]
["Zona1",2030,31.44110438087715,1]
["Zona1",2031,30.842432802191851,1]
["Zona1",2032,30.842432802191851,1]
["Zona1",2033,30.842432802191851,1]
["Zona5",2023,176.5625,1]
["Zona5",2024,45.174360275268548,1]
["Zona5",2025,22.587180137634281,1]
["Zona5",2026,22.265625,1]
["Zona5",2027,22.265625,1]
["Zona5",2028,22.265625,1]
["Zona5",2029,22.737981379032139,1]
["Zona5",2030,22.737981379032131,1]
["Zona5",2031,23.515625,1]
["Zona5",2032,24.300481379032139,1]
["Zona5",2033,24.300481379032131,1]

{"sheet":"zonaBarra","index":7,"n_rows":50,"n_cols":2,"rows_kept":50,"cut":false,"hidden":false,"merged":[]}
["nombre","barra"]
["Zona1","Oiba 115"]
["Zona1","Suaita 115"]
["Zona1","Oiba 34.5"]
["Zona1","Charala 34.5"]
["Zona2","Florida ESSA 115"]
["Zona2","Bmanga 115"]
["Zona2","Rio Frio 115"]
["Zona3","Wilches 115"]
["Zona3","Puerto Wilches 34.5 kV"]
["Zona3","KM8 34.5 kV"]
["Zona4","Barranca 115"]
["Zona4","Sn Silvestre 115"]
["Zona4","Barranca 34.5"]
["Zona4","Buena Vista 115"]
["Zona4","Condor 115"]
["Zona5","Lizama 115"]
["Zona5","Sabana de Torres 115"]
["Zona5","San Alberto 115"]
["Zona5","Sabana de Torres 34.5 kV"]
["Zona5","San Alberto 13.8"]
["Zona5","San Alberto 34.5"]
["Zona6","Guatiguara 220"]
["Zona7","Barranca 220"]
["Zona7","Comuneros 220"]
["Zona7","CiraInfanta 220"]
["Zona7","Merilectrica 220"]
["Zona7","Magdalena M 220"]
["Zona8","Sogamoso 500"]
["Zona9","Cabrera 220"]
["Zona10","Palos 115"]
["Zona10","Principal 115"]
["Zona10","Conucos 115"]
["Zona10","Bosconia 115"]
["Zona10","TBosconia 115"]
["Zona11","Barbosa 115"]
["Zona11","Cimitarra 115"]
["Zona11","Sta Rosa 115"]
["Zona11","TSta Rosa 115"]
["Zona11","Cimitarra 34.5 kV"]
["Zona12","Sogamoso 220"]
["Zona13","Palenque 220"]
["Zona14","San Gil 115"]
["Zona14","Cabrera 115"]
["Zona15","Palenque 115"]
["Zona15","Realminas 115"]
["Zona16","Bmanga 220"]
["Zona16","Palos 220"]
["Zona17","Piedecuesta 115"]
["Zona17","Mesa del Sol 115"]

{"sheet":"calificacionProyectos","index":8,"n_rows":52,"n_cols":8,"rows_kept":52,"cut":false,"hidden":false,"merged":[]}
["nombre","BT_Confi","BT_Flex","EC_RE","EC_RP","EC_Per","EC_Mar","B_Ambiental"]
["SC_1709_A1",58346854.925152808,58619895.678339213,58830997.274266168,58379895.877033964,57277636.506910004,58379895.877033964,57279958.254485458]
["SC_1906_A1",57739431.411534272,57279958.254485458,57947933.715200663,58801346.556015804,57010068.998886429,58801346.556015804,57279958.254485458]
["SC_1761_A1",57690936.033598885,57279958.254485458,57877431.832942709,58640770.688770205,59837622.19493036,58640770.688770205,57279958.254485458]
["SC_2287_A1",57739431.411534272,57279958.254485458,57947933.715200663,58801346.556015804,57276944.408050232,58801346.556015804,57279958.254485458]
["SC_1804_A1",57690936.033598885,57279958.254485458,57877431.832942709,58640770.688770205,34578101.839706697,58640770.688770205,57279958.254485458]
["SC_775_A1",58043436.99647408,58238826.87488094,58389892.657839373,58067081.333428055,56794831.621492557,58067081.333428055,57279958.254485458]
["SC_776_A1",58043436.99647408,58238826.87488094,58389892.657839373,58067081.333428055,56794831.621492557,58067081.333428055,57279958.254485458]
["SC_777_A1",58043436.99647408,58238826.87488094,58389892.657839373,58067081.333428055,56794831.621492557,58067081.333428055,57279958.254485458]
["SC_1850_A1",57690936.033598885,57279958.254485458,57877431.832942709,58640770.688770205,57257256.398070678,58640770.688770205,57279958.254485458]
["SC_939_A1",57690936.033598885,57279958.254485458,57877431.832942709,58640770.688770205,56887669.945776038,58640770.688770205,57279958.254485458]
["SC_1866_A1",57739431.411534272,57279958.254485458,57947933.715200663,58801346.556015804,56821103.106120467,58801346.556015804,57279958.254485458]
["SC_1865_A1",57647559.130257756,57279958.254485458,57814371.115359567,58497142.900536217,57225005.82674478,58497142.900536217,57279958.254485458]
["SC_1867_A1",57647559.130257756,57279958.254485458,57814371.115359567,58497142.900536217,57230398.885252386,58497142.900536217,57279958.254485458]
["SC_1952_A1",57739431.411534272,57279958.254485458,57947933.715200663,58801346.556015804,57025606.594769076,58801346.556015804,57279958.254485458]
["SC_2087_A1",57793649.24406603,57279958.254485458,58026754.819565058,58980870.375596382,56988616.850947283,58980870.375596382,57279958.254485458]
["SC_1946_A1",57739431.411534272,57279958.254485458,57947933.715200663,58801346.556015804,57055380.601948187,58801346.556015804,57279958.254485458]
["SC_2153_A1",57690936.033598885,57279958.254485458,57877431.832942709,58640770.688770205,57105421.850468196,58640770.688770205,57279958.254485458]
["SC_2323_A1",57690936.033598885,57279958.254485458,57877431.832942709,58640770.688770205,56999375.09136986,58640770.688770205,57279958.254485458]
["SC_660_A1",57739431.411534272,57279958.254485458,57947933.715200663,58801346.556015804,57025606.594769076,58801346.556015804,57279958.254485458]
["SC_554_A1",57739431.411534272,57279958.254485458,57947933.715200663,58801346.556015804,57160502.056327336,58801346.556015804,57279958.254485458]
["SC_375_A1",57793649.24406603,57279958.254485458,58026754.819565058,58980870.375596382,57149125.40638335,58980870.375596382,57279958.254485458]
["SC_1709_A2",58346854.925152808,58619895.678339213,58830997.274266168,58379895.877033964,57277742.665214024,58379895.877033964,57279958.254485458]
["SC_1906_A2",57739431.411534272,57279958.254485458,57947933.715200663,58801346.556015804,57034600.12834017,58801346.556015804,57279958.254485458]
["SC_1761_A2",57690936.033598885,57279958.254485458,57877431.832942709,58640770.688770205,59843148.452500314,58640770.688770205,57279958.254485458]
["SC_2287_A2",57739431.411534272,57279958.254485458,57947933.715200663,58801346.556015804,57276562.371178165,58801346.556015804,57279958.254485458]
["SC_1804_A2",57690936.033598885,57279958.254485458,57877431.832942709,58640770.688770205,40761816.46015016,58640770.688770205,57279958.254485458]
["SC_710_A2",57690936.033598885,57279958.254485458,57877431.832942709,58640770.688770205,57230241.824250236,58640770.688770205,57279958.254485458]
["SC_1850_A2",57690936.033598885,57279958.254485458,57877431.832942709,58640770.688770205,57263429.524138689,58640770.688770205,57279958.254485458]
["SC_1866_A2",57739431.411534272,57279958.254485458,57947933.715200663,58801346.556015804,56951979.316822514,58801346.556015804,57279958.254485458]
["SC_1865_A2",57647559.130257756,57279958.254485458,57814371.115359567,58497142.900536217,0,58497142.900536217,57279958.254485458]
["SC_1867_A2",57647559.130257756,57279958.254485458,57814371.115359567,58497142.900536217,57232839.953840047,58497142.900536217,57279958.254485458]
["SC_1952_A2",57739431.411534272,57279958.254485458,57947933.715200663,58801346.556015804,57027389.433505401,58801346.556015804,57279958.254485458]
["SC_2087_A2",57793649.24406603,57279958.254485458,58026754.819565058,58980870.375596382,56990211.421913058,58980870.375596382,57279958.254485458]
["SC_1946_A2",57739431.411534272,57279958.254485458,57947933.715200663,58801346.556015804,57055380.601948187,58801346.556015804,57279958.254485458]
["SC_2153_A2",57690936.033598885,57279958.254485458,57877431.832942709,58640770.688770205,57050945.336487055,58640770.688770205,57279958.254485458]
["SC_2323_A2",57690936.033598885,57279958.254485458,57877431.832942709,58640770.688770205,57008350.333449721,58640770.688770205,57279958.254485458]
["SC_660_A2",57739431.411534272,57279958.254485458,57947933.715200663,58801346.556015804,57027389.433505401,58801346.556015804,57279958.254485458]
["SC_708_A2",58234248.657586843,58478471.155964665,58667291.903663196,58263802.281809703,57299390.319665782,58263802.281809703,57279958.254485458]
["SC_1879_A2",58234248.657586843,58478471.155964665,58667291.903663196,58263802.281809703,57064968.066584773,58263802.281809703,57279958.254485458]
["SC_719_A2",58234248.657586843,58478471.155964665,58667291.903663196,58263802.281809703,57267982.926693529,58263802.281809703,57279958.254485458]
["SC_1295_A2",57690936.033598885,57279958.254485458,57877431.832942709,58640770.688770205,57118820.722248919,58640770.688770205,57279958.254485458]
["SC_1961_A1",58133527.488028735,58351973.372087613,58520864.917435132,58159961.856743284,56688777.009169295,58159961.856743284,62206456.473096207]
["SC_1961_A2",58133527.488028735,58351973.372087613,58520864.917435132,58159961.856743284,56668920.055374071,58159961.856743284,62206456.473096207]
["SC_1351_A1",57793649.24406603,57279958.254485458,58026754.819565058,58980870.375596382,57095656.453719176,58980870.375596382,57279958.254485458]
["SC_1367_A1",57793649.24406603,57279958.254485458,58026754.819565058,58980870.375596382,57095656.453719176,58980870.375596382,57279958.254485458]
["SC_1371_A1",57793649.24406603,57279958.254485458,58026754.819565058,58980870.375596382,57095656.453719176,58980870.375596382,57279958.254485458]
["SC_1374_A1",57793649.24406603,57279958.254485458,58026754.819565058,58980870.375596382,57095656.453719176,58980870.375596382,57279958.254485458]
["SC_1351_A2",57793649.24406603,57279958.254485458,58026754.819565058,58980870.375596382,57102334.055196218,58980870.375596382,57279958.254485458]
["SC_1367_A2",57793649.24406603,57279958.254485458,58026754.819565058,58980870.375596382,57102334.055196218,58980870.375596382,57279958.254485458]
["SC_1371_A2",57793649.24406603,57279958.254485458,58026754.819565058,58980870.375596382,57102334.055196218,58980870.375596382,57279958.254485458]
["SC_1374_A2",57793649.24406603,57279958.254485458,58026754.819565058,58980870.375596382,57102334.055196218,58980870.375596382,57279958.254485458]

{"sheet":"ejecutar","index":9,"n_rows":24,"n_cols":14,"rows_kept":24,"cut":false,"hidden":false,"merged":[]}
[]
[]
[]
[]
[]
[]
[]
[null,null,null,null,null,null,null,null,null,null,null,"OPTIMIZADOR",null,"cbc"]
[]
[null,null,null,null,null,null,null,null,null,null,null,"PERIODO INICIAL",null,2023]
[]
[null,null,null,null,null,null,null,null,null,null,null,"PERIODO FINAL",null,2033]
[]
[null,null,null,null,null,null,null,null,null,null,null,"ESCALAR",null,0]
[]
[null,null,null,null,null,null,null,null,null,null,null,"TOLERANCIA ",null,9.9999999999999995E-7]
[]
[null,null,null,null,null,null,null,null,null,null,null,"TIEMPO MAXIMO",null,1000]
[]
[null,null,null,null,null,null,null,null,null,null,null,"OBRAS EN FILA 2",null,0]
[]
[null,null,null,null,null,null,null,null,null,null,null,"BOLSA",null,3]
[]
[null,null,null,null,null,null,null,null,null,null,null,"SUBAREA",null,"Santander"]

{"sheet":"ASIGNACION","index":10,"n_rows":53,"n_cols":28,"rows_kept":53,"cut":false,"hidden":false,"merged":[]}
[null,null,null,null,null,null,"aprobado","aprobado","aprobado","aprobado","aprobado","aprobado","aprobado","aprobado","aprobado","aprobado","aprobado","calificacion","calificacion","calificacion","calificacion","calificacion","calificacion","calificacion","calificacion","calificacion","calificacion","calificacion"]
["nombre","barra","tipo","capacidad","periodoIni","Fila",2023,2024,2025,2026,2027,2028,2029,2030,2031,2032,2033,2023,2024,2025,2026,2027,2028,2029,2030,2031,2032,2033]
["SC_1761_A2","Cabrera 220","Solar FV",80,2026,2,0,0,0,0,0,0,0,0,0,0,0,337836618.08302832,337836618.08302832,337836618.08302832,337836618.08302832,337836618.08302832,337836618.08302832,337836618.08302832,337836618.08302832,337836618.08302832,337836618.08302832,337836618.08302832]
["SC_1761_A1","Cabrera 115","Solar FV",80,2026,2,0,0,0,0,1,1,1,1,1,1,1,337831091.82545835,337831091.82545835,337831091.82545835,337831091.82545835,337831091.82545835,337831091.82545835,337831091.82545835,337831091.82545835,337831091.82545835,337831091.82545835,337831091.82545835]
["SC_1709_A2","Oiba 115","PCH",10.3,2024,2,0,0,0,0,0,0,0,0,0,0,0,337829321.83486879,337829321.83486879,337829321.83486879,337829321.83486879,337829321.83486879,337829321.83486879,337829321.83486879,337829321.83486879,337829321.83486879,337829321.83486879,337829321.83486879]
["SC_1709_A1","Oiba 34.5","PCH",10.3,2024,2,0,0,0,0,0,0,0,0,0,0,0,337829215.67656475,337829215.67656475,337829215.67656475,337829215.67656475,337829215.67656475,337829215.67656475,337829215.67656475,337829215.67656475,337829215.67656475,337829215.67656475,337829215.67656475]
["SC_1961_A1","San Alberto 13.8","PCH",7.5,2026,2,0,0,0,1,1,1,1,1,1,1,1,337597022.51376462,337597022.51376462,337597022.51376462,337597022.51376462,337597022.51376462,337597022.51376462,337597022.51376462,337597022.51376462,337597022.51376462,337597022.51376462,337597022.51376462]
["SC_1961_A2","San Alberto 34.5","PCH",7.5,2026,2,0,0,0,0,0,0,0,0,0,0,0,337577165.55996937,337577165.55996937,337577165.55996937,337577165.55996937,337577165.55996937,337577165.55996937,337577165.55996937,337577165.55996937,337577165.55996937,337577165.55996937,337577165.55996937]
["SC_708_A2","Barbosa 115","PCH",19.489999999999998,2025,2,0,0,0,0,0,0,0,0,0,0,0,337259092.93594068,337259092.93594068,337259092.93594068,337259092.93594068,337259092.93594068,337259092.93594068,337259092.93594068,337259092.93594068,337259092.93594068,337259092.93594068,337259092.93594068]
["SC_719_A2","Barbosa 115","PCH",19.899999999999999,2025,2,0,0,0,0,0,0,0,0,0,1,1,337227685.54296839,337227685.54296839,337227685.54296839,337227685.54296839,337227685.54296839,337227685.54296839,337227685.54296839,337227685.54296839,337227685.54296839,337227685.54296839,337227685.54296839]
["SC_1879_A2","Barbosa 115","PCH",16.489999999999998,2025,2,0,0,0,0,0,0,0,0,0,0,0,337024670.68285966,337024670.68285966,337024670.68285966,337024670.68285966,337024670.68285966,337024670.68285966,337024670.68285966,337024670.68285966,337024670.68285966,337024670.68285966,337024670.68285966]
["SC_375_A1","Comuneros 220","Solar FV",43,2024,2,0,1,1,1,1,1,1,1,1,1,1,335904780.76424015,335904780.76424015,335904780.76424015,335904780.76424015,335904780.76424015,335904780.76424015,335904780.76424015,335904780.76424015,335904780.76424015,335904780.76424015,335904780.76424015]
["SC_1371_A2","Sabana de Torres 115","Solar FV",9.9,2024,2,0,0,0,0,0,0,0,0,0,0,0,335857989.41305298,335857989.41305298,335857989.41305298,335857989.41305298,335857989.41305298,335857989.41305298,335857989.41305298,335857989.41305298,335857989.41305298,335857989.41305298,335857989.41305298]
["SC_1374_A2","Sabana de Torres 115","Solar FV",9.9,2024,2,0,0,0,0,0,0,0,0,0,0,0,335857989.41305298,335857989.41305298,335857989.41305298,335857989.41305298,335857989.41305298,335857989.41305298,335857989.41305298,335857989.41305298,335857989.41305298,335857989.41305298,335857989.41305298]
["SC_1367_A2","Sabana de Torres 115","Solar FV",9.9,2024,2,0,0,0,0,0,0,0,0,0,0,0,335857989.41305298,335857989.41305298,335857989.41305298,335857989.41305298,335857989.41305298,335857989.41305298,335857989.41305298,335857989.41305298,335857989.41305298,335857989.41305298,335857989.41305298]
["SC_1351_A2","Sabana de Torres 115","Solar FV",9.9,2024,2,0,0,0,0,0,0,0,0,0,0,0,335857989.41305298,335857989.41305298,335857989.41305298,335857989.41305298,335857989.41305298,335857989.41305298,335857989.41305298,335857989.41305298,335857989.41305298,335857989.41305298,335857989.41305298]
["SC_1371_A1","Sabana de Torres 34.5 kV","Solar FV",9.9,2024,2,0,0,0,0,0,0,0,0,0,0,0,335851311.81157595,335851311.81157595,335851311.81157595,335851311.81157595,335851311.81157595,335851311.81157595,335851311.81157595,335851311.81157595,335851311.81157595,335851311.81157595,335851311.81157595]
["SC_1367_A1","Sabana de Torres 34.5 kV","Solar FV",9.9,2024,2,0,0,0,0,0,0,0,0,0,0,0,335851311.81157595,335851311.81157595,335851311.81157595,335851311.81157595,335851311.81157595,335851311.81157595,335851311.81157595,335851311.81157595,335851311.81157595,335851311.81157595,335851311.81157595]
["SC_1351_A1","Sabana de Torres 34.5 kV","Solar FV",9.9,2024,2,0,0,0,0,0,0,0,0,0,0,0,335851311.81157595,335851311.81157595,335851311.81157595,335851311.81157595,335851311.81157595,335851311.81157595,335851311.81157595,335851311.81157595,335851311.81157595,335851311.81157595,335851311.81157595]
["SC_1374_A1","Sabana de Torres 34.5 kV","Solar FV",9.9,2024,2,0,0,0,0,0,0,0,0,0,0,0,335851311.81157595,335851311.81157595,335851311.81157595,335851311.81157595,335851311.81157595,335851311.81157595,335851311.81157595,335851311.81157595,335851311.81157595,335851311.81157595,335851311.81157595]
["SC_776_A1","Barbosa 115","PCH",19.899999999999999,2027,2,0,0,0,0,0,0,0,1,1,1,1,335751597.62717468,335751597.62717468,335751597.62717468,335751597.62717468,335751597.62717468,335751597.62717468,335751597.62717468,335751597.62717468,335751597.62717468,335751597.62717468,335751597.62717468]
["SC_775_A1","Barbosa 115","PCH",19.899999999999999,2027,2,0,0,0,0,1,1,1,1,1,1,1,335751597.62717468,335751597.62717468,335751597.62717468,335751597.62717468,335751597.62717468,335751597.62717468,335751597.62717468,335751597.62717468,335751597.62717468,335751597.62717468,335751597.62717468]
["SC_777_A1","Barbosa 115","PCH",19.899999999999999,2027,2,0,0,0,0,1,1,1,1,1,1,1,335751597.62717468,335751597.62717468,335751597.62717468,335751597.62717468,335751597.62717468,335751597.62717468,335751597.62717468,335751597.62717468,335751597.62717468,335751597.62717468,335751597.62717468]
["SC_2087_A2","Sabana de Torres 115","Solar FV",19.899999999999999,2024,2,0,0,0,0,0,0,0,0,0,0,0,335745866.77976984,335745866.77976984,335745866.77976984,335745866.77976984,335745866.77976984,335745866.77976984,335745866.77976984,335745866.77976984,335745866.77976984,335745866.77976984,335745866.77976984]
["SC_2087_A1","Sabana de Torres 34.5 kV","Solar FV",19.899999999999999,2024,2,0,0,0,0,0,0,0,0,0,0,0,335744272.20880407,335744272.20880407,335744272.20880407,335744272.20880407,335744272.20880407,335744272.20880407,335744272.20880407,335744272.20880407,335744272.20880407,335744272.20880407,335744272.20880407]
["SC_2287_A1","Sogamoso 500","Solar FV",278.60000000000002,2025,2,0,0,0,0,0,0,0,0,0,0,0,335630275.09964001,335630275.09964001,335630275.09964001,335630275.09964001,335630275.09964001,335630275.09964001,335630275.09964001,335630275.09964001,335630275.09964001,335630275.09964001,335630275.09964001]
["SC_2287_A2","Sogamoso 220","Solar FV",278.60000000000002,2025,2,0,0,0,0,0,0,0,0,0,0,0,335629893.06276792,335629893.06276792,335629893.06276792,335629893.06276792,335629893.06276792,335629893.06276792,335629893.06276792,335629893.06276792,335629893.06276792,335629893.06276792,335629893.06276792]
["SC_554_A1","Puerto Wilches 34.5 kV","Solar FV",9.9,2025,2,0,0,1,1,1,1,1,1,1,1,1,335513832.74791712,335513832.74791712,335513832.74791712,335513832.74791712,335513832.74791712,335513832.74791712,335513832.74791712,335513832.74791712,335513832.74791712,335513832.74791712,335513832.74791712]
["SC_1946_A1","Cimitarra 34.5 kV","Solar FV",9.9,2025,2,0,0,0,0,1,1,1,1,1,1,1,335408711.29353791,335408711.29353791,335408711.29353791,335408711.29353791,335408711.29353791,335408711.29353791,335408711.29353791,335408711.29353791,335408711.29353791,335408711.29353791,335408711.29353791]
["SC_1946_A2","Cimitarra 115","Solar FV",9.9,2025,2,0,0,0,0,0,0,0,0,0,0,0,335408711.29353791,335408711.29353791,335408711.29353791,335408711.29353791,335408711.29353791,335408711.29353791,335408711.29353791,335408711.29353791,335408711.29353791,335408711.29353791,335408711.29353791]
["SC_1906_A2","Sogamoso 500","Solar FV",100,2025,2,0,0,0,0,0,0,0,0,0,0,0,335387930.8199299,335387930.8199299,335387930.8199299,335387930.8199299,335387930.8199299,335387930.8199299,335387930.8199299,335387930.8199299,335387930.8199299,335387930.8199299,335387930.8199299]
["SC_1952_A2","Cimitarra 115","Solar FV",19.899999999999999,2025,2,0,0,0,0,0,0,0,0,0,0,0,335380720.12509513,335380720.12509513,335380720.12509513,335380720.12509513,335380720.12509513,335380720.12509513,335380720.12509513,335380720.12509513,335380720.12509513,335380720.12509513,335380720.12509513]
["SC_660_A2","Cimitarra 115","Solar FV",19.899999999999999,2025,2,0,0,0,0,0,0,0,0,0,0,0,335380720.12509513,335380720.12509513,335380720.12509513,335380720.12509513,335380720.12509513,335380720.12509513,335380720.12509513,335380720.12509513,335380720.12509513,335380720.12509513,335380720.12509513]
["SC_1952_A1","Cimitarra 34.5 kV","Solar FV",19.899999999999999,2025,2,0,0,0,0,0,0,0,0,0,0,0,335378937.28635883,335378937.28635883,335378937.28635883,335378937.28635883,335378937.28635883,335378937.28635883,335378937.28635883,335378937.28635883,335378937.28635883,335378937.28635883,335378937.28635883]
["SC_660_A1","Cimitarra 34.5 kV","Solar FV",19.899999999999999,2025,2,0,0,0,0,0,0,0,0,0,0,0,335378937.28635883,335378937.28635883,335378937.28635883,335378937.28635883,335378937.28635883,335378937.28635883,335378937.28635883,335378937.28635883,335378937.28635883,335378937.28635883,335378937.28635883]
["SC_1906_A1","Sogamoso 220","Solar FV",100,2025,2,0,0,0,0,0,0,0,0,0,0,0,335363399.69047618,335363399.69047618,335363399.69047618,335363399.69047618,335363399.69047618,335363399.69047618,335363399.69047618,335363399.69047618,335363399.69047618,335363399.69047618,335363399.69047618]
["SC_1866_A2","Oiba 34.5","Solar FV",15,2025,2,0,0,0,0,0,0,0,0,0,0,0,335305310.00841224,335305310.00841224,335305310.00841224,335305310.00841224,335305310.00841224,335305310.00841224,335305310.00841224,335305310.00841224,335305310.00841224,335305310.00841224,335305310.00841224]
["SC_1850_A2","Bmanga 220","Solar FV",99.9,2026,2,0,0,0,0,0,0,0,0,0,0,0,335256899.15466666,335256899.15466666,335256899.15466666,335256899.15466666,335256899.15466666,335256899.15466666,335256899.15466666,335256899.15466666,335256899.15466666,335256899.15466666,335256899.15466666]
["SC_1850_A1","Sogamoso 220","Solar FV",99.9,2026,2,0,0,0,0,0,0,0,0,0,0,0,335250726.02859867,335250726.02859867,335250726.02859867,335250726.02859867,335250726.02859867,335250726.02859867,335250726.02859867,335250726.02859867,335250726.02859867,335250726.02859867,335250726.02859867]
["SC_710_A2","Sn Silvestre 115","Solar FV",50,2026,2,0,0,0,1,1,1,1,1,1,1,1,335223711.45477819,335223711.45477819,335223711.45477819,335223711.45477819,335223711.45477819,335223711.45477819,335223711.45477819,335223711.45477819,335223711.45477819,335223711.45477819,335223711.45477819]
["SC_1866_A1","Charala 34.5","Solar FV",15,2025,2,0,0,0,0,0,0,0,0,0,0,0,335174433.79771024,335174433.79771024,335174433.79771024,335174433.79771024,335174433.79771024,335174433.79771024,335174433.79771024,335174433.79771024,335174433.79771024,335174433.79771024,335174433.79771024]
["SC_1295_A2","Sogamoso 220","Solar FV",90,2026,2,0,0,0,0,0,0,0,0,0,0,0,335112290.35277689,335112290.35277689,335112290.35277689,335112290.35277689,335112290.35277689,335112290.35277689,335112290.35277689,335112290.35277689,335112290.35277689,335112290.35277689,335112290.35277689]
["SC_2153_A1","Lizama 115","Solar FV",40,2026,2,0,0,0,0,0,0,0,0,0,0,0,335098891.48099619,335098891.48099619,335098891.48099619,335098891.48099619,335098891.48099619,335098891.48099619,335098891.48099619,335098891.48099619,335098891.48099619,335098891.48099619,335098891.48099619]
["SC_2153_A2","Sabana de Torres 115","Solar FV",40,2026,2,0,0,0,0,0,0,0,0,0,0,0,335044414.96701503,335044414.96701503,335044414.96701503,335044414.96701503,335044414.96701503,335044414.96701503,335044414.96701503,335044414.96701503,335044414.96701503,335044414.96701503,335044414.96701503]
["SC_2323_A2","Barranca 34.5","Solar FV",9.9,2026,2,0,0,0,1,1,1,1,1,1,1,1,335001819.96397769,335001819.96397769,335001819.96397769,335001819.96397769,335001819.96397769,335001819.96397769,335001819.96397769,335001819.96397769,335001819.96397769,335001819.96397769,335001819.96397769]
["SC_2323_A1","Barranca 115","Solar FV",9.9,2026,2,0,0,0,0,0,0,0,0,0,0,0,334992844.72189784,334992844.72189784,334992844.72189784,334992844.72189784,334992844.72189784,334992844.72189784,334992844.72189784,334992844.72189784,334992844.72189784,334992844.72189784,334992844.72189784]
["SC_1867_A2","Guatiguara 220","Solar FV",50,2027,2,0,0,0,0,0,0,0,0,0,0,0,334904430.28109276,334904430.28109276,334904430.28109276,334904430.28109276,334904430.28109276,334904430.28109276,334904430.28109276,334904430.28109276,334904430.28109276,334904430.28109276,334904430.28109276]
["SC_1867_A1","Cabrera 220","Solar FV",50,2027,2,0,0,0,0,1,1,1,1,1,1,1,334901989.2125051,334901989.2125051,334901989.2125051,334901989.2125051,334901989.2125051,334901989.2125051,334901989.2125051,334901989.2125051,334901989.2125051,334901989.2125051,334901989.2125051]
["SC_1865_A1","Cabrera 220","Solar FV",100,2027,2,0,0,0,0,0,0,0,0,0,0,0,334896596.15399748,334896596.15399748,334896596.15399748,334896596.15399748,334896596.15399748,334896596.15399748,334896596.15399748,334896596.15399748,334896596.15399748,334896596.15399748,334896596.15399748]
["SC_939_A1","Suaita 115","Solar FV",19.899999999999999,2026,2,0,0,0,0,1,1,1,1,1,1,1,334881139.57630402,334881139.57630402,334881139.57630402,334881139.57630402,334881139.57630402,334881139.57630402,334881139.57630402,334881139.57630402,334881139.57630402,334881139.57630402,334881139.57630402]
["SC_1804_A2","Bmanga 220","Solar FV",99.9,2026,2,0,0,0,0,0,0,0,0,0,0,0,318755286.09067816,318755286.09067816,318755286.09067816,318755286.09067816,318755286.09067816,318755286.09067816,318755286.09067816,318755286.09067816,318755286.09067816,318755286.09067816,318755286.09067816]
["SC_1804_A1","Sogamoso 220","Solar FV",99.9,2026,2,0,0,0,0,0,0,0,0,0,0,0,312571571.47023469,312571571.47023469,312571571.47023469,312571571.47023469,312571571.47023469,312571571.47023469,312571571.47023469,312571571.47023469,312571571.47023469,312571571.47023469,312571571.47023469]
["SC_1865_A2","Guatiguara 220","Solar FV",100,2027,2,0,0,0,0,0,0,0,0,0,0,0,277671590.32725275,277671590.32725275,277671590.32725275,277671590.32725275,277671590.32725275,277671590.32725275,277671590.32725275,277671590.32725275,277671590.32725275,277671590.32725275,277671590.32725275]

{"sheet":"RESUMEN","index":11,"n_rows":4,"n_cols":13,"rows_kept":4,"cut":false,"hidden":false,"merged":[]}
[null,null,"capacidad aprobada","capacidad aprobada","capacidad aprobada","capacidad aprobada","capacidad aprobada","capacidad aprobada","capacidad aprobada","capacidad aprobada","capacidad aprobada","capacidad aprobada","capacidad aprobada"]
["tipo","Fila",2023,2024,2025,2026,2027,2028,2029,2030,2031,2032,2033]
["PCH",2,0,0,0,7.5,47.3,47.3,47.3,67.199999999999989,67.199999999999989,87.1,87.1]
["Solar FV",2,0,43,52.9,112.8,272.60000000000002,272.60000000000002,272.60000000000002,272.60000000000002,272.60000000000002,272.60000000000002,272.60000000000002]

{"sheet":"RESUMEN %","index":12,"n_rows":4,"n_cols":13,"rows_kept":4,"cut":false,"hidden":true,"merged":[]}
[null,null,"capacidad aprobada","capacidad aprobada","capacidad aprobada","capacidad aprobada","capacidad aprobada","capacidad aprobada","capacidad aprobada","capacidad aprobada","capacidad aprobada","capacidad aprobada","capacidad aprobada"]
["tipo","Fila",2023,2024,2025,2026,2027,2028,2029,2030,2031,2032,2033]
["PCH",2,0,0,0,7.5,47.3,47.3,47.3,67.199999999999989,67.199999999999989,87.1,87.1]
["Solar FV",2,0,43,52.9,112.8,272.60000000000002,272.60000000000002,272.60000000000002,272.60000000000002,272.60000000000002,272.60000000000002,272.60000000000002]

{"sheet":"EXPANSION","index":13,"n_rows":0,"n_cols":0,"rows_kept":0,"cut":false,"hidden":true,"merged":[]}

{"sheet":"BENEFICIO","index":14,"n_rows":2,"n_cols":12,"rows_kept":2,"cut":false,"hidden":true,"merged":[]}
["fila",2023,2024,2025,2026,2027,2028,2029,2030,2031,2032,2033]
[2,865192.54653726832,865192.54653726832,865192.54653726832,865192.54653726832,865192.54653726832,865192.54653726832,865192.54653726832,865192.54653726832,865192.54653726832,865192.54653726832,865192.54653726832]

{"sheet":"INTERCAMBIO","index":15,"n_rows":2,"n_cols":13,"rows_kept":2,"cut":false,"hidden":true,"merged":[]}
["area","fila",2023,2024,2025,2026,2027,2028,2029,2030,2031,2032,2033]
["Santander",2,-100,-143,-152.9,-220.3,-419.9,-419.9,-419.9,-439.8,-439.8,-459.7,-459.7]

{"sheet":"PORCENTAJE BARRAS","index":16,"n_rows":88,"n_cols":13,"rows_kept":88,"cut":false,"hidden":false,"merged":[]}
["barra","fila",2023,2024,2025,2026,2027,2028,2029,2030,2031,2032,2033]
["Barbosa 115",2,0,0,0,0,0.75385341040462417,0.75385341040462417,0.71172582405588292,0.68486542501050263,0.66116317425983506,0.87398900951615055,0.87025650607233407]
["Barbosa 34.5",2,0,0,0,0,0,0,0,0,0,0,0]
["Barranca 115",2,0,0,0,0,0,0,0,0,0,0,0]
["Barranca 220",2,0,0,0,0,0,0,0,0,0,0,0]
["Barranca 34.5",2,0,0,0,0.12969138071527947,0.12916261562823331,0.12916261562823331,0.12863814469268814,0.1281179158103731,0.12810372353462199,0.12810372353462199,0.12810372353462199]
["Berlin 34.5",2,0,0,0,0,0,0,0,0,0,0,0]
["Bmanga 115",2,0,0,0,0,0,0,0,0,0,0,0]
["Bmanga 220",2,0,0,0,0,0,0,0,0,0,0,0]
["Bosconia 115",2,0,0,0,0,0,0,0,0,0,0,0]
["Buena Vista 115",2,0,0,0,0,0,0,0,0,0,0,0]
["Cabrera 115",2,null,null,null,null,0.60952380952380958,0.69659863945578226,0.69659863945578226,0.69659863945578226,0.69659863945578226,0.69659863945578226,0.69659863945578226]
["Cabrera 220",2,null,null,null,null,0.19047619047619047,0.19047619047619047,0.19047619047619047,0.19047619047619047,0.19047619047619047,0.19047619047619047,0.19047619047619047]
["Cafe Corriendo 34.5",2,0,0,0,0,0,0,0,0,0,0,0]
["Charala 34.5",2,0,0,0,0,0,0,0,0,0,0,0]
["Chiquinquira 115",2,0,0,0,0,0,0,0,0,0,0,0]
["Chitaraque 34.5",2,0,0,0,0,0,0,0,0,0,0,0]
["Cimitarra 115",2,0,0,0,0,0,0,0,0,0,0,0]
["Cimitarra 34.5 kV",2,0,0,0,0,0.43151432670339557,0.43151432670339557,0.43151432670339557,0.43151432670339557,0.43151432670339557,0.43151432670339557,0.43151432670339557]
["CiraInfanta 220",2,0,0,0,0,0,0,0,0,0,0,0]
["Comuneros 220",2,0,6.0884955752212387E-2,6.3916388445347652E-2,6.2183307442451631E-2,6.3865978914160876E-2,6.4273612074703113E-2,6.5091540028166056E-2,6.5091540028166056E-2,6.6317894582446274E-2,6.7121441759868686E-2,6.832442509323379E-2]
["Condor 115",2,0,0,0,0,0,0,0,0,0,0,0]
["Confines 34.5",2,0,0,0,0,0,0,0,0,0,0,0]
["Contratacion 34.5",2,0,0,0,0,0,0,0,0,0,0,0]
["Conucos 115",2,0,0,0,0,0,0,0,0,0,0,0]
["Florida ESSA 115",2,0,0,0,0,0,0,0,0,0,0,0]
["Guatiguara 220",2,0,0,0,0,0,0,0,0,0,0,0]
["KM8 34.5 kV",2,0,0,0,0,0,0,0,0,0,0,0]
["La Esperanza 34.5",2,0,0,0,0,0,0,0,0,0,0,0]
["Landazuri 34.5  kV",2,0,0,0,0,0,0,0,0,0,0,0]
["Lizama 115",2,0,0,0,0,0,0,0,0,0,0,0]
["Llanito 34.5 kV",2,0,0,0,0,0,0,0,0,0,0,0]
["Magdalena M 220",2,0,0,0,0,0,0,0,0,0,0,0]
["Malaga 34.5",2,0,0,0,0,0,0,0,0,0,0,0]
["Merilectrica 220",2,0,0,0,0,0,0,0,0,0,0,0]
["Mesa del Sol 115",2,0,0,0,0,0,0,0,0,0,0,0]
["Muiscas 115",2,0,0,0,0,0,0,0,0,0,0,0]
["Ocaña 115",2,0,0,0,0,0,0,0,0,0,0,0]
["Ocaña 220",2,0,0,0,0,0,0,0,0,0,0,0]
["Ocaña 500",2,0,0,0,0,0,0,0,0,0,0,0]
["Oiba 115",2,0,0,0,0,0,0,0,0,0,0,0]
["Oiba 34.5",2,0,0,0,0,0,0,0,0,0,0,0]
["Paipa 115",2,0,0,0,0,0,0,0,0,0,0,0]
["Paipa 220",2,0,0,0,0,0,0,0,0,0,0,0]
["Palenque 115",2,0,0,0,0,0,0,0,0,0,0,0]
["Palenque 220",2,0,0,0,0,0,0,0,0,0,0,0]
["Palos 115",2,0,0,0,0,0,0,0,0,0,0,0]
["Palos 220",2,0,0,0,0,0,0,0,0,0,0,0]
["Piedecuesta 115",2,0,0,0,0,0,0,0,0,0,0,0]
["Primavera 220",2,0,0,0,0,0,0,0,0,0,0,0]
["Primavera 500",2,0,0,0,0,0,0,0,0,0,0,0]
["Principal 115",2,0,0,0,0,0,0,0,0,0,0,0]
["Puente Sogamoso 34.5 kV",2,0,0,0,0,0,0,0,0,0,0,0]
["Puerto Araujo 34.5 kV",2,0,0,0,0,0,0,0,0,0,0,0]
["Puerto Wilches 34.5 kV",2,0,0,0.34697350094908058,0.34697350094908058,0.34697350094908058,0.34697350094908058,0.34697350094908058,0.35024659292860921,0.34641669185363022,0.34969693984420563,0.34969693984420563]
["Realminas 115",2,0,0,0,0,0,0,0,0,0,0,0]
["Rio Frio 115",2,0,0,0,0,0,0,0,0,0,0,0]
["Sabana de Torres 115",2,0,0,0,0,0,0,0,0,0,0,0]
["Sabana de Torres 34.5 kV",2,0,0,0,0,0,0,0,0,0,0,0]
["San Alberto 115",2,0,0,0,0,0,0,0,0,0,0,0]
["San Alberto 13.8",2,0,0,0,0.46296699012708548,0.45462936214526184,0.45462936214526184,0.45462936214526184,0.45462936214526184,0.45736433257059927,0.45462936214526184,0.45462936214526184]
["San Alberto 34.5",2,0,0,0,0,0,0,0,0,0,0,0]
["San Gil 1 34.5",2,0,0,0,0,0,0,0,0,0,0,0]
["San Gil 115",2,0,0,0,0,0,0,0,0,0,0,0]
["San Gil 34.5 2",2,0,0,0,0,0,0,0,0,0,0,0]
["San Jose de Pare 34.5",2,0,0,0,0,0,0,0,0,0,0,0]
["San Martin 34.5",2,0,0,0,0,0,0,0,0,0,0,0]
["San Mateo 220",2,0,0,0,0,0,0,0,0,0,0,0]
["San Rafael 34.5 kV",2,0,0,0,0,0,0,0,0,0,0,0]
["San Silvestre 34.5",2,0,0,0,0,0,0,0,0,0,0,0]
["Santa Catalina 34.5 kV",2,0,0,0,0,0,0,0,0,0,0,0]
["Santana 34.5",2,0,0,0,0,0,0,0,0,0,0,0]
["Sn Silvestre 115",2,0,0,0,0.34898185226207717,0.34898185226207717,0.34898185226207717,0.34898185226207717,0.34898185226207717,0.34898185226207717,0.34898185226207717,0.34898185226207717]
["Sochagota 115",2,0,0,0,0,0,0,0,0,0,0,0]
["Sochagota 220",2,0,0,0,0,0,0,0,0,0,0,0]
["Socorro 34.5",2,0,0,0,0,0,0,0,0,0,0,0]
["Sogamoso 220",2,0,0,0,0,0,0,0,0,0,0,0]
["Sogamoso 500",2,0,0,0,0,0,0,0,0,0,0,0]
["Sta Rosa 115",2,0,0,0,0,0,0,0,0,0,0,0]
["Suaita 115",2,0,0,0,0,0.83824968678833955,0.83824968678833955,0.83824968678833955,0.63292942127387275,0.65334649937948142,0.65334649937948164,0.65334649937948164]
["Sucre 34.5",2,0,0,0,0,0,0,0,0,0,0,0]
["TBosconia 115",2,0,0,0,0,0,0,0,0,0,0,0]
["TSta Rosa 115",2,0,0,0,0,0,0,0,0,0,0,0]
["Tasajero 220",2,0,0,0,0,0,0,0,0,0,0,0]
["Vado Real 34.5",2,0,0,0,0,0,0,0,0,0,0,0]
["Velez 34.5",2,0,0,0,0,0,0,0,0,0,0,0]
["Vijagual 34.5",2,0,0,0,0,0,0,0,0,0,0,0]
["Wilches 115",2,0,0,0,0,0,0,0,0,0,0,0]

{"sheet":"PORCENTAJE AREAS","index":17,"n_rows":2,"n_cols":13,"rows_kept":2,"cut":false,"hidden":true,"merged":[]}
["area","fila",2023,2024,2025,2026,2027,2028,2029,2030,2031,2032,2033]
["Santander",2,-1.000001000001E-4,-1.4300014300014301E-4,-1.5290015290015291E-4,-2.203002203002203E-4,-4.199004199004199E-4,-4.199004199004199E-4,-4.199004199004199E-4,-4.3980043980043984E-4,-4.3980043980043984E-4,-4.5970045970045967E-4,-4.5970045970045967E-4]

{"sheet":"PORCENTAJE ZONAS","index":18,"n_rows":18,"n_cols":13,"rows_kept":18,"cut":false,"hidden":false,"merged":[]}
["zona","fila",2023,2024,2025,2026,2027,2028,2029,2030,2031,2032,2033]
["Zona1",2,0,0,0,0,0.78330194118777619,0.78330194118777619,0.78330194118777619,0.63292942127387275,0.64521499090648204,0.64521499090648204,0.64521499090648204]
["Zona10",2,0,0,0,0,0,0,0,0,0,0,0]
["Zona11",2,0,0,0,0,0.925132145881709,0.90261249000479549,0.85413696838512465,0.79843607337907851,0.77080329863458152,0.98268864763436536,0.97849192579741096]
["Zona12",2,0,0,0,0,0,0,0,0,0,0,0]
["Zona13",2,0,0,0,0,0,0,0,0,0,0,0]
["Zona14",2,0,0,0,0,0.60952380952380958,0.69659863945578226,0.69659863945578226,0.69659863945578226,0.69659863945578226,0.69659863945578226,0.69659863945578226]
["Zona15",2,0,0,0,0,0,0,0,0,0,0,0]
["Zona16",2,0,0,0,0,0,0,0,0,0,0,0]
["Zona17",2,0,0,0,0,0,0,0,0,0,0,0]
["Zona2",2,0,0,0,0,0,0,0,0,0,0,0]
["Zona3",2,0,0,0.1007080225690537,0.1007080225690537,0.10742189074032395,0.10742189074032395,0.10651891854730265,0.10651891854730265,0.10651891854730265,0.11362017978378951,0.11362017978378951]
["Zona4",2,0,0,0,0.18411395479586734,0.18236231420353949,0.18236231420353949,0.18064368934775268,0.17895715549943272,0.17895715549943272,0.18123666120365581,0.17953908894592904]
["Zona5",2,0,0,0,0.33684210526315789,0.33684210526315789,0.33684210526315789,0.32984458360565533,0.32984458360565544,0.31893687707641194,0.30863586128262605,0.3086358612826261]
["Zona6",2,0,0,0,0,0,0,0,0,0,0,0]
["Zona7",2,0,6.0884955752212387E-2,6.3916388445347652E-2,6.2183307442451631E-2,6.3865978914160876E-2,6.4273612074703113E-2,6.5091540028166056E-2,6.5091540028166056E-2,6.6317894582446274E-2,6.7121441759868686E-2,6.832442509323379E-2]
["Zona8",2,0,0,0,0,0,0,0,0,0,0,0]
["Zona9",2,null,null,null,null,0.19047619047619047,0.19047619047619047,0.19047619047619047,0.19047619047619047,0.19047619047619047,0.19047619047619047,0.19047619047619047]

{"sheet":"Hoja1","index":19,"n_rows":0,"n_cols":0,"rows_kept":0,"cut":false,"hidden":false,"merged":[]}