{"text_format":"1","workbook":"xlsx","n_sheets":18,"sheets":["areas","barras","criterios","obras","proyectos","cortocircuito","zonas","zonaBarra","calificacionProyectos","ejecutar","ASIGNACION","RESUMEN","RESUMEN %","INTERCAMBIO","BENEFICIO","PORCENTAJE BARRAS","PORCENTAJE AREAS","PORCENTAJE ZONAS"],"not_rendered":{"charts":0,"images":0,"macros":1,"external_links":0,"defined_names":6,"comments":0,"pivot_tables":0},"unopened":[],"bounds":{"document_bytes":16777216,"sheet_cells":100000,"rows_first":2000,"rows_last":500,"rows_between":2000,"halvings":0,"cell_chars":16384,"cell_head_chars":4096},"cells_cut":0,"cells_raw":0,"read":"whole","date_system":"1900"}

{"sheet":"areas","index":0,"n_rows":12,"n_cols":8,"rows_kept":12,"cut":false,"hidden":true,"merged":[]}
["nombre","periodo","limiteimportacion","limiteexportacion","demanda","generacion","factorimportacion","factorexportacion"]
["Valle",2023,9999999,999999,200,300,1,1]
["Valle",2024,9999999,999999,200,300,1,1]
["Valle",2025,9999999,999999,200,300,1,1]
["Valle",2026,9999999,999999,200,300,1,1]
["Valle",2027,9999999,999999,200,300,1,1]
["Valle",2028,9999999,999999,200,300,1,1]
["Valle",2029,9999999,999999,200,300,1,1]
["Valle",2030,9999999,999999,200,300,1,1]
["Valle",2031,9999999,999999,200,300,1,1]
["Valle",2032,9999999,999999,200,300,1,1]
["Valle",2033,9999999,999999,200,300,1,1]

{"sheet":"barras","index":1,"n_rows":1200,"n_cols":7,"rows_kept":1200,"cut":false,"hidden":false,"merged":[]}
["nombre","periodo","capacidad","cortocircuito","factorcapacidad","factorcorto"]
["Aguablanca 115",2023,280.8868408203125,5.3729659408088395,1,1,"Nota: Las barras que aparecen en 0, no se les calculó capacidad por barra"]
["Aguablanca 115",2024,285.1953125,4.8675940775034583,1,1]
["Aguablanca 115",2025,295.59765625,3.7774802363942896,1,1]
["Aguablanca 115",2026,303.1982421875,2.5968702164362512,1,1]
["Aguablanca 115",2027,303.1982421875,2.6083057528487892,1,1]
["Aguablanca 115",2028,303.1982421875,2.6118047542596514,1,1]
["Aguablanca 115",2029,303.1982421875,2.6083057528487892,1,1]
["Aguablanca 115",2030,303.1982421875,2.6083057528488105,1,1]
["Aguablanca 115",2031,303.1982421875,2.6083057528487892,1,1]
["Aguablanca 115",2032,303.1982421875,2.6058119566091094,1,1]
["Aguablanca 115",2033,303.1982421875,2.5717595176511203,1,1]
["Alban 34.5",2023,0,24.215333922109028,1,1]
["Alban 34.5",2024,0,24.20532995515309,1,1]
["Alban 34.5",2025,0,24.188399718098207,1,1]
["Alban 34.5",2026,0,24.188854044881278,1,1]
["Alban 34.5",2027,0,24.189128659021872,1,1]
["Alban 34.5",2028,0,24.189233910749905,1,1]
["Alban 34.5",2029,0,24.189128659021872,1,1]
["Alban 34.5",2030,0,24.189128659021872,1,1]
["Alban 34.5",2031,0,24.189128659021872,1,1]
["Alban 34.5",2032,0,24.19274808971231,1,1]
["Alban 34.5",2033,0,24.192852043728848,1,1]
["Alcala 34.5",2023,0,22.096030615756614,1,1]
["Alcala 34.5",2024,0,22.049283306963726,1,1]
["Alcala 34.5",2025,0,22.010910227882185,1,1]
["Alcala 34.5",2026,0,22.013364532920683,1,1]
["Alcala 34.5",2027,0,22.014518349500189,1,1]
["Alcala 34.5",2028,0,22.014985799236999,1,1]
["Alcala 34.5",2029,0,22.014518349500189,1,1]
["Alcala 34.5",2030,0,22.014518349500189,1,1]
["Alcala 34.5",2031,0,22.014518349500189,1,1]
["Alcala 34.5",2032,0,22.029624503730616,1,1]
["Alcala 34.5",2033,0,22.029914224957512,1,1]
["Alferez 220",2023,464,14.78276548070566,1,1]
["Alferez 220",2024,416.25,14.067418513397509,1,1]
["Alferez 220",2025,416.25,11.686122677030731,1,1]
["Alferez 220",2026,416.25,11.179452695994961,1,1]
["Alferez 220",2027,237.46337890625,11.191871390464009,1,1]
["Alferez 220",2028,222.6219177246094,11.195784049743349,1,1]
["Alferez 220",2029,222.6219177246094,11.191871390464009,1,1]
["Alferez 220",2030,222.6219177246094,11.191871390464112,1,1]
["Alferez 220",2031,222.6219177246094,11.191871390464009,1,1]
["Alferez 220",2032,222.6219177246094,11.1663793713468,1,1]
["Alferez 220",2033,222.6219177246094,11.144307734903482,1,1]
["Alferez 500",2023,0,31.07952856466526,1,1]
["Alferez 500",2024,0,30.623092351490456,1,1]
["Alferez 500",2025,0,28.353294508532681,1,1]
["Alferez 500",2026,0,28.312695379408119,1,1]
["Alferez 500",2027,0,28.318956954094851,1,1]
["Alferez 500",2028,0,28.321016328152609,1,1]
["Alferez 500",2029,0,28.318956954094851,1,1]
["Alferez 500",2030,0,28.318956954094851,1,1]
["Alferez 500",2031,0,28.318956954094851,1,1]
["Alferez 500",2032,0,28.306388191029548,1,1]
["Alferez 500",2033,0,28.299951810033107,1,1]
["Alferez I 115",2023,190.643310546875,14.07976693950598,1,1]
["Alferez I 115",2024,180.2175045013428,13.795480137891818,1,1]
["Alferez I 115",2025,180.2175045013428,13.192660856127379,1,1]
["Alferez I 115",2026,181.7800045013428,13.082676377797309,1,1]
["Alferez I 115",2027,181.7800045013428,13.090229574999199,1,1]
["Alferez I 115",2028,181.7800045013428,13.092471820665011,1,1]
["Alferez I 115",2029,181.7800045013428,13.090229574999199,1,1]
["Alferez I 115",2030,181.7800045013428,13.090229574999199,1,1]
["Alferez I 115",2031,181.7800045013428,13.090229574999199,1,1]
["Alferez I 115",2032,181.7800045013428,13.096040853408169,1,1]
["Alferez I 115",2033,181.7800045013428,13.08917675820506,1,1]
["Alferez II 115",2023,227.525390625,13.409438615058281,1,1]
["Alferez II 115",2024,292.7734375,12.946852852767542,1,1]
["Alferez II 115",2025,324.0234375,11.89361687355013,1,1]
["Alferez II 115",2026,336.5234375,11.49957854387959,1,1]
["Alferez II 115",2027,305.58935214843763,11.511752437400801,1,1]
["Alferez II 115",2028,271.741943359375,11.515356559045269,1,1]
["Alferez II 115",2029,271.741943359375,11.511752437400801,1,1]
["Alferez II 115",2030,269.02452392578118,11.51175243740078,1,1]
["Alferez II 115",2031,269.02452392578118,11.511752437400801,1,1]
["Alferez II 115",2032,267.96027392578128,11.529506605159671,1,1]
["Alferez II 115",2033,267.96027392578128,11.513009029622779,1,1]
["Alto Anchya 220",2023,111.61670706,19.82831434274847,1,1]
["Alto Anchya 220",2024,111.61670706,19.676066171054607,1,1]
["Alto Anchya 220",2025,111.61670706,19.38037959682417,1,1]
["Alto Anchya 220",2026,111.61670706,19.325093049409602,1,1]
["Alto Anchya 220",2027,111.61670706,19.32904385761254,1,1]
["Alto Anchya 220",2028,111.61670706,19.330213530898838,1,1]
["Alto Anchya 220",2029,100.81670706,19.32904385761254,1,1]
["Alto Anchya 220",2030,100.81670706,19.32904385761254,1,1]
["Alto Anchya 220",2031,100.81670706,19.32904385761254,1,1]
["Alto Anchya 220",2032,100.81670706,19.33779983923894,1,1]
["Alto Anchya 220",2033,100.81670706,19.335633760935579,1,1]
["Amcor 34.5",2023,23.236604291887499,20.184825952753354,1,1]
["Amcor 34.5",2024,22.611604291887499,20.140259247318891,1,1]
["Amcor 34.5",2025,22.924104291887492,20.049530882117566,1,1]
["Amcor 34.5",2026,23.236604291887492,20.03161810627978,1,1]
["Amcor 34.5",2027,21.618302145943741,20.033562226675759,1,1]
["Amcor 34.5",2028,22.868302145943751,20.034122307938862,1,1]
["Amcor 34.5",2029,23.180802145943751,20.033562226675759,1,1]
["Amcor 34.5",2030,23.180802145943751,20.033562226675759,1,1]
["Amcor 34.5",2031,23.180802145943751,20.033562226675759,1,1]
["Amcor 34.5",2032,23.180802145943751,20.043659205996498,1,1]
["Amcor 34.5",2033,23.180802145943751,20.044950762731588,1,1]
["Ancon EPM 220",2023,0,11.00881097633382,1,1]
["Ancon EPM 220",2024,0,10.393986952173631,1,1]
["Ancon EPM 220",2025,0,10.21172708781719,1,1]
["Ancon EPM 220",2026,0,10.220833117068841,1,1]
["Ancon EPM 220",2027,0,10.221633257050049,1,1]
["Ancon EPM 220",2028,0,10.221633257050049,1,1]
["Ancon EPM 220",2029,0,10.221633257050049,1,1]
["Ancon EPM 220",2030,0,10.221633257050049,1,1]
["Ancon EPM 220",2031,0,10.221633257050049,1,1]
["Ancon EPM 220",2032,0,10.221633257050049,1,1]
["Ancon EPM 220",2033,0,10.221633257050049,1,1]
["Anserma 34.5",2023,0,22.770886851494101,1,1]
["Anserma 34.5",2024,0,22.735236264670849,1,1]
["Anserma 34.5",2025,0,22.705880542221593,1,1]
["Anserma 34.5",2026,0,22.707774356152353,1,1]
["Anserma 34.5",2027,0,22.708660795231904,1,1]
["Anserma 34.5",2028,0,22.709019614700829,1,1]
["Anserma 34.5",2029,0,22.708660795231904,1,1]
["Anserma 34.5",2030,0,22.708660795231904,1,1]
["Anserma 34.5",2031,0,22.708660795231904,1,1]
["Anserma 34.5",2032,0,22.720658661391756,1,1]
["Anserma 34.5",2033,0,23.086694374643461,1,1]
["Armenia 220",2023,0,21.325678841491641,1,1]
["Armenia 220",2024,0,21.019057382076632,1,1]
["Armenia 220",2025,0,20.86194452388273,1,1]
["Armenia 220",2026,0,20.863960459521881,1,1]
["Armenia 220",2027,0,20.86730805759073,1,1]
["Armenia 220",2028,0,20.869068199142788,1,1]
["Armenia 220",2029,0,20.86730805759073,1,1]
["Armenia 220",2030,0,20.86730805759073,1,1]
["Armenia 220",2031,0,20.86730805759073,1,1]
["Armenia 220",2032,0,20.836076117450602,1,1]
["Armenia 220",2033,0,20.835957397735431,1,1]
["Bajo 115",2023,134.3980831294904,34.114237092912347,1,1]
["Bajo 115",2024,142.19010064482691,34.067826347428266,1,1]
["Bajo 115",2025,150.43387711048129,30.50116497541223,1,1]
["Bajo 115",2026,153.55887711048121,30.491086872873844,1,1]
["Bajo 115",2027,153.55887711048121,30.494664979140779,1,1]
["Bajo 115",2028,143.96144729107621,30.495684266484943,1,1]
["Bajo 115",2029,143.96144729107621,30.494664979140779,1,1]
["Bajo 115",2030,143.96144729107621,30.494664979140779,1,1]
["Bajo 115",2031,143.96144729107621,30.494664979140779,1,1]
["Bajo 115",2032,143.96144729107621,30.507797043259888,1,1]
["Bajo 115",2033,143.96144729107621,30.50766360101413,1,1]
["BMalaga 115",2023,78.249728307127953,38.738085625113541,1,1]
["BMalaga 115",2024,78.249728307127953,38.728984664294714,1,1]
["BMalaga 115",2025,72.973337389919067,38.303132408022222,1,1]
["BMalaga 115",2026,78.249728307127953,38.302525404911385,1,1]
["BMalaga 115",2027,77.638402304728515,38.303243345664967,1,1]
["BMalaga 115",2028,77.638402304728515,38.303443570795125,1,1]
["BMalaga 115",2029,77.638402304728515,38.303243345664967,1,1]
["BMalaga 115",2030,77.638402304728515,38.303243345664967,1,1]
["BMalaga 115",2031,77.638402304728515,38.303243345664967,1,1]
["BMalaga 115",2032,77.638402304728515,38.306502297706636,1,1]
["BMalaga 115",2033,78.640182958289984,38.306744202633972,1,1]
["Buga 115",2023,74.47265625,20.133986786740181,1,1]
["Buga 115",2024,72.983203125000003,20.022026978933631,1,1]
["Buga 115",2025,71.523539062500006,19.56541458279894,1,1]
["Buga 115",2026,70.093068281250012,19.56339162013137,1,1]
["Buga 115",2027,68.691206915625017,19.566622465071941,1,1]
["Buga 115",2028,67.317382777312517,19.567655797337657,1,1]
["Buga 115",2029,65.971035121766263,19.566622465071941,1,1]
["Buga 115",2030,64.65161441933094,19.566622465071941,1,1]
["Buga 115",2031,63.358582130944328,19.566622465071941,1,1]
["Buga 115",2032,62.091410488325437,19.579991235733502,1,1]
["Buga 115",2033,60.849582278558927,19.577716995637878,1,1]
["Caicedo 34.5",2023,0,23.072314175265042,1,1]
["Caicedo 34.5",2024,0,23.05055708421451,1,1]
["Caicedo 34.5",2025,0,23.006056935657963,1,1]
["Caicedo 34.5",2026,0,23.006938226068698,1,1]
["Caicedo 34.5",2027,0,23.007548733869328,1,1]
["Caicedo 34.5",2028,0,23.007778086973175,1,1]
["Caicedo 34.5",2029,0,23.007548733869328,1,1]
["Caicedo 34.5",2030,0,23.007548733869328,1,1]
["Caicedo 34.5",2031,0,23.007548733869328,1,1]
["Caicedo 34.5",2032,0,23.014954316671588,1,1]
["Caicedo 34.5",2033,0,23.015205931446982,1,1]
["Calima 115",2023,50,16.155621503466257,1,1]
["Calima 115",2024,50.262451171875,16.099354078879987,1,1]
["Calima 115",2025,57.262451171875,15.794772454563294,1,1]
["Calima 115",2026,76.375,15.794194712887743,1,1]
["Calima 115",2027,81.236492216586996,15.796124276130678,1,1]
["Calima 115",2028,81.236492216586996,15.796730648150289,1,1]
["Calima 115",2029,81.236492216586996,15.796124276130678,1,1]
["Calima 115",2030,81.236492216586996,15.796124276130675,1,1]
["Calima 115",2031,81.236492216586996,15.796124276130678,1,1]
["Calima 115",2032,74.844543457031193,15.808181340294041,1,1]
["Calima 115",2033,70.96875,15.808525299569515,1,1]
["Candelaria 115",2023,178.7395935058594,7.7589969519398601,1,1]
["Candelaria 115",2024,181.8333435058594,7.5985151181680006,1,1]
["Candelaria 115",2025,181.8333435058594,7.28374150469058,1,1]
["Candelaria 115",2026,184.9270935058594,6.9347131556411608,1,1]
["Candelaria 115",2027,184.9270935058594,6.9399588505436594,1,1]
["Candelaria 115",2028,184.9270935058594,6.9414872496803603,1,1]
["Candelaria 115",2029,184.9270935058594,6.9399588505436594,1,1]
["Candelaria 115",2030,184.9270935058594,6.93995885054367,1,1]
["Candelaria 115",2031,102.03226171874999,6.9399588505436594,1,1]
["Candelaria 115",2032,102.03226171874999,6.9557675883700298,1,1]
["Candelaria 115",2033,102.03226171874999,6.95012845917487,1,1]
["Candelaria Vlle 34.5",2023,0,11.74240501086417,1,1]
["Candelaria Vlle 34.5",2024,0,11.62087383930036,1,1]
["Candelaria Vlle 34.5",2025,0,11.405671521033319,1,1]
["Candelaria Vlle 34.5",2026,0,11.32191193626328,1,1]
["Candelaria Vlle 34.5",2027,0,11.32733186026085,1,1]
["Candelaria Vlle 34.5",2028,0,11.32886058602371,1,1]
["Candelaria Vlle 34.5",2029,0,11.32733186026085,1,1]
["Candelaria Vlle 34.5",2030,0,11.32733186026082,1,1]
["Candelaria Vlle 34.5",2031,0,11.32733186026085,1,1]
["Candelaria Vlle 34.5",2032,0,11.35314130209572,1,1]
["Candelaria Vlle 34.5",2033,0,11.355211025404151,1,1]
["Carmelo 34.5",2023,38.821180232320913,11.782244418636459,1,1]
["Carmelo 34.5",2024,38.22540035006088,11.650376625978961,1,1]
["Carmelo 34.5",2025,38.225400350060887,11.4014288646817,1,1]
["Carmelo 34.5",2026,37.648238589121483,11.270442468907619,1,1]
["Carmelo 34.5",2027,37.648238589121483,11.27617797312438,1,1]
["Carmelo 34.5",2028,37.648238589121483,11.277802550111151,1,1]
["Carmelo 34.5",2029,37.089113133211427,11.27617797312438,1,1]
["Carmelo 34.5",2030,36.547460347798577,11.27617797312435,1,1]
["Carmelo 34.5",2031,36.547460347798577,11.27617797312438,1,1]
["Carmelo 34.5",2032,36.022734211929873,11.303077512589759,1,1]
["Carmelo 34.5",2033,36.022734211929873,11.304408978846441,1,1]
["Cartago 115",2023,400,14.453727287090651,1,1]
["Cartago 115",2024,400,14.06693233265484,1,1]
["Cartago 115",2025,300,13.785259497653591,1,1]
["Cartago 115",2026,251.79592037200931,13.793424163925511,1,1]
["Cartago 115",2027,238.34694027900699,13.79954323171112,1,1]
["Cartago 115",2028,238.34694027900699,13.802242013560878,1,1]
["Cartago 115",2029,238.34694027900699,13.79954323171112,1,1]
["Cartago 115",2030,238.34694027900699,13.799543231711141,1,1]
["Cartago 115",2031,238.34694027900699,13.79954323171112,1,1]
["Cartago 115",2032,238.34694027900699,13.638118104751531,1,1]
["Cartago 115",2033,238.34694027900699,13.638274951455521,1,1]
["Cartago 13.2",2023,0,4.1850824797069102,1,1]
["Cartago 13.2",2024,0,3.8305958950776215,1,1]
["Cartago 13.2",2025,0,3.54358025759052,1,1]
["Cartago 13.2",2026,0,3.5610035914626614,1,1]
["Cartago 13.2",2027,0,3.5694365653865887,1,1]
["Cartago 13.2",2028,0,3.5728641911401589,1,1]
["Cartago 13.2",2029,0,3.5694365653865887,1,1]
["Cartago 13.2",2030,0,3.5694365653865496,1,1]
["Cartago 13.2",2031,0,3.5694365653865887,1,1]
["Cartago 13.2",2032,0,3.6589630278498717,1,1]
["Cartago 13.2",2033,0,3.6609196232377101,1,1]
["Cartago 220",2023,568.30836766585708,15.191969609241859,1,1]
["Cartago 220",2024,363.61668383292852,14.55931096300742,1,1]
["Cartago 220",2025,375.84168383292848,14.27161425922808,1,1]
["Cartago 220",2026,567.69211255312712,14.273381404744079,1,1]
["Cartago 220",2027,663.96738310307262,14.2801931989091,1,1]
["Cartago 220",2028,634.0693359375,14.28315760936832,1,1]
["Cartago 220",2029,778.58541870117188,14.2801931989091,1,1]
["Cartago 220",2030,778.58541870117188,14.280193198909121,1,1]
["Cartago 220",2031,780.97337436676025,14.2801931989091,1,1]
["Cartago 220",2032,780.97337436676025,14.182304047333972,1,1]
["Cartago 220",2033,769.23050481453538,14.179919151770982,1,1]
["Cartago 34.5",2023,0,13.460065977452849,1,1]
["Cartago 34.5",2024,0,13.25521496913254,1,1]
["Cartago 34.5",2025,0,13.09286096438953,1,1]
["Cartago 34.5",2026,0,13.101604650957009,1,1]
["Cartago 34.5",2027,0,13.10611213129364,1,1]
["Cartago 34.5",2028,0,13.10796919722698,1,1]
["Cartago 34.5",2029,0,13.10611213129364,1,1]
["Cartago 34.5",2030,0,13.10611213129364,1,1]
["Cartago 34.5",2031,0,13.10611213129364,1,1]
["Cartago 34.5",2032,0,13.130980654150189,1,1]
["Cartago 34.5",2033,0,13.131876709393021,1,1]
["Cerrito 115",2023,170.81937388755321,25.334706933029608,1,1]
["Cerrito 115",2024,181.22855163574221,25.279118642689234,1,1]
["Cerrito 115",2025,181.22855163574221,25.130232103723419,1,1]
["Cerrito 115",2026,181.22855163574221,25.090446267956743,1,1]
["Cerrito 115",2027,181.22855163574221,25.09262066659786,1,1]
["Cerrito 115",2028,99.991616484375001,25.093244673459008,1,1]
["Cerrito 115",2029,99.991616484375001,25.09262066659786,1,1]
["Cerrito 115",2030,99.991616484375001,25.092620666597863,1,1]
["Cerrito 115",2031,175.16480163574221,25.09262066659786,1,1]
["Cerrito 115",2032,178.19667663574219,25.102197734070195,1,1]
["Cerrito 115",2033,178.19667663574219,25.083805441125666,1,1]
["Cerrito 34.5",2023,39.8203125,19.520735074581005,1,1]
["Cerrito 34.5",2024,40.8203125,19.479585748741666,1,1]
["Cerrito 34.5",2025,40.00390625,19.366003400024709,1,1]
["Cerrito 34.5",2026,40.00390625,19.353231492960141,1,1]
["Cerrito 34.5",2027,40.00390625,19.355093349391804,1,1]
["Cerrito 34.5",2028,40.00390625,19.355620600495314,1,1]
["Cerrito 34.5",2029,40.00390625,19.355093349391804,1,1]
["Cerrito 34.5",2030,39.595703125,19.355093349391801,1,1]
["Cerrito 34.5",2031,39.595703125,19.355093349391804,1,1]
["Cerrito 34.5",2032,39.595703125,19.364435001202793,1,1]
["Cerrito 34.5",2033,39.595703125,19.365412120223024,1,1]
["Certegui 115",2023,0,29.204738830675971,1,1]
["Certegui 115",2024,0,29.210984846154709,1,1]
["Certegui 115",2025,0,29.107550859430969,1,1]
["Certegui 115",2026,0,29.108783987783632,1,1]
["Certegui 115",2027,0,29.10896607784133,1,1]
["Certegui 115",2028,0,29.10896607784133,1,1]
["Certegui 115",2029,0,29.10896607784133,1,1]
["Certegui 115",2030,0,29.10896607784133,1,1]
["Certegui 115",2031,0,29.10896607784133,1,1]
["Certegui 115",2032,0,29.10896607784133,1,1]
["Certegui 115",2033,0,29.10896607784133,1,1]
["Chipichape 115",2023,123.9817929499316,34.002084623988019,1,1]
["Chipichape 115",2024,128.4477344267342,33.932929434858806,1,1]
["Chipichape 115",2025,133.07454334059901,33.495347505753301,1,1]
["Chipichape 115",2026,133.07454334059901,33.471981881160652,1,1]
["Chipichape 115",2027,133.07454334059901,33.47484374134703,1,1]
["Chipichape 115",2028,133.07454334059901,33.47565326623252,1,1]
["Chipichape 115",2029,133.85579334059901,33.47484374134703,1,1]
["Chipichape 115",2030,133.85579334059901,33.47484374134703,1,1]
["Chipichape 115",2031,133.85579334059901,33.47484374134703,1,1]
["Chipichape 115",2032,133.85579334059901,33.485868845373268,1,1]
["Chipichape 115",2033,133.85579334059901,33.486022670403401,1,1]
["Codazzi 115",2023,74.711820959999997,19.238674778109591,1,1]
["Codazzi 115",2024,74.711820959999997,19.097135679880239,1,1]
["Codazzi 115",2025,74.711820959999997,18.70400789696858,1,1]
["Codazzi 115",2026,74.711820959999997,18.58571585953386,1,1]
["Codazzi 115",2027,74.711820959999997,18.590282414852638,1,1]
["Codazzi 115",2028,74.711820959999997,18.591616657727748,1,1]
["Codazzi 115",2029,74.711820959999997,18.590282414852638,1,1]
["Codazzi 115",2030,74.711820959999997,18.590282414852638,1,1]
["Codazzi 115",2031,74.711820959999997,18.590282414852638,1,1]
["Codazzi 115",2032,74.711820959999997,18.605995472960899,1,1]
["Codazzi 115",2033,74.711820959999997,18.528439112600569,1,1]
["Costa Rica 34.5",2023,18.395626684650779,22.198366292347462,1,1]
["Costa Rica 34.5",2024,18.395626684650779,22.177663131868719,1,1]
["Costa Rica 34.5",2025,18.395626684650779,22.120915047042921,1,1]
["Costa Rica 34.5",2026,18.395626684650779,22.115793877371889,1,1]
["Costa Rica 34.5",2027,18.395626684650779,22.116746443379192,1,1]
["Costa Rica 34.5",2028,18.395626684650779,22.117015831439176,1,1]
["Costa Rica 34.5",2029,18.395626684650779,22.116746443379192,1,1]
["Costa Rica 34.5",2030,18.395626684650779,22.116746443379188,1,1]
["Costa Rica 34.5",2031,18.395626684650779,22.116746443379192,1,1]
["Costa Rica 34.5",2032,18.395626684650779,22.121587851839678,1,1]
["Costa Rica 34.5",2033,18.395626684650779,22.122084325675694,1,1]
["Diesel II 115",2023,360.01171875,6.7600186920473604,1,1]
["Diesel II 115",2024,360.01171875,6.3007541416607999,1,1]
["Diesel II 115",2025,360.01171875,5.3243695155363007,1,1]
["Diesel II 115",2026,360.01171875,4.0667542032996487,1,1]
["Diesel II 115",2027,317.1875,4.0775915832836702,1,1]
["Diesel II 115",2028,317.1875,4.0808944812966388,1,1]
["Diesel II 115",2029,317.1875,4.0775915832836702,1,1]
["Diesel II 115",2030,317.1875,4.0775915832836986,1,1]
["Diesel II 115",2031,317.1875,4.0775915832836702,1,1]
["Diesel II 115",2032,317.1875,4.0792981275385287,1,1]
["Diesel II 115",2033,367.1875,4.0472083167262092,1,1]
["Dolores 34.5",2023,0,17.47685870881897,1,1]
["Dolores 34.5",2024,0,17.404730910083913,1,1]
["Dolores 34.5",2025,0,17.261355578634909,1,1]
["Dolores 34.5",2026,0,17.211088353998814,1,1]
["Dolores 34.5",2027,0,17.214272739439398,1,1]
["Dolores 34.5",2028,0,17.215176415190431,1,1]
["Dolores 34.5",2029,0,17.214272739439398,1,1]
["Dolores 34.5",2030,0,17.214272739439398,1,1]
["Dolores 34.5",2031,0,17.214272739439398,1,1]
["Dolores 34.5",2032,0,17.229632781862605,1,1]
["Dolores 34.5",2033,0,17.230754533064591,1,1]
["El Carmelo 115",2023,68.939936401888659,13.93951574712769,1,1]
["El Carmelo 115",2024,68.939936401888659,13.67135375144197,1,1]
["El Carmelo 115",2025,68.939936401888659,13.12606559600275,1,1]
["El Carmelo 115",2026,68.250537037869776,12.385148821061019,1,1]
["El Carmelo 115",2027,68.250537037869776,12.3927639091537,1,1]
["El Carmelo 115",2028,68.250537037869776,12.395024547485541,1,1]
["El Carmelo 115",2029,68.250537037869776,12.3927639091537,1,1]
["El Carmelo 115",2030,68.250537037869776,12.392763909153711,1,1]
["El Carmelo 115",2031,68.250537037869776,12.3927639091537,1,1]
["El Carmelo 115",2032,65.2208954386291,12.4073881743954,1,1]
["El Carmelo 115",2033,61.207457570766927,12.392225370157941,1,1]
["Enea 220",2023,0,3.6261905154418308,1,1]
["Enea 220",2024,0,3.1446017131423893,1,1]
["Enea 220",2025,0,2.885541391172179,1,1]
["Enea 220",2026,0,2.8813065370101789,1,1]
["Enea 220",2027,0,2.8856359968359904,1,1]
["Enea 220",2028,0,2.8882547277404917,1,1]
["Enea 220",2029,0,2.8856359968359904,1,1]
["Enea 220",2030,0,2.8856359968359797,1,1]
["Enea 220",2031,0,2.8856359968359904,1,1]
["Enea 220",2032,0,2.5833285027271593,1,1]
["Enea 220",2033,0,2.5828431981090709,1,1]
["Esmeralda 220",2023,0,5.3928288469653012,1,1]
["Esmeralda 220",2024,0,4.3933692236868112,1,1]
["Esmeralda 220",2025,0,3.7338521479036011,1,1]
["Esmeralda 220",2026,0,3.73701790830685,1,1]
["Esmeralda 220",2027,0,3.7240012042129607,1,1]
["Esmeralda 220",2028,0,3.72847726706134,1,1]
["Esmeralda 220",2029,0,3.7240012042129607,1,1]
["Esmeralda 220",2030,0,3.7240012042129109,1,1]
["Esmeralda 220",2031,0,3.7240012042129607,1,1]
["Esmeralda 220",2032,0,3.4478116338711402,1,1]
["Esmeralda 220",2033,0,3.4454502615098015,1,1]
["Estambul 115",2023,69.955556984868679,{"$f":"40-29.54807","v":10.451930000000001},1,1]
["Estambul 115",2024,71.767877114010346,{"$f":"40-30.11298","v":9.8870199999999997},1,1]
["Estambul 115",2025,71.767877114010346,{"$f":"40-31.29956","v":8.7004400000000004},1,1]
["Estambul 115",2026,71.767877114010346,1.9207541946903532,1,1]
["Estambul 115",2027,76.98683713774119,1.935335744555772,1,1]
["Estambul 115",2028,76.98683713774119,1.9398056558700176,1,1]
["Estambul 115",2029,76.98683713774119,1.935335744555772,1,1]
["Estambul 115",2030,76.98683713774119,1.9353357445557435,1,1]
["Estambul 115",2031,76.98683713774119,1.935335744555772,1,1]
["Estambul 115",2032,76.98683713774119,1.9469110534968621,1,1]
["Estambul 115",2033,76.98683713774119,1.8806889457368072,1,1]
["Guachal 115",2023,70.339696359441547,25.231525236204462,1,1]
["Guachal 115",2024,70.339696359441547,25.041808427556809,1,1]
["Guachal 115",2025,70.339696359441547,24.42693229744631,1,1]
["Guachal 115",2026,70.339696359441547,24.402401241773802,1,1]
["Guachal 115",2027,70.339696359441547,24.40791954885642,1,1]
["Guachal 115",2028,70.339696359441547,24.409544018604848,1,1]
["Guachal 115",2029,70.339696359441547,24.40791954885642,1,1]
["Guachal 115",2030,70.339696359441547,24.40791954885638,1,1]
["Guachal 115",2031,70.339696359441547,24.40791954885642,1,1]
["Guachal 115",2032,70.339696359441547,24.424675881897322,1,1]
["Guachal 115",2033,70.339696359441547,24.388129159585702,1,1]
["Guachal 34.5",2023,69.636299395847132,14.06706192302928,1,1]
["Guachal 34.5",2024,69.636299395847132,13.966785332714711,1,1]
["Guachal 34.5",2025,69.636299395847132,13.627523673803241,1,1]
["Guachal 34.5",2026,69.636299395847132,13.615936115053801,1,1]
["Guachal 34.5",2027,69.636299395847132,13.62017392906262,1,1]
["Guachal 34.5",2028,69.636299395847132,13.62138215001805,1,1]
["Guachal 34.5",2029,69.636299395847132,13.62017392906262,1,1]
["Guachal 34.5",2030,69.636299395847132,13.62017392906183,1,1]
["Guachal 34.5",2031,69.636299395847132,13.62017392906262,1,1]
["Guachal 34.5",2032,69.636299395847132,13.64081844849048,1,1]
["Guachal 34.5",2033,69.636299395847132,13.64172747486996,1,1]
["Hermosa 220",2023,0,15.750277128358601,1,1]
["Hermosa 220",2024,0,15.21272702103165,1,1]
["Hermosa 220",2025,0,14.98084578184482,1,1]
["Hermosa 220",2026,0,14.981077412692539,1,1]
["Hermosa 220",2027,0,14.985115548992841,1,1]
["Hermosa 220",2028,0,14.98776167740672,1,1]
["Hermosa 220",2029,0,14.985115548992841,1,1]
["Hermosa 220",2030,0,14.985115548992841,1,1]
["Hermosa 220",2031,0,14.985115548992841,1,1]
["Hermosa 220",2032,0,14.848989773305739,1,1]
["Hermosa 220",2033,0,14.84806108272841,1,1]
["Jamundi 115",2023,0,22.731503092237858,1,1]
["Jamundi 115",2024,0,22.623471890292358,1,1]
["Jamundi 115",2025,0,22.419887963443266,1,1]
["Jamundi 115",2026,0,22.397497522161032,1,1]
["Jamundi 115",2027,0,22.401049086355297,1,1]
["Jamundi 115",2028,0,22.402073752758387,1,1]
["Jamundi 115",2029,0,22.401049086355297,1,1]
["Jamundi 115",2030,0,22.4010490863553,1,1]
["Jamundi 115",2031,0,22.401049086355297,1,1]
["Jamundi 115",2032,0,22.401298112042017,1,1]
["Jamundi 115",2033,0,22.401084220228203,1,1]
["Juanchito 115",2023,68.939936401888659,0.98511347092196999,1,1]
["Juanchito 115",2024,68.939936401888659,0.36216519401664016,1,1]
["Juanchito 115",2025,68.939936401888659,0.12,1,1]
["Juanchito 115",2026,68.939936401888659,0.12,1,1]
["Juanchito 115",2027,68.939936401888659,0.12,1,1]
["Juanchito 115",2028,68.939936401888659,0.12,1,1]
["Juanchito 115",2029,68.939936401888659,0.12,1,1]
["Juanchito 115",2030,68.939936401888659,0.12,1,1]
["Juanchito 115",2031,68.939936401888659,0.12,1,1]
["Juanchito 115",2032,68.939936401888659,0.12,1,1]
["Juanchito 115",2033,68.939936401888659,0.12,1,1]
["Juanchito 220",2023,76.920611436631063,20.570731495808769,1,1]
["Juanchito 220",2024,76.15140532226475,20.04004777011539,1,1]
["Juanchito 220",2025,75.38989126904211,18.751173211017761,1,1]
["Juanchito 220",2026,74.635992356351679,17.25954716338779,1,1]
["Juanchito 220",2027,73.889632432788162,17.268564182853769,1,1]
["Juanchito 220",2028,73.150736108460279,17.27143929600312,1,1]
["Juanchito 220",2029,72.419228747375683,17.268564182853769,1,1]
["Juanchito 220",2030,71.695036459901928,17.268564182853751,1,1]
["Juanchito 220",2031,70.978086095302913,17.268564182853769,1,1]
["Juanchito 220",2032,70.268305234349882,17.237754169908989,1,1]
["Juanchito 220",2033,69.565622182006379,17.213901586886038,1,1]
["Juanchito 34.5",2023,0,12.330009463611001,1,1]
["Juanchito 34.5",2024,0,12.19726804611752,1,1]
["Juanchito 34.5",2025,0,11.953043779294269,1,1]
["Juanchito 34.5",2026,0,11.72192523357792,1,1]
["Juanchito 34.5",2027,0,11.7277523416513,1,1]
["Juanchito 34.5",2028,0,11.729400790237641,1,1]
["Juanchito 34.5",2029,0,11.7277523416513,1,1]
["Juanchito 34.5",2030,0,11.72775234165135,1,1]
["Juanchito 34.5",2031,0,11.7277523416513,1,1]
["Juanchito 34.5",2032,0,11.75485328190093,1,1]
["Juanchito 34.5",2033,0,11.756280135348611,1,1]
["La Argelia 34.5",2023,0,23.513265183270288,1,1]
["La Argelia 34.5",2024,0,23.494172605155079,1,1]
["La Argelia 34.5",2025,0,23.462024220358995,1,1]
["La Argelia 34.5",2026,0,23.462878357960882,1,1]
["La Argelia 34.5",2027,0,23.463398167278239,1,1]
["La Argelia 34.5",2028,0,23.463597584521562,1,1]
["La Argelia 34.5",2029,0,23.463398167278239,1,1]
["La Argelia 34.5",2030,0,23.463398167278239,1,1]
["La Argelia 34.5",2031,0,23.463398167278239,1,1]
["La Argelia 34.5",2032,0,23.470052732829327,1,1]
["La Argelia 34.5",2033,0,23.470245964006335,1,1]
["La Mariela 34.5",2023,0,8.8959285980023388,1,1]
["La Mariela 34.5",2024,0,8.70086356770409,1,1]
["La Mariela 34.5",2025,0,8.3207985487908687,1,1]
["La Mariela 34.5",2026,0,8.3275164340887997,1,1]
["La Mariela 34.5",2027,0,8.3325705884943595,1,1]
["La Mariela 34.5",2028,0,8.3344842464783895,1,1]
["La Mariela 34.5",2029,0,8.3325705884943595,1,1]
["La Mariela 34.5",2030,0,8.3325705884943808,1,1]
["La Mariela 34.5",2031,0,8.3325705884943595,1,1]
["La Mariela 34.5",2032,0,8.3762854799824602,1,1]
["La Mariela 34.5",2033,0,8.3778550836612986,1,1]
["La Miel 220",2023,0,17.85393741110256,1,1]
["La Miel 220",2024,0,17.331357782770748,1,1]
["La Miel 220",2025,0,17.03894216137148,1,1]
["La Miel 220",2026,0,17.045409542839469,1,1]
["La Miel 220",2027,0,17.055556336482521,1,1]
["La Miel 220",2028,0,17.058772322731901,1,1]
["La Miel 220",2029,0,17.055556336482521,1,1]
["La Miel 220",2030,0,17.05555633648251,1,1]
["La Miel 220",2031,0,17.055556336482521,1,1]
["La Miel 220",2032,0,16.885660330019071,1,1]
["La Miel 220",2033,0,16.885957510206779,1,1]
["La Sierra 220",2023,0,8.7651155700264205,1,1]
["La Sierra 220",2024,0,8.5597870411304307,1,1]
["La Sierra 220",2025,0,8.5410330137702601,1,1]
["La Sierra 220",2026,0,8.5785479996429395,1,1]
["La Sierra 220",2027,0,8.5805688845757118,1,1]
["La Sierra 220",2028,0,8.5805688845757118,1,1]
["La Sierra 220",2029,0,8.5805688845757118,1,1]
["La Sierra 220",2030,0,8.5805688845757118,1,1]
["La Sierra 220",2031,0,8.5805688845757118,1,1]
["La Sierra 220",2032,0,8.5805688845757118,1,1]
["La Sierra 220",2033,0,8.5805688845757118,1,1]
["La Union 115",2023,37.5,33.632208676221609,1,1]
["La Union 115",2024,37.5,33.535204092895221,1,1]
["La Union 115",2025,37.5,33.396414059906043,1,1]
["La Union 115",2026,37.5,33.399280470936745,1,1]
["La Union 115",2027,37.5,33.401404135955971,1,1]
["La Union 115",2028,37.5,33.402245014318375,1,1]
["La Union 115",2029,37.5,33.401404135955971,1,1]
["La Union 115",2030,37.5,33.401404135955971,1,1]
["La Union 115",2031,50,33.401404135955971,1,1]
["La Union 115",2032,66.991877555847168,33.405004187045222,1,1]
["La Union 115",2033,66.991877555847168,33.405353573778036,1,1]
["La Union 34.5",2023,40.139209571203317,14.64084674954962,1,1]
["La Union 34.5",2024,30.069604785601658,14.500071811737291,1,1]
["La Union 34.5",2025,30.069604785601658,14.272676373515759,1,1]
["La Union 34.5",2026,42.569604785601662,14.27829196833143,1,1]
["La Union 34.5",2027,42.569604785601648,14.28189573014142,1,1]
["La Union 34.5",2028,42.569604785601648,14.283286609940539,1,1]
["La Union 34.5",2029,42.569604785601648,14.28189573014142,1,1]
["La Union 34.5",2030,42.882104785601648,14.281895730141409,1,1]
["La Union 34.5",2031,42.882104785601648,14.28189573014142,1,1]
["La Union 34.5",2032,42.882104785601648,14.31727185890966,1,1]
["La Union 34.5",2033,43.194604785601648,14.318391338978961,1,1]
["La Victoria 34.5",2023,0,18.282617842983111,1,1]
["La Victoria 34.5",2024,0,18.192666570466791,1,1]
["La Victoria 34.5",2025,0,18.044098360987473,1,1]
["La Victoria 34.5",2026,0,18.047656722151704,1,1]
["La Victoria 34.5",2027,0,18.049967780160639,1,1]
["La Victoria 34.5",2028,0,18.050859425231017,1,1]
["La Victoria 34.5",2029,0,18.049967780160639,1,1]
["La Victoria 34.5",2030,0,18.049967780160639,1,1]
["La Victoria 34.5",2031,0,18.049967780160639,1,1]
["La Victoria 34.5",2032,0,18.072832374581996,1,1]
["La Victoria 34.5",2033,0,18.073569959922935,1,1]
["La Y Rimax",2023,10.77806539151282,14.09013640283275,1,1]
["La Y Rimax",2024,8.0835490436346173,13.9900866273987,1,1]
["La Y Rimax",2025,8.0835490436346173,13.65157457969822,1,1]
["La Y Rimax",2026,10.271049043634619,13.64001825875153,1,1]
["La Y Rimax",2027,10.583549043634619,13.644247177135179,1,1]
["La Y Rimax",2028,10.252813136021039,13.64545284581591,1,1]
["La Y Rimax",2029,10.252813136021039,13.644247177135179,1,1]
["La Y Rimax",2030,10.252813136021039,18.740847190710319,1,1]
["La Y Rimax",2031,10.252813136021039,13.644247177135179,1,1]
["La Y Rimax",2032,10.252813136021039,13.664851102497391,1,1]
["La Y Rimax",2033,10.252813136021039,13.66576758731907,1,1]
["Ladera 115",2023,196.875,16.316642851639081,1,1]
["Ladera 115",2024,189.0625,16.08768988902963,1,1]
["Ladera 115",2025,189.0625,15.501356055322329,1,1]
["Ladera 115",2026,189.0625,15.460210245594158,1,1]
["Ladera 115",2027,189.0625,15.466715076702268,1,1]
["Ladera 115",2028,189.0625,15.46863735905092,1,1]
["Ladera 115",2029,189.0625,15.466715076702268,1,1]
["Ladera 115",2030,189.0625,15.466715076702279,1,1]
["Ladera 115",2031,189.0625,15.466715076702268,1,1]
["Ladera 115",2032,189.0625,15.473009122880789,1,1]
["Ladera 115",2033,192.9595947265625,15.46939880668295,1,1]
["Las Palmas 34.5",2023,0,17.546332121229817,1,1]
["Las Palmas 34.5",2024,0,17.498985257929029,1,1]
["Las Palmas 34.5",2025,0,17.370540110412946,1,1]
["Las Palmas 34.5",2026,0,17.354489236454942,1,1]
["Las Palmas 34.5",2027,0,17.356594312864448,1,1]
["Las Palmas 34.5",2028,0,17.357192529715299,1,1]
["Las Palmas 34.5",2029,0,17.356594312864448,1,1]
["Las Palmas 34.5",2030,0,17.356594312864452,1,1]
["Las Palmas 34.5",2031,0,17.356594312864448,1,1]
["Las Palmas 34.5",2032,0,17.367058410479704,1,1]
["Las Palmas 34.5",2033,0,17.367147076680244,1,1]
["Mayaguez 115",2023,300.45981442977489,14.85396527392208,1,1]
["Mayaguez 115",2024,299.43224186442512,14.7295014822566,1,1]
["Mayaguez 115",2025,298.40818359724881,14.48937569673852,1,1]
["Mayaguez 115",2026,297.38762760934623,14.25156690365249,1,1]
["Mayaguez 115",2027,296.37056192292209,14.25588778359411,1,1]
["Mayaguez 115",2028,295.35697460114579,14.25713784913871,1,1]
["Mayaguez 115",2029,294.34685374800978,14.25588778359411,1,1]
["Mayaguez 115",2030,293.34018750819172,14.255887783594121,1,1]
["Mayaguez 115",2031,292.33696406691359,14.25588778359411,1,1]
["Mayaguez 115",2032,291.33717164980482,14.27065890731987,1,1]
["Mayaguez 115",2033,290.34079852276238,14.267471157236001,1,1]
["Medellin 220",2023,0,12.75683165100217,1,1]
["Medellin 220",2024,0,11.984490082411121,1,1]
["Medellin 220",2025,0,11.85023735596028,1,1]
["Medellin 220",2026,0,11.881775857313951,1,1]
["Medellin 220",2027,0,11.882529831397081,1,1]
["Medellin 220",2028,0,11.882529831397081,1,1]
["Medellin 220",2029,0,11.882529831397081,1,1]
["Medellin 220",2030,0,11.882529831397081,1,1]
["Medellin 220",2031,0,11.882529831397081,1,1]
["Medellin 220",2032,0,11.882529831397081,1,1]
["Medellin 220",2033,0,11.882529831397081,1,1]
["Medellin 500",2023,0,25.395483756619608,1,1]
["Medellin 500",2024,0,24.325586733400321,1,1]
["Medellin 500",2025,0,24.18957805644505,1,1]
["Medellin 500",2026,0,24.221458245718171,1,1]
["Medellin 500",2027,0,24.221302775754339,1,1]
["Medellin 500",2028,0,24.221302775754339,1,1]
["Medellin 500",2029,0,24.221302775754339,1,1]
["Medellin 500",2030,0,24.221302775754339,1,1]
["Medellin 500",2031,0,24.221302775754339,1,1]
["Medellin 500",2032,0,24.221302775754339,1,1]
["Medellin 500",2033,0,24.221302775754339,1,1]
["Melendez 115",2023,292.18887504692469,17.17059596570207,1,1]
["Melendez 115",2024,292.18887504692469,16.74357829524525,1,1]
["Melendez 115",2025,293.75137504692469,15.82068673065751,1,1]
["Melendez 115",2026,295.31387504692469,15.362689905202942,1,1]
["Melendez 115",2027,299.02301731751402,15.372784246804841,1,1]
["Melendez 115",2028,301.25393134876509,15.375824682996779,1,1]
["Melendez 115",2029,306.58164746999461,15.372784246804841,1,1]
["Melendez 115",2030,304.8203125,15.372784246804859,1,1]
["Melendez 115",2031,306.8203125,15.372784246804841,1,1]
["Melendez 115",2032,228.8203125,15.3759352711687,1,1]
["Melendez 115",2033,298.43887504692469,15.356711565158321,1,1]
["Norte 34.5",2023,0,11.3440822502677,1,1]
["Norte 34.5",2024,0,11.22963477254952,1,1]
["Norte 34.5",2025,0,10.92259922393,1,1]
["Norte 34.5",2026,0,10.86209213503211,1,1]
["Norte 34.5",2027,0,10.86683396569719,1,1]
["Norte 34.5",2028,0,10.86818908714592,1,1]
["Norte 34.5",2029,0,10.86683396569719,1,1]
["Norte 34.5",2030,0,10.86683396569719,1,1]
["Norte 34.5",2031,0,10.86683396569719,1,1]
["Norte 34.5",2032,0,10.88901341760215,1,1]
["Norte 34.5",2033,0,10.87546441420761,1,1]
["Pacifico 115",2025,100,29.097078390237172,1,1]
["Pacifico 115",2026,200,29.076001157439272,1,1]
["Pacifico 115",2027,150,29.08060508970215,1,1]
["Pacifico 115",2028,156.54296875,29.081923212823398,1,1]
["Pacifico 115",2029,156.54296875,29.08060508970215,1,1]
["Pacifico 115",2030,156.54296875,29.08060508970215,1,1]
["Pacifico 115",2031,137.8203125,29.08060508970215,1,1]
["Pacifico 115",2032,135.8203125,29.095642381598182,1,1]
["Pacifico 115",2033,117.27409362792901,29.094794235675778,1,1]
["Pacifico 115",2023,0,0,1,1]
["Pacifico 115",2024,0,0,1,1]
["Pacifico 220",2025,327.60000000000002,31.470636883653032,1,1]
["Pacifico 220",2026,409.5,31.445358111413586,1,1]
["Pacifico 220",2027,409.5,31.449267067227705,1,1]
["Pacifico 220",2028,409.5,31.450391065461325,1,1]
["Pacifico 220",2029,409.5,31.449267067227705,1,1]
["Pacifico 220",2030,409.5,31.449267067227694,1,1]
["Pacifico 220",2031,409.5,31.449267067227705,1,1]
["Pacifico 220",2032,409.5,31.461362780592822,1,1]
["Pacifico 220",2033,542.58749999999998,31.46014013169377,1,1]
["Pacifico 220",2023,0,0,1,1]
["Pacifico 220",2024,0,0,1,1]
["Paez 115",2023,0,22.648049714939845,1,1]
["Paez 115",2024,0,22.565775716794882,1,1]
["Paez 115",2025,0,22.419893872086078,1,1]
["Paez 115",2026,0,22.374812194813849,1,1]
["Paez 115",2027,0,22.377855935837282,1,1]
["Paez 115",2028,0,22.378714110487955,1,1]
["Paez 115",2029,0,22.377855935837282,1,1]
["Paez 115",2030,0,22.377855935837289,1,1]
["Paez 115",2031,0,22.377855935837282,1,1]
["Paez 115",2032,0,22.379985815070576,1,1]
["Paez 115",2033,0,22.380417970380922,1,1]
["Paez 220",2023,0,31.387437711677507,1,1]
["Paez 220",2024,0,31.257273906453445,1,1]
["Paez 220",2025,0,30.992487850243798,1,1]
["Paez 220",2026,0,30.840360254135611,1,1]
["Paez 220",2027,0,30.843931410483087,1,1]
["Paez 220",2028,0,30.844967226730084,1,1]
["Paez 220",2029,0,30.843931410483087,1,1]
["Paez 220",2030,0,30.843931410483087,1,1]
["Paez 220",2031,0,30.843931410483087,1,1]
["Paez 220",2032,0,30.841265511479524,1,1]
["Paez 220",2033,0,30.839513658041575,1,1]
["Pailon 115",2023,0,21.701785646562175,1,1]
["Pailon 115",2024,0,21.676614682983804,1,1]
["Pailon 115",2025,0,17.059698946313752,1,1]
["Pailon 115",2026,0,17.049627148502694,1,1]
["Pailon 115",2027,0,17.052916946977007,1,1]
["Pailon 115",2028,0,17.053850470580254,1,1]
["Pailon 115",2029,0,17.052916946977007,1,1]
["Pailon 115",2030,0,17.052916946977007,1,1]
["Pailon 115",2031,0,17.052916946977007,1,1]
["Pailon 115",2032,0,17.065141907338617,1,1]
["Pailon 115",2033,0,17.065132531327965,1,1]
["Palmaseca 115",2023,278.96240479946141,4.050172227077649,1,1]
["Palmaseca 115",2024,301.76240479946142,3.5561502205355318,1,1]
["Palmaseca 115",2025,353.06240479946138,2.5224146969756909,1,1]
["Palmaseca 115",2026,392.96240479946141,0.16,1,1]
["Palmaseca 115",2027,398.66240479946129,0.16,1,1]
["Palmaseca 115",2028,366.76941241550372,0.16,1,1]
["Palmaseca 115",2029,366.76941241550372,0.16,1,1]
["Palmaseca 115",2030,366.76941241550372,0.16,1,1]
["Palmaseca 115",2031,268.53896374475562,0.16,1,1]
["Palmaseca 115",2032,267.62056048874848,0.16,1,1]
["Palmaseca 115",2033,266.70529817187702,0.16,1,1]
["Palmaseca 34.5",2023,0,11.82213784430173,1,1]
["Palmaseca 34.5",2024,0,11.69202402131574,1,1]
["Palmaseca 34.5",2025,0,11.41910600458613,1,1]
["Palmaseca 34.5",2026,0,11.290856576316919,1,1]
["Palmaseca 34.5",2027,0,11.296260601557281,1,1]
["Palmaseca 34.5",2028,0,11.29780477154819,1,1]
["Palmaseca 34.5",2029,0,11.296260601557281,1,1]
["Palmaseca 34.5",2030,0,11.29626060155729,1,1]
["Palmaseca 34.5",2031,0,11.296260601557281,1,1]
["Palmaseca 34.5",2032,0,11.321064167734679,1,1]
["Palmaseca 34.5",2033,0,11.31807067239424,1,1]
["Pance 115",2023,427.58407592773438,6.2616282028710906,1,1]
["Pance 115",2024,352.197265625,5.8531554959480694,1,1]
["Pance 115",2025,605.16815185546875,4.9175980715280794,1,1]
["Pance 115",2026,605.16815185546875,4.8211807959001192,1,1]
["Pance 115",2027,605.16815185546875,4.8319248075741115,1,1]
["Pance 115",2028,605.16815185546875,4.8351344098810891,1,1]
["Pance 115",2029,605.16815185546875,4.8319248075741115,1,1]
["Pance 115",2030,605.16815185546875,4.8319248075740688,1,1]
["Pance 115",2031,605.16815185546875,4.8319248075741115,1,1]
["Pance 115",2032,605.16815185546875,4.8299433929344602,1,1]
["Pance 115",2033,605.16815185546875,4.82135820467008,1,1]
["Pance 220",2023,271.97500000000002,0.01,1,1]
["Pance 220",2024,271.97500000000002,0.1,1,1]
["Pance 220",2025,284.33749999999998,0.1,1,1]
["Pance 220",2026,333.78750000000002,0.1,1,1]
["Pance 220",2027,333.78750000000002,0.1,1,1]
["Pance 220",2028,358.51249999999999,0.1,1,1]
["Pance 220",2029,457.41250000000002,0.1,1,1]
["Pance 220",2030,457.41250000000002,0.1,1,1]
["Pance 220",2031,457.41250000000002,0.1,1,1]
["Pance 220",2032,457.41250000000002,0.1,1,1]
["Pance 220",2033,553.46527099609375,0.1,1,1]
["Papel Cauca 115",2023,178.125,27.669165911008172,1,1]
["Papel Cauca 115",2024,176.7333984375,27.495191981686737,1,1]
["Papel Cauca 115",2025,176.7333984375,27.14841869194284,1,1]
["Papel Cauca 115",2026,176.7333984375,27.029599943717677,1,1]
["Papel Cauca 115",2027,176.7333984375,27.03500997897936,1,1]
["Papel Cauca 115",2028,176.7333984375,27.036589149001692,1,1]
["Papel Cauca 115",2029,176.7333984375,27.03500997897936,1,1]
["Papel Cauca 115",2030,184.52914953231809,27.03500997897936,1,1]
["Papel Cauca 115",2031,183.721923828125,27.03500997897936,1,1]
["Papel Cauca 115",2032,183.721923828125,27.048478789831041,1,1]
["Papel Cauca 115",2033,183.721923828125,27.045118678043689,1,1]
["Papeles 115",2023,0,19.141436671141101,1,1]
["Papeles 115",2024,0,18.860332161600351,1,1]
["Papeles 115",2025,0,20.174623525537569,1,1]
["Papeles 115",2026,0,18.65525254409209,1,1]
["Papeles 115",2027,0,18.659301219763059,1,1]
["Papeles 115",2028,0,18.661238903602168,1,1]
["Papeles 115",2029,0,18.659301219763059,1,1]
["Papeles 115",2030,0,18.659301219763059,1,1]
["Papeles 115",2031,0,18.659301219763059,1,1]
["Papeles 115",2032,0,18.475884270949521,1,1]
["Papeles 115",2033,0,18.476009328152969,1,1]
["Planta Diesel 13.2",2023,19.6875,7.7649308593139814,1,1]
["Planta Diesel 13.2",2024,19.384765625,7.4741612785236988,1,1]
["Planta Diesel 13.2",2025,19.09149169921875,7.2381796804877503,1,1]
["Planta Diesel 13.2",2026,19.40399169921875,7.2527738500259495,1,1]
["Planta Diesel 13.2",2027,19.110116958618161,7.2597683536193216,1,1]
["Planta Diesel 13.2",2028,18.82542580366135,7.2626064632199991,1,1]
["Planta Diesel 13.2",2029,18.549631247296929,7.2597683536193216,1,1]
["Planta Diesel 13.2",2030,18.2824552708189,7.2597683536193109,1,1]
["Planta Diesel 13.2",2031,18.28245527081889,7.2597683536193216,1,1]
["Planta Diesel 13.2",2032,18.8445434570312,7.3394517684519904,1,1]
["Planta Diesel 13.2",2033,18.33612854360581,7.3411209128617401,1,1]
["Purnio 220",2023,0,8.4081984528123108,1,1]
["Purnio 220",2024,0,8.1214061972120817,1,1]
["Purnio 220",2025,0,7.7993271949612897,1,1]
["Purnio 220",2026,0,7.825823327853211,1,1]
["Purnio 220",2027,0,7.8243479137398708,1,1]
["Purnio 220",2028,0,7.8243479137398708,1,1]
["Purnio 220",2029,0,7.8243479137398708,1,1]
["Purnio 220",2030,0,7.8243479137398708,1,1]
["Purnio 220",2031,0,7.8243479137398708,1,1]
["Purnio 220",2032,0,7.8243479137398708,1,1]
["Purnio 220",2033,0,7.8243479137398708,1,1]
["Recreo_34.5",2023,0,11.372151554050371,1,1]
["Recreo_34.5",2024,0,11.25446456784266,1,1]
["Recreo_34.5",2025,0,10.940394574315819,1,1]
["Recreo_34.5",2026,0,10.87629908941237,1,1]
["Recreo_34.5",2027,0,10.881160167124211,1,1]
["Recreo_34.5",2028,0,10.88254983859871,1,1]
["Recreo_34.5",2029,0,10.881160167124211,1,1]
["Recreo_34.5",2030,0,10.881160167124211,1,1]
["Recreo_34.5",2031,0,10.881160167124211,1,1]
["Recreo_34.5",2032,0,10.903825665168601,1,1]
["Recreo_34.5",2033,0,10.88953779224928,1,1]
["Roldanillo 13.2",2023,9.6491050720214844,19.018442379412594,1,1]
["Roldanillo 13.2",2024,9.9616050720214844,18.965220990379571,1,1]
["Roldanillo 13.2",2025,10.274105072021481,18.875907561970198,1,1]
["Roldanillo 13.2",2026,10.13705253601074,18.878304375394229,1,1]
["Roldanillo 13.2",2027,10.44955253601074,18.879757874029654,1,1]
["Roldanillo 13.2",2028,10.224776268005369,18.880314107990088,1,1]
["Roldanillo 13.2",2029,10.224776268005369,18.879757874029654,1,1]
["Roldanillo 13.2",2030,10.224776268005369,18.879757874029654,1,1]
["Roldanillo 13.2",2031,10.224776268005369,18.879757874029654,1,1]
["Roldanillo 13.2",2032,10.224776268005369,18.898617526816981,1,1]
["Roldanillo 13.2",2033,11.049888134002691,19.070893143592059,1,1]
["Roldanillo 34.5",2023,20.98594477400184,22.69431393214078,1,1]
["Roldanillo 34.5",2024,20.492972387000918,22.664386715594709,1,1]
["Roldanillo 34.5",2025,20.805472387000918,22.614471836673445,1,1]
["Roldanillo 34.5",2026,21.117972387000918,22.615789939898274,1,1]
["Roldanillo 34.5",2027,20.838479290250689,22.616596677302255,1,1]
["Roldanillo 34.5",2028,20.838479290250689,22.616906623624114,1,1]
["Roldanillo 34.5",2029,20.838479290250689,22.616596677302255,1,1]
["Roldanillo 34.5",2030,20.838479290250689,22.616596677302255,1,1]
["Roldanillo 34.5",2031,20.838479290250689,22.616596677302255,1,1]
["Roldanillo 34.5",2032,20.838479290250689,22.626581776910019,1,1]
["Roldanillo 34.5",2033,20.838479290250689,22.841858989081565,1,1]
["ROSARIO 34.5",2023,0,30.324076887667555,1,1]
["ROSARIO 34.5",2024,0,30.305043732782597,1,1]
["ROSARIO 34.5",2025,0,30.253111388321948,1,1]
["ROSARIO 34.5",2026,0,30.248293150311977,1,1]
["ROSARIO 34.5",2027,0,30.249166177866748,1,1]
["ROSARIO 34.5",2028,0,30.249413710458299,1,1]
["ROSARIO 34.5",2029,0,30.249166177866748,1,1]
["ROSARIO 34.5",2030,0,30.249166177866748,1,1]
["ROSARIO 34.5",2031,0,30.249166177866748,1,1]
["ROSARIO 34.5",2032,0,30.253607397529958,1,1]
["ROSARIO 34.5",2033,0,30.254836244970704,1,1]
["Salamina 220",2025,0,17.797023275840139,1,1]
["Salamina 220",2026,0,17.797023275840139,1,1]
["Salamina 220",2027,0,17.797023275840139,1,1]
["Salamina 220",2028,0,17.797023275840139,1,1]
["Salamina 220",2029,0,17.797023275840139,1,1]
["Salamina 220",2030,0,17.797023275840139,1,1]
["Salamina 220",2031,0,17.797023275840139,1,1]
["Salamina 220",2032,0,17.797023275840139,1,1]
["Salamina 220",2033,0,17.797023275840139,1,1]
["Salamina 220",2023,0,0,1,1]
["Salamina 220",2024,0,0,1,1]
["Salvajina 220",2023,117.0654296875,14.887574977033619,1,1]
["Salvajina 220",2024,115.770082851806,14.75151139759685,1,1]
["Salvajina 220",2025,115.770082851806,14.481730917161491,1,1]
["Salvajina 220",2026,115.770082851806,14.439549133869599,1,1]
["Salvajina 220",2027,115.770082851806,14.44325070218374,1,1]
["Salvajina 220",2028,115.770082851806,14.444342358577201,1,1]
["Salvajina 220",2029,115.770082851806,14.44325070218374,1,1]
["Salvajina 220",2030,115.770082851806,14.44325070218374,1,1]
["Salvajina 220",2031,115.770082851806,14.44325070218374,1,1]
["Salvajina 220",2032,115.770082851806,14.45149942370935,1,1]
["Salvajina 220",2033,115.770082851806,14.449758869731189,1,1]
["San Antonio (Valle) 115",2023,0,17.90445335626876,1,1]
["San Antonio (Valle) 115",2024,0,17.71222195534077,1,1]
["San Antonio (Valle) 115",2025,0,17.07518431526751,1,1]
["San Antonio (Valle) 115",2026,0,17.043108049584401,1,1]
["San Antonio (Valle) 115",2027,0,17.048964194792781,1,1]
["San Antonio (Valle) 115",2028,0,17.050684589900669,1,1]
["San Antonio (Valle) 115",2029,0,17.048964194792781,1,1]
["San Antonio (Valle) 115",2030,0,17.04896419479277,1,1]
["San Antonio (Valle) 115",2031,0,17.048964194792781,1,1]
["San Antonio (Valle) 115",2032,0,17.058289014018278,1,1]
["San Antonio (Valle) 115",2033,0,17.055716876789681,1,1]
["San Carlos 220",2023,0,6.1500422928833132,1,1]
["San Carlos 220",2024,0,5.3089995425527121,1,1]
["San Carlos 220",2025,0,4.5243488271968388,1,1]
["San Carlos 220",2026,0,4.6164693791407103,1,1]
["San Carlos 220",2027,0,4.5038654394907098,1,1]
["San Carlos 220",2028,0,4.5038654394907098,1,1]
["San Carlos 220",2029,0,4.5038654394907098,1,1]
["San Carlos 220",2030,0,4.5038654394907098,1,1]
["San Carlos 220",2031,0,4.5038654394907098,1,1]
["San Carlos 220",2032,0,4.5038654394907098,1,1]
["San Carlos 220",2033,0,4.5038654394907098,1,1]
["San Carlos 500",2023,0,17.424757136783079,1,1]
["San Carlos 500",2024,0,16.253773042638649,1,1]
["San Carlos 500",2025,0,16.04128366285568,1,1]
["San Carlos 500",2026,0,16.065224772096641,1,1]
["San Carlos 500",2027,0,16.052870032611409,1,1]
["San Carlos 500",2028,0,16.052870032611409,1,1]
["San Carlos 500",2029,0,16.052870032611409,1,1]
["San Carlos 500",2030,0,16.052870032611409,1,1]
["San Carlos 500",2031,0,16.052870032611409,1,1]
["San Carlos 500",2032,0,16.052870032611409,1,1]
["San Carlos 500",2033,0,16.052870032611409,1,1]
["San Felipe 220",2023,0,14.012514323613878,1,1]
["San Felipe 220",2024,0,13.519311543881791,1,1]
["San Felipe 220",2025,0,13.105945695171201,1,1]
["San Felipe 220",2026,0,13.077055845035371,1,1]
["San Felipe 220",2027,0,13.083484239316441,1,1]
["San Felipe 220",2028,0,13.086074867783541,1,1]
["San Felipe 220",2029,0,13.083484239316441,1,1]
["San Felipe 220",2030,0,13.083484239316441,1,1]
["San Felipe 220",2031,0,13.083484239316441,1,1]
["San Felipe 220",2032,0,11.65633489473494,1,1]
["San Felipe 220",2033,0,11.656422149589169,1,1]
["San Lorenzo 220",2025,0,31.0152221139702,1,1]
["San Lorenzo 220",2026,0,31.0152221139702,1,1]
["San Lorenzo 220",2027,0,31.0152221139702,1,1]
["San Lorenzo 220",2028,0,31.0152221139702,1,1]
["San Lorenzo 220",2029,0,31.0152221139702,1,1]
["San Lorenzo 220",2030,0,31.0152221139702,1,1]
["San Lorenzo 220",2031,0,31.0152221139702,1,1]
["San Lorenzo 220",2032,0,31.0152221139702,1,1]
["San Lorenzo 220",2033,0,31.0152221139702,1,1]
["San Lorenzo 220",2023,0,0,1,1]
["San Lorenzo 220",2024,0,0,1,1]
["San Luis 115",2023,285.546875,4.78819715482528,1,1]
["San Luis 115",2024,242.1875,4.3104210681040414,1,1]
["San Luis 115",2025,292.1875,3.3455921147489001,1,1]
["San Luis 115",2026,292.1875,0.54292730355246022,1,1]
["San Luis 115",2027,204.2578125,0.55439569973048108,1,1]
["San Luis 115",2028,204.2578125,0.5579731689937617,1,1]
["San Luis 115",2029,204.2578125,0.55439569973048108,1,1]
["San Luis 115",2030,204.2578125,0.55439569973052016,1,1]
["San Luis 115",2031,204.2578125,0.55439569973048108,1,1]
["San Luis 115",2032,204.2578125,0.55395025231662132,1,1]
["San Luis 115",2033,231.81640625,0.50300855663057931,1,1]
["San Marcos 115",2023,49.918750000000003,4.2970383609025511,1,1]
["San Marcos 115",2024,29.859375,3.9094343330834889,1,1]
["San Marcos 115",2025,29.859375,1.6785522599309104,1,1]
["San Marcos 115",2026,29.859375,1.6122105976026688,1,1]
["San Marcos 115",2027,29.859375,1.6226346265681499,1,1]
["San Marcos 115",2028,35.926953124999997,1.6257484492041385,1,1]
["San Marcos 115",2029,40.00390625,1.6226346265681499,1,1]
["San Marcos 115",2030,40.00390625,1.6226346265681713,1,1]
["San Marcos 115",2031,40.00390625,1.6226346265681499,1,1]
["San Marcos 115",2032,40.00390625,1.6475601021596802,1,1]
["San Marcos 115",2033,40.00390625,1.5975331669249506,1,1]
["San Marcos 220",2023,99.160909652709961,9.3120519554401504,1,1]
["San Marcos 220",2024,124.58045482635499,8.6881434753786202,1,1]
["San Marcos 220",2025,124.58045482635499,6.3611043457611594,1,1]
["San Marcos 220",2026,124.58045482635499,5.7864524579216088,1,1]
["San Marcos 220",2027,124.58045482635499,5.7975459860239411,1,1]
["San Marcos 220",2028,124.58045482635499,5.8010437294844195,1,1]
["San Marcos 220",2029,124.58045482635499,5.7975459860239411,1,1]
["San Marcos 220",2030,124.58045482635499,5.7975459860239305,1,1]
["San Marcos 220",2031,140.70422444122519,5.7975459860239411,1,1]
["San Marcos 220",2032,140.70422444122519,5.7909462207689693,1,1]
["San Marcos 220",2033,174.58045482635501,5.7665609514286196,1,1]
["San Marcos 34.5",2023,0,0.12,1,1]
["San Marcos 34.5",2024,0,0.12,1,1]
["San Marcos 34.5",2025,0,0.12,1,1]
["San Marcos 34.5",2026,0,0.12,1,1]
["San Marcos 34.5",2027,0,0.12,1,1]
["San Marcos 34.5",2028,0,0.12,1,1]
["San Marcos 34.5",2029,0,0.12,1,1]
["San Marcos 34.5",2030,0,0.12,1,1]
["San Marcos 34.5",2031,0,0.12,1,1]
["San Marcos 34.5",2032,0,0.12,1,1]
["San Marcos 34.5",2033,0,0.12,1,1]
["San Marcos 500",2023,942.09822416305497,22.079284759678792,1,1]
["San Marcos 500",2024,942.09822416305497,21.474268061215511,1,1]
["San Marcos 500",2025,942.09822416305497,20.16711069487728,1,1]
["San Marcos 500",2026,959.19644832611084,20.13094156664495,1,1]
["San Marcos 500",2027,959.19644832611084,20.137231844220899,1,1]
["San Marcos 500",2028,959.19644832611084,20.139293600806759,1,1]
["San Marcos 500",2029,959.19644832611084,20.137231844220899,1,1]
["San Marcos 500",2030,959.19644832611084,20.137231844220899,1,1]
["San Marcos 500",2031,959.19644832611084,20.137231844220899,1,1]
["San Marcos 500",2032,959.19644832611084,20.126589075783841,1,1]
["San Marcos 500",2033,959.19644832611084,20.12071985143427,1,1]
["Santa Barbara 115",2023,48.807828124999993,10.501698222163339,1,1]
["Santa Barbara 115",2024,48.807828124999993,10.30525158189937,1,1]
["Santa Barbara 115",2025,64.51698318481445,9.7955650419133988,1,1]
["Santa Barbara 115",2026,67.059179687500006,9.5269532530162593,1,1]
["Santa Barbara 115",2027,33.529589843750003,9.5328205410376583,1,1]
["Santa Barbara 115",2028,33.529589843750003,9.5345520394950789,1,1]
["Santa Barbara 115",2029,40.00390625,9.5328205410376583,1,1]
["Santa Barbara 115",2030,40.00390625,9.5328205410376583,1,1]
["Santa Barbara 115",2031,40.00390625,9.5328205410376583,1,1]
["Santa Barbara 115",2032,40.00390625,9.5498067385158798,1,1]
["Santa Barbara 115",2033,40.00390625,9.3733347330306103,1,1]
["Santa Maria 34.5",2023,29.566462020762408,20.03644097905876,1,1]
["Santa Maria 34.5",2024,29.26751008261358,19.954427897172465,1,1]
["Santa Maria 34.5",2025,29.58001008261358,19.887785213906835,1,1]
["Santa Maria 34.5",2026,29.89251008261358,19.891872992479975,1,1]
["Santa Maria 34.5",2027,29.583369142531911,19.893836891724508,1,1]
["Santa Maria 34.5",2028,29.895869142531911,19.894635825886027,1,1]
["Santa Maria 34.5",2029,29.895869142531911,19.893836891724508,1,1]
["Santa Maria 34.5",2030,29.895869142531911,19.893836891724508,1,1]
["Santa Maria 34.5",2031,29.58662323182779,19.893836891724508,1,1]
["Santa Maria 34.5",2032,29.899123231827801,19.91582705130002,1,1]
["Santa Maria 34.5",2033,29.589775630833191,19.916295716923202,1,1]
["Santa_Barbara 34.5",2023,0,7.9571554061883809,1,1]
["Santa_Barbara 34.5",2024,0,7.7663922055450207,1,1]
["Santa_Barbara 34.5",2025,0,7.2513431005007405,1,1]
["Santa_Barbara 34.5",2026,0,7.1098192814755414,1,1]
["Santa_Barbara 34.5",2027,0,7.1176268379208985,1,1]
["Santa_Barbara 34.5",2028,0,7.1198594621580291,1,1]
["Santa_Barbara 34.5",2029,0,7.1176268379208985,1,1]
["Santa_Barbara 34.5",2030,0,7.1176268379208985,1,1]
["Santa_Barbara 34.5",2031,0,7.1176268379208985,1,1]
["Santa_Barbara 34.5",2032,0,7.1536186547872305,1,1]
["Santa_Barbara 34.5",2033,0,7.0809674210255196,1,1]
["Santander 115",2023,0,21.09655892573662,1,1]
["Santander 115",2024,0,20.953129611972749,1,1]
["Santander 115",2025,0,20.742712650485302,1,1]
["Santander 115",2026,0,20.706414881919258,1,1]
["Santander 115",2027,0,20.71005688438094,1,1]
["Santander 115",2028,0,20.711103579457799,1,1]
["Santander 115",2029,0,20.71005688438094,1,1]
["Santander 115",2030,0,20.71005688438094,1,1]
["Santander 115",2031,0,20.71005688438094,1,1]
["Santander 115",2032,0,20.641679403923298,1,1]
["Santander 115",2033,0,20.641480787608209,1,1]
["Sucromiles 115",2023,18.75,15.78581003355033,1,1]
["Sucromiles 115",2024,18.75,15.58363282929804,1,1]
["Sucromiles 115",2025,18.75,15.089088918397721,1,1]
["Sucromiles 115",2026,18.75,14.700349312125361,1,1]
["Sucromiles 115",2027,18.75,14.706408453307809,1,1]
["Sucromiles 115",2028,18.75,14.708199321252319,1,1]
["Sucromiles 115",2029,18.75,14.706408453307809,1,1]
["Sucromiles 115",2030,18.75,14.706408453307809,1,1]
["Sucromiles 115",2031,18.75,14.706408453307809,1,1]
["Sucromiles 115",2032,18.75,14.723375797425131,1,1]
["Sucromiles 115",2033,18.75,14.594281340195032,1,1]
["Sur (Cali) 115",2023,0,9.6855532477532513,1,1]
["Sur (Cali) 115",2024,0,9.2971132164643109,1,1]
["Sur (Cali) 115",2025,0,8.4752565032367002,1,1]
["Sur (Cali) 115",2026,0,7.7654576681495691,1,1]
["Sur (Cali) 115",2027,0,7.7750755985911191,1,1]
["Sur (Cali) 115",2028,0,7.7779685269378582,1,1]
["Sur (Cali) 115",2029,0,7.7750755985911191,1,1]
["Sur (Cali) 115",2030,0,7.7750755985911191,1,1]
["Sur (Cali) 115",2031,0,7.7750755985911191,1,1]
["Sur (Cali) 115",2032,0,7.7821412348242696,1,1]
["Sur (Cali) 115",2033,0,7.7614023667018088,1,1]
["Tabor (Bventura) 115",2023,0,9.2027761797522558,1,1]
["Tabor (Bventura) 115",2024,0,9.1776134455306462,1,1]
["Tabor (Bventura) 115",2025,0,2.0602868871678695,1,1]
["Tabor (Bventura) 115",2026,0,2.0412321109107001,1,1]
["Tabor (Bventura) 115",2027,0,2.0456343993671808,1,1]
["Tabor (Bventura) 115",2028,0,2.0468929853234794,1,1]
["Tabor (Bventura) 115",2029,0,2.0456343993671808,1,1]
["Tabor (Bventura) 115",2030,0,2.0456343993671808,1,1]
["Tabor (Bventura) 115",2031,0,2.0456343993671808,1,1]
["Tabor (Bventura) 115",2032,0,2.0603199641703807,1,1]
["Tabor (Bventura) 115",2033,0,2.0596345117941706,1,1]
["Termovalle 115",2023,7.3974609375,20.571187967303569,1,1]
["Termovalle 115",2024,7.3974609375,20.40138161626443,1,1]
["Termovalle 115",2025,7.3974609375,19.861447132890799,1,1]
["Termovalle 115",2026,7.3974609375,19.852938389988189,1,1]
["Termovalle 115",2027,7.3974609375,19.858532078869288,1,1]
["Termovalle 115",2028,7.3974609375,19.860154708291521,1,1]
["Termovalle 115",2029,7.3974609375,19.858532078869288,1,1]
["Termovalle 115",2030,7.3974609375,19.858532078869299,1,1]
["Termovalle 115",2031,7.3974609375,19.858532078869288,1,1]
["Termovalle 115",2032,7.3974609375,19.879740228249482,1,1]
["Termovalle 115",2033,7.3974609375,19.869924547505079,1,1]
["Termoyumbo 115",2023,88.172876317689543,32.580732466461214,1,1]
["Termoyumbo 115",2024,88.172876317689557,32.494699638844928,1,1]
["Termoyumbo 115",2025,132.7041263176896,32.096920038368438,1,1]
["Termoyumbo 115",2026,132.7041263176896,32.047567155160785,1,1]
["Termoyumbo 115",2027,132.7041263176896,32.051113055770479,1,1]
["Termoyumbo 115",2028,132.7041263176896,32.052112637644022,1,1]
["Termoyumbo 115",2029,132.7041263176896,32.051113055770479,1,1]
["Termoyumbo 115",2030,132.7041263176896,32.051113055770472,1,1]
["Termoyumbo 115",2031,132.7041263176896,32.051113055770479,1,1]
["Termoyumbo 115",2032,133.4853763176896,32.065191598071785,1,1]
["Termoyumbo 115",2033,133.4853763176896,32.065490079134676,1,1]
["Tesalia 220",2023,0,25.588890135122782,1,1]
["Tesalia 220",2024,0,25.494541020254132,1,1]
["Tesalia 220",2025,0,25.261315826930861,1,1]
["Tesalia 220",2026,0,25.028329282575498,1,1]
["Tesalia 220",2027,0,25.031015266847291,1,1]
["Tesalia 220",2028,0,25.031793536550268,1,1]
["Tesalia 220",2029,0,25.031015266847291,1,1]
["Tesalia 220",2030,0,25.031015266847291,1,1]
["Tesalia 220",2031,0,25.031015266847291,1,1]
["Tesalia 220",2032,0,25.039350584678459,1,1]
["Tesalia 220",2033,0,25.039557344504999,1,1]
["Tulua 115",2023,62.83203125,22.517392713349814,1,1]
["Tulua 115",2024,51.416015625,22.428314935708471,1,1]
["Tulua 115",2025,51.416015625,21.883154384471581,1,1]
["Tulua 115",2026,51.416015625,21.884108702965683,1,1]
["Tulua 115",2027,48.2025146484375,21.886690789273835,1,1]
["Tulua 115",2028,42.177200317382813,21.887584421663277,1,1]
["Tulua 115",2029,50.8203125,21.886690789273835,1,1]
["Tulua 115",2030,50.8203125,21.886690789273835,1,1]
["Tulua 115",2031,50.8203125,21.886690789273835,1,1]
["Tulua 115",2032,50.8203125,21.902573945247557,1,1]
["Tulua 115",2033,67.177200317382813,21.902918048030145,1,1]
["Tulua 34.5",2023,0,"0.12",1,1]
["Tulua 34.5",2024,0,"0.12",1,1]
["Tulua 34.5",2025,0,"0.12",1,1]
["Tulua 34.5",2026,0,"0.12",1,1]
["Tulua 34.5",2027,0,"0.12",1,1]
["Tulua 34.5",2028,0,"0.12",1,1]
["Tulua 34.5",2029,0,"0.12",1,1]
["Tulua 34.5",2030,0,"0.12",1,1]
["Tulua 34.5",2031,0,"0.12",1,1]
["Tulua 34.5",2032,0,"0.12",1,1]
["Tulua 34.5",2033,0,"0.12",1,1]
["Tunal 34.5",2023,0,8.2435736781904527,1,1]
["Tunal 34.5",2024,0,8.1674193187362505,1,1]
["Tunal 34.5",2025,0,8.0239957979835452,1,1]
["Tunal 34.5",2026,0,7.9680734783749632,1,1]
["Tunal 34.5",2027,0,7.9714330476378148,1,1]
["Tunal 34.5",2028,0,7.9723847182517122,1,1]
["Tunal 34.5",2029,0,7.9714330476378148,1,1]
["Tunal 34.5",2030,0,7.9714330476378166,1,1]
["Tunal 34.5",2031,0,7.9714330476378148,1,1]
["Tunal 34.5",2032,0,7.98743578496385,1,1]
["Tunal 34.5",2033,0,7.9887432480452887,1,1]
["TYUMB 34.5",2023,0,19.60059460108948,1,1]
["TYUMB 34.5",2024,0,19.478692673590082,1,1]
["TYUMB 34.5",2025,0,19.244411647242252,1,1]
["TYUMB 34.5",2026,0,19.164774508326268,1,1]
["TYUMB 34.5",2027,0,19.169641909622442,1,1]
["TYUMB 34.5",2028,0,19.17106235745263,1,1]
["TYUMB 34.5",2029,0,19.169641909622442,1,1]
["TYUMB 34.5",2030,0,19.16964190962246,1,1]
["TYUMB 34.5",2031,0,19.169641909622442,1,1]
["TYUMB 34.5",2032,0,19.193609254775289,1,1]
["TYUMB 34.5",2033,0,19.19402266715754,1,1]
["UPEREIRA 34.5",2023,0,15.591594250634142,1,1]
["UPEREIRA 34.5",2024,0,15.497064524008051,1,1]
["UPEREIRA 34.5",2025,0,15.316526425202607,1,1]
["UPEREIRA 34.5",2026,0,15.238757623686373,1,1]
["UPEREIRA 34.5",2027,0,15.242855488762606,1,1]
["UPEREIRA 34.5",2028,0,15.244018310187524,1,1]
["UPEREIRA 34.5",2029,0,15.242855488762606,1,1]
["UPEREIRA 34.5",2030,0,15.242855488762608,1,1]
["UPEREIRA 34.5",2031,0,15.242855488762606,1,1]
["UPEREIRA 34.5",2032,0,15.262090780177854,1,1]
["UPEREIRA 34.5",2033,0,15.263128545173503,1,1]
["Vijes 115",2023,62.841796875,2.1234375647018808,1,1]
["Vijes 115",2024,31.4208984375,2.0103981376279698,1,1]
["Vijes 115",2025,31.4208984375,1.6220088148426299,1,1]
["Vijes 115",2026,31.4208984375,1.6176229439774001,1,1]
["Vijes 115",2027,29.45709228515625,1.6212007168477491,1,1]
["Vijes 115",2028,25.774955749511719,1.6222700896145597,1,1]
["Vijes 115",2029,36.73828125,1.6212007168477491,1,1]
["Vijes 115",2030,36.73828125,1.6212007168477491,1,1]
["Vijes 115",2031,36.73828125,1.6212007168477491,1,1]
["Vijes 115",2032,36.73828125,1.6355735686578594,1,1]
["Vijes 115",2033,45.747916549444177,1.6309002153827397,1,1]
["Virginia 115",2023,0,24.949261600526569,1,1]
["Virginia 115",2024,0,24.983616125449529,1,1]
["Virginia 115",2025,0,24.99998051933623,1,1]
["Virginia 115",2026,0,25.014445408205869,1,1]
["Virginia 115",2027,0,25.015096660219641,1,1]
["Virginia 115",2028,0,25.015096660219641,1,1]
["Virginia 115",2029,0,25.015096660219641,1,1]
["Virginia 115",2030,0,25.015096660219641,1,1]
["Virginia 115",2031,0,25.015096660219641,1,1]
["Virginia 115",2032,0,25.015096660219641,1,1]
["Virginia 115",2033,0,25.015096660219641,1,1]
["Virginia 220",2023,0,9.2529950342883502,1,1]
["Virginia 220",2024,0,7.9910213228409503,1,1]
["Virginia 220",2025,0,7.4094028234150393,1,1]
["Virginia 220",2026,0,7.4138539137800805,1,1]
["Virginia 220",2027,0,7.4213280836861806,1,1]
["Virginia 220",2028,0,7.4256664137933797,1,1]
["Virginia 220",2029,0,7.4213280836861806,1,1]
["Virginia 220",2030,0,7.4213280836863191,1,1]
["Virginia 220",2031,0,7.4213280836861806,1,1]
["Virginia 220",2032,0,7.308173943000341,1,1]
["Virginia 220",2033,0,7.3059001411028106,1,1]
["Virginia 500",2023,0,18.568198582825502,1,1]
["Virginia 500",2024,0,15.178450506166651,1,1]
["Virginia 500",2025,0,13.789003000946369,1,1]
["Virginia 500",2026,0,13.784637496080411,1,1]
["Virginia 500",2027,0,13.79311856693532,1,1]
["Virginia 500",2028,0,13.79718756894761,1,1]
["Virginia 500",2029,0,13.79311856693532,1,1]
["Virginia 500",2030,0,13.793118566935309,1,1]
["Virginia 500",2031,0,13.79311856693532,1,1]
["Virginia 500",2032,0,13.75377178111086,1,1]
["Virginia 500",2033,0,13.749661982239449,1,1]
["Yumbo 220",2023,280.74462890625,17.56856659198985,1,1]
["Yumbo 220",2024,280.74462890625,17.246547239476342,1,1]
["Yumbo 220",2025,280.74462890625,16.87392502378697,1,1]
["Yumbo 220",2026,280.74462890625,16.829178717304401,1,1]
["Yumbo 220",2027,315.18392039999998,16.834457940410569,1,1]
["Yumbo 220",2028,315.18392039999998,16.836411462003809,1,1]
["Yumbo 220",2029,315.18392039999998,16.834457940410569,1,1]
["Yumbo 220",2030,305.72840278799998,16.834457940410569,1,1]
["Yumbo 220",2031,296.55655070436001,16.834457940410569,1,1]
["Yumbo 220",2032,287.65985418322919,16.826533416157581,1,1]
["Yumbo 220",2033,261.52387551963329,16.820740570304949,1,1]
["Zarzal 115",2023,100,15.805824871031591,1,1]
["Zarzal 115",2024,81.25,15.682518678956075,1,1]
["Zarzal 115",2025,81.25,15.449176442818082,1,1]
["Zarzal 115",2026,81.25,15.452538102646221,1,1]
["Zarzal 115",2027,76.171875,15.455441738933212,1,1]
["Zarzal 115",2028,56.83135986328125,15.456554223116212,1,1]
["Zarzal 115",2029,81.83135986328125,15.455441738933212,1,1]
["Zarzal 115",2030,81.83135986328125,15.455441738933176,1,1]
["Zarzal 115",2031,81.83135986328125,15.455441738933212,1,1]
["Zarzal 115",2032,81.83135986328125,15.466816011704973,1,1]
["Zarzal 115",2033,96.602439880371094,15.46732136659908,1,1]
["Zarzal 34.5",2023,36.708106994628913,5.9158025406522192,1,1]
["Zarzal 34.5",2024,34.177026748657227,5.6811898912385494,1,1]
["Zarzal 34.5",2025,34.177026748657227,5.2284334559789585,1,1]
["Zarzal 34.5",2026,34.177026748657227,5.2362161775133309,1,1]
["Zarzal 34.5",2027,34.177026748657227,5.2421904374453909,1,1]
["Zarzal 34.5",2028,34.177026748657227,5.2444577152089487,1,1]
["Zarzal 34.5",2029,34.177026748657227,5.2421904374453909,1,1]
["Zarzal 34.5",2030,44.177026748657227,5.2421904374453909,1,1]
["Zarzal 34.5",2031,44.177026748657227,5.2421904374453909,1,1]
["Zarzal 34.5",2032,44.177026748657227,5.2890717037226089,1,1]
["Zarzal 34.5",2033,53.416213989257813,5.2907834898584412,1,1]

{"sheet":"criterios","index":2,"n_rows":8,"n_cols":2,"rows_kept":8,"cut":false,"hidden":false,"merged":[]}
["nombre","ponderacion"]
["BT_Confi",1]
["BT_Flex",1]
["EC_RE",1]
["EC_RP",0.5]
["EC_Per",1]
["EC_Mar",1]
["B_Ambiental",0.3]

{"sheet":"obras","index":3,"n_rows":1,"n_cols":13,"rows_kept":1,"cut":false,"hidden":false,"merged":[]}
["nombre","barra","zona","area","capacidadbarra","cortocircuito","capacidadzona","capacidadarea","costo","periodoini","excluyente","dependiente","obligatorio"]

{"sheet":"proyectos","index":4,"n_rows":38,"n_cols":14,"rows_kept":38,"cut":false,"hidden":false,"merged":[]}
["nombre","capacidad","tipo","barra","area","obra","excluyente","fpo","periodoIni","fpomax","fila","obligatorio","activo","ordenLlegada"]
["SC_487_A1",80,"Solar FV","Aguablanca 115","Valle",null,null,"2025-12-31",2025,"2025-12-31",2,0,1,1]
["SC_1140_A2",100,"Solar FV","Zarzal 115","Valle",null,null,"2027-12-31",2027,"2027-12-31",2,0,1,2]
["SC_612_A1",9.9,"Solar FV","Roldanillo 34.5","Valle",null,"SC_612_A2","2024-06-05",2024,"2024-06-05",2,0,1,7]
["SC_612_A2",9.9,"Solar FV","La Union 34.5","Valle",null,"SC_612_A1","2024-06-05",2024,"2024-06-05",2,0,1,8]
["SC_1254_A1",19.899999999999999,"Solar FV","Zarzal 115","Valle",null,null,"2023-12-31",2023,"2023-12-31",2,0,1,9]
["SC_1292_A1",19.899999999999999,"Solar FV","Carmelo 34.5","Valle",null,null,"2023-12-31",2023,"2023-12-31",2,0,1,10]
["SC_1401_A1",90,"Solar FV","Cartago 115","Valle",null,"SC_1401_A2","2025-07-31",2025,"2025-07-31",2,0,1,11]
["SC_1401_A2",90,"Solar FV","Cartago 220","Valle",null,"SC_1401_A1","2025-07-31",2025,"2025-07-31",2,0,1,12]
["SC_1413_A1",120,"Solar FV","Cartago 220","Valle",null,null,"2026-12-31",2026,"2026-12-31",2,0,1,13]
["SC_1454_A1",80,"Eólico Onshore","San Marcos 115","Valle",null,"SC_1454_A2","2027-12-31",2027,"2027-12-31",2,0,1,14]
["SC_1454_A2",80,"Eólico Onshore","San Marcos 220","Valle",null,"SC_1454_A1","2027-12-31",2027,"2027-12-31",2,0,1,15]
["SC_1325_A1",19.899999999999999,"Solar FV","Carmelo 34.5","Valle",null,null,"2025-12-31",2025,"2025-12-31",2,0,1,16]
["SC_1517_A1",7.3,"Solar FV","Amcor 34.5","Valle",null,null,"2025-12-30",2025,"2025-12-30",2,0,1,17]
["SC_1502_A1",19.899999999999999,"Solar FV","El Carmelo 115","Valle",null,null,"2025-12-31",2025,"2025-12-31",2,0,1,18]
["SC_1503_A1",19.899999999999999,"Solar FV","El Carmelo 115","Valle",null,null,"2025-12-31",2025,"2025-12-31",2,0,1,19]
["SC_1601_A1",0,"Solar FV","Guachal 115","Valle",null,null,"2023-12-31",2023,"2023-12-31",2,0,1,20]
["SC_1658_A1",100,"Solar FV","Cartago 220","Valle",null,null,"2027-12-31",2027,"2027-12-31",2,0,1,21]
["SC_1572_A1",165,"Eólico Onshore","San Marcos 220","Valle",null,"SC_1572_A2","2026-12-31",2026,"2026-12-31",2,0,1,22]
["SC_1572_A2",165,"Eólico Onshore","San Marcos 500","Valle",null,"SC_1572_A1","2026-12-31",2026,"2026-12-31",2,0,1,23]
["SC_1501_A1",19.899999999999999,"Solar FV","Sucromiles 115","Valle",null,null,"2025-12-31",2025,"2025-12-31",2,0,1,24]
["SC_1490_A1",50,"Solar FV","Estambul 115","Valle",null,null,"2026-12-31",2026,"2026-12-31",2,0,1,25]
["SC_1883_A1",250,"Eólico Onshore","San Marcos 500","Valle",null,"SC_1883_A2","2027-03-31",2027,"2027-03-31",2,0,1,26]
["SC_1883_A2",250,"Eólico Onshore","San Marcos 220","Valle",null,"SC_1883_A1","2027-03-31",2027,"2027-03-31",2,0,1,27]
["SC_1950_A1",19.899999999999999,"Solar FV","Papel Cauca 115","Valle",null,null,"2025-12-31",2025,"2025-12-31",2,0,1,29]
["SC_2008_A1",9.9,"Solar FV","Costa Rica 34.5","Valle",null,null,"2023-12-31",2023,"2023-12-31",2,0,1,30]
["SC_2098_A1",19.899999999999999,"Solar FV","Cerrito 34.5","Valle",null,null,"2025-12-31",2025,"2025-12-31",2,0,1,31]
["SC_2208_A1",19.899999999999999,"Solar FV","Carmelo 34.5","Valle",null,null,"2025-12-31",2025,"2025-12-31",2,0,1,32]
["SC_2210_A1",19.899999999999999,"Solar FV","La Union 34.5","Valle",null,null,"2023-12-31",2023,"2023-12-31",2,0,1,33]
["SC_2214_A1",9.9,"Solar FV","Guachal 34.5","Valle",null,null,"2023-12-31",2023,"2023-12-31",2,0,1,34]
["SC_1816_A1",4.99,"Solar FV","Planta Diesel 13.2","Valle",null,"SC_1816_A2","2024-12-31",2024,"2024-12-31",2,0,1,35]
["SC_1816_A2",4.99,"Solar FV","Santa Maria 34.5","Valle",null,"SC_1816_A1","2024-12-31",2024,"2024-12-31",2,0,1,36]
["SC_2296_A1",80,"Solar FV","Cartago 220","Valle",null,null,"2025-12-31",2025,"2025-12-31",2,0,1,37]
["SC_2228_A1",250,"Solar FV","San Marcos 500","Valle",null,"SC_2228_A2","2027-12-31",2027,"2027-12-31",2,0,1,38]
["SC_2228_A2",250,"Solar FV","San Marcos 220","Valle",null,"SC_2228_A1","2027-12-31",2027,"2027-12-31",2,0,1,39]
["SC_2113_A1",98,"Solar FV","Zarzal 115","Valle",null,null,"2026-12-01",2026,"2026-12-01",2,0,1,40]
["SC_2315_A1",300,"Solar FV","San Marcos 220","Valle",null,"SC_2315_A2","2025-12-30",2025,"2025-12-30",2,0,1,41]
["SC_2315_A2",300,"Solar FV","Yumbo 220","Valle",null,"SC_2315_A1","2025-12-30",2025,"2025-12-30",2,0,1,42]

{"sheet":"cortocircuito","index":5,"n_rows":768,"n_cols":3,"rows_kept":768,"cut":false,"hidden":false,"merged":[]}
["nombre","barra","aportecortocircuito"]
["SC_487_A1","Candelaria Vlle 34.5",0.24299999999999999]
["SC_487_A1","Carmelo 34.5",0.10199999999999999]
["SC_487_A1","Tulua 34.5",0.105]
["SC_487_A1","Aguablanca 115",0.72]
["SC_487_A1","Alferez I 115",0.27700000000000002]
["SC_487_A1","Alferez II 115",0.52900000000000003]
["SC_487_A1","BMalaga 115",1.2999999999999999E-2]
["SC_487_A1","Bajo 115",7.9000000000000001E-2]
["SC_487_A1","Buga 115",7.1999999999999995E-2]
["SC_487_A1","Candelaria 115",0.24099999999999999]
["SC_487_A1","Cartago 115",7.5999999999999998E-2]
["SC_487_A1","Cerrito 115",7.1999999999999995E-2]
["SC_487_A1","Chipichape 115",0.19500000000000001]
["SC_487_A1","Codazzi 115",0.15]
["SC_487_A1","Diesel II 115",0.504]
["SC_487_A1","El Carmelo 115",0.35399999999999998]
["SC_487_A1","Pailon 115",6.5000000000000002E-2]
["SC_487_A1","Estambul 115",0.56999999999999995]
["SC_487_A1","Guachal 115",0.35299999999999998]
["SC_487_A1","Jamundi 115",0.105]
["SC_487_A1","Juanchito 115",0.68200000000000005]
["SC_487_A1","Mayaguez 115",0.19800000000000001]
["SC_487_A1","Melendez 115",0.441]
["SC_487_A1","Pacifico 115",9.5000000000000001E-2]
["SC_487_A1","Paez 115",7.5999999999999998E-2]
["SC_487_A1","Palmaseca 115",0.53600000000000003]
["SC_487_A1","Pance 115",0.34899999999999998]
["SC_487_A1","Papel Cauca 115",0.253]
["SC_487_A1","Papeles 115",5.0999999999999997E-2]
["SC_487_A1","San Antonio (Valle) 115",0.182]
["SC_487_A1","San Luis 115",0.47099999999999997]
["SC_487_A1","San Marcos 115",0.371]
["SC_487_A1","Santa Barbara 115",0.20899999999999999]
["SC_487_A1","Santander 115",0.10100000000000001]
["SC_487_A1","Sucromiles 115",0.22500000000000001]
["SC_487_A1","Sur (Cali) 115",0.434]
["SC_487_A1","Termoyumbo 115",0.36699999999999999]
["SC_487_A1","Tulua 115",4.4999999999999998E-2]
["SC_487_A1","Vijes 115",9.5000000000000001E-2]
["SC_487_A1","Zarzal 115",4.1000000000000002E-2]
["SC_487_A1","Alferez 220",0.29499999999999998]
["SC_487_A1","Alto Anchya 220",8.5999999999999993E-2]
["SC_487_A1","Juanchito 220",0.23899999999999999]
["SC_487_A1","Pacifico 220",7.4999999999999997E-2]
["SC_487_A1","Paez 220",8.5999999999999993E-2]
["SC_487_A1","Salvajina 220",8.7999999999999995E-2]
["SC_487_A1","San Marcos 220",0.27700000000000002]
["SC_487_A1","Virginia 220",0.10199999999999999]
["SC_1140_A2","Candelaria Vlle 34.5",7.0000000000000007E-2]
["SC_1140_A2","San Marcos 34.5",0.25]
["SC_1140_A2","Aguablanca 115",0.2]
["SC_1140_A2","Alferez I 115",0.12]
["SC_1140_A2","Alferez II 115",0.2]
["SC_1140_A2","BMalaga 115",0.01]
["SC_1140_A2","Bajo 115",0.06]
["SC_1140_A2","Buga 115",1.37]
["SC_1140_A2","Candelaria 115",0.08]
["SC_1140_A2","Cartago 115",0.56999999999999995]
["SC_1140_A2","Cerrito 115",0.04]
["SC_1140_A2","Chipichape 115",0.14000000000000001]
["SC_1140_A2","Codazzi 115",0.11]
["SC_1140_A2","Diesel II 115",0.18]
["SC_1140_A2","El Carmelo 115",0.12]
["SC_1140_A2","Pailon 115",0.05]
["SC_1140_A2","Estambul 115",0.28999999999999998]
["SC_1140_A2","Guachal 115",0.19]
["SC_1140_A2","Juanchito 115",0.26]
["SC_1140_A2","La Union 115",1.06]
["SC_1140_A2","Mayaguez 115",0.06]
["SC_1140_A2","Melendez 115",0.17]
["SC_1140_A2","Pacifico 115",0.09]
["SC_1140_A2","Palmaseca 115",0.24]
["SC_1140_A2","Pance 115",0.19]
["SC_1140_A2","Papel Cauca 115",0.09]
["SC_1140_A2","San Antonio (Valle) 115",0.14000000000000001]
["SC_1140_A2","San Luis 115",0.22]
["SC_1140_A2","San Marcos 115",0.32]
["SC_1140_A2","Santa Barbara 115",0.12]
["SC_1140_A2","Sucromiles 115",0.12]
["SC_1140_A2","Sur (Cali) 115",0.15]
["SC_1140_A2","Tabor (Bventura) 115",0.08]
["SC_1140_A2","Tulua 115",3.44]
["SC_1140_A2","Vijes 115",0.24]
["SC_1140_A2","Zarzal 115",3.63]
["SC_1140_A2","Alferez 220",0.26]
["SC_1140_A2","Alto Anchya 220",7.0000000000000007E-2]
["SC_1140_A2","Cartago 220",1.26]
["SC_1140_A2","Juanchito 220",0.19]
["SC_1140_A2","Pacifico 220",7.0000000000000007E-2]
["SC_1140_A2","Pance 220",0.16]
["SC_1140_A2","Salvajina 220",0.06]
["SC_1140_A2","San Marcos 220",0.48]
["SC_1140_A2","Yumbo 220",0.11]
["SC_1140_A2","Alferez 500",0.13]
["SC_1140_A2","San Marcos 500",0.12]
["SC_1138_A1","Ancon EPM 220",0.05]
["SC_1138_A1","Armenia 220",0.08]
["SC_1138_A1","Cartago 115",0.15]
["SC_1138_A1","Cartago 220",0.3]
["SC_1138_A1","Certegui 115",0.02]
["SC_1138_A1","Esmeralda 220",0.28999999999999998]
["SC_1138_A1","Enea 220",0.1]
["SC_1138_A1","Hermosa 220",0.13]
["SC_1138_A1","Virginia 500",0.14000000000000001]
["SC_1138_A1","Medellin 500",0.03]
["SC_1138_A1","Medellin 220",0.05]
["SC_1138_A1","Salamina 220",0.06]
["SC_1138_A1","San Carlos 220",7.0000000000000007E-2]
["SC_1138_A1","San Carlos 500",0.03]
["SC_1138_A1","San Felipe 220",0.06]
["SC_1138_A1","San Marcos 220",0.1]
["SC_1138_A1","San Marcos 500",0.04]
["SC_1138_A1","Virginia 115",7.0000000000000007E-2]
["SC_1138_A1","Virginia 220",0.83]
["SC_1259_A1","Virginia 220",1.2E-2]
["SC_1259_A1","Virginia 500",1.2999999999999999E-2]
["SC_1259_A1","Estambul 115",4.3999999999999997E-2]
["SC_1259_A1","Alferez 220",4.2000000000000003E-2]
["SC_1259_A1","Buga 115",2E-3]
["SC_1259_A1","Calima 115",0]
["SC_1259_A1","Cartago 115",3.0000000000000001E-3]
["SC_1259_A1","Cartago 220",8.9999999999999993E-3]
["SC_1259_A1","Cerrito 115",1E-3]
["SC_1259_A1","Chipichape 115",7.0000000000000001E-3]
["SC_1259_A1","Codazzi 115",5.0000000000000001E-3]
["SC_1259_A1","Alferez 500",0.02]
["SC_1259_A1","Vijes 115",4.0000000000000001E-3]
["SC_1259_A1","Ladera 115",5.0000000000000001E-3]
["SC_1259_A1","Guachal 115",3.4000000000000002E-2]
["SC_1259_A1","Juanchito 220",3.1E-2]
["SC_1259_A1","La Union 115",0]
["SC_1259_A1","Palmaseca 115",2.7E-2]
["SC_1259_A1","Pance 115",1.6E-2]
["SC_1259_A1","Pance 220",2.7E-2]
["SC_1259_A1","San Antonio (Valle) 115",5.0000000000000001E-3]
["SC_1259_A1","San Marcos 115",0.05]
["SC_1259_A1","San Marcos 220",0.14299999999999999]
["SC_1259_A1","San Marcos 500",2.5000000000000001E-2]
["SC_1259_A1","Santa Barbara 115",8.0000000000000002E-3]
["SC_1259_A1","Sucromiles 115",8.0000000000000002E-3]
["SC_1259_A1","Termoyumbo 115",5.1999999999999998E-2]
["SC_1259_A1","Tulua 115",1E-3]
["SC_1259_A1","Yumbo 220",6.8000000000000005E-2]
["SC_1259_A1","Zarzal 115",1E-3]
["SC_1259_A2","Virginia 220",8.0000000000000002E-3]
["SC_1259_A2","Virginia 500",7.0000000000000001E-3]
["SC_1259_A2","Estambul 115",6.4000000000000001E-2]
["SC_1259_A2","Alferez 220",0.03]
["SC_1259_A2","Buga 115",0.01]
["SC_1259_A2","Calima 115",2E-3]
["SC_1259_A2","Cartago 115",2E-3]
["SC_1259_A2","Cartago 220",6.0000000000000001E-3]
["SC_1259_A2","Cerrito 115",3.0000000000000001E-3]
["SC_1259_A2","Chipichape 115",3.3000000000000002E-2]
["SC_1259_A2","Codazzi 115",1.6E-2]
["SC_1259_A2","Alferez 500",1.0999999999999999E-2]
["SC_1259_A2","Vijes 115",2.1000000000000001E-2]
["SC_1259_A2","Ladera 115",5.0000000000000001E-3]
["SC_1259_A2","Guachal 115",9.9000000000000005E-2]
["SC_1259_A2","Juanchito 220",2.4E-2]
["SC_1259_A2","La Union 115",0]
["SC_1259_A2","Palmaseca 115",4.8000000000000001E-2]
["SC_1259_A2","Pance 115",1.2999999999999999E-2]
["SC_1259_A2","Pance 220",0.02]
["SC_1259_A2","San Antonio (Valle) 115",4.0000000000000001E-3]
["SC_1259_A2","San Marcos 115",0.27400000000000002]
["SC_1259_A2","San Marcos 220",0.06]
["SC_1259_A2","San Marcos 500",1.2E-2]
["SC_1259_A2","Santa Barbara 115",2.3E-2]
["SC_1259_A2","Sucromiles 115",2.1000000000000001E-2]
["SC_1259_A2","Termoyumbo 115",9.7000000000000003E-2]
["SC_1259_A2","Tulua 115",3.0000000000000001E-3]
["SC_1259_A2","Yumbo 220",3.4000000000000002E-2]
["SC_1259_A2","Zarzal 115",1E-3]
["SC_1265_A1","Aguablanca 115",0.121]
["SC_1265_A1","Alferez 500",1.4999999999999999E-2]
["SC_1265_A1","Alferez I 115",0.10100000000000001]
["SC_1265_A1","San Antonio (Valle) 115",2.1000000000000001E-2]
["SC_1265_A1","Virginia 220",7.0000000000000001E-3]
["SC_1265_A1","San Marcos 500",0.01]
["SC_1265_A1","San Marcos 220",3.5999999999999997E-2]
["SC_1265_A1","Alferez II 115",0.219]
["SC_1265_A1","Alferez 220",7.0000000000000007E-2]
["SC_1265_A1","Pance 115",7.3999999999999996E-2]
["SC_1265_A1","Cartago 220",5.0000000000000001E-3]
["SC_1265_A1","Jamundi 115",7.0000000000000001E-3]
["SC_1265_A1","Ladera 115",2.1999999999999999E-2]
["SC_1265_A1","Melendez 115",0.13200000000000001]
["SC_1265_A1","Papel Cauca 115",2.1999999999999999E-2]
["SC_1265_A1","Virginia 500",0.01]
["SC_1265_A2","Aguablanca 115",9.4E-2]
["SC_1265_A2","Alferez 500",1.4999999999999999E-2]
["SC_1265_A2","Alferez I 115",0.218]
["SC_1265_A2","San Antonio (Valle) 115",3.5000000000000003E-2]
["SC_1265_A2","Virginia 220",7.0000000000000001E-3]
["SC_1265_A2","San Marcos 500",1.2999999999999999E-2]
["SC_1265_A2","San Marcos 220",3.4000000000000002E-2]
["SC_1265_A2","Alferez II 115",0.15]
["SC_1265_A2","Alferez 220",6.7000000000000004E-2]
["SC_1265_A2","Pance 115",0.124]
["SC_1265_A2","Cartago 220",4.0000000000000001E-3]
["SC_1265_A2","Jamundi 115",1.2E-2]
["SC_1265_A2","Ladera 115",3.5999999999999997E-2]
["SC_1265_A2","Melendez 115",9.1999999999999998E-2]
["SC_1265_A2","Papel Cauca 115",2.5000000000000001E-2]
["SC_1265_A2","Virginia 500",7.0000000000000001E-3]
["SC_612_A1","Alban 34.5",0.93]
["SC_612_A1","La Argelia 34.5",1.18]
["SC_612_A1","La Mariela 34.5",1.31]
["SC_612_A1","La Union 34.5",1.4]
["SC_612_A1","La Victoria 34.5",1.39]
["SC_612_A1","Roldanillo 34.5",5.16]
["SC_612_A1","Zarzal 34.5",1.31]
["SC_612_A2","Alban 34.5",1.57]
["SC_612_A2","La Argelia 34.5",2.0699999999999998]
["SC_612_A2","La Mariela 34.5",0.83]
["SC_612_A2","La Union 34.5",2.52]
["SC_612_A2","La Victoria 34.5",2.21]
["SC_612_A2","Roldanillo 34.5",1.4]
["SC_612_A2","Zarzal 34.5",0.83]
["SC_1254_A1","Alban 34.5",0.02]
["SC_1254_A1","Alcala 34.5",0.02]
["SC_1254_A1","Anserma 34.5",0.02]
["SC_1254_A1","Buga 115",0.06]
["SC_1254_A1","Caicedo 34.5",0.02]
["SC_1254_A1","Cartago 115",0.09]
["SC_1254_A1","Cartago 34.5",0.06]
["SC_1254_A1","La Union 115",0.08]
["SC_1254_A1","La Union 34.5",0.1]
["SC_1254_A1","La Argelia 34.5",0.02]
["SC_1254_A1","La Mariela 34.5",0.15]
["SC_1254_A1","La Victoria 34.5",0.04]
["SC_1254_A1","Roldanillo 34.5",0.06]
["SC_1254_A1","Zarzal 115",0.12]
["SC_1254_A1","Zarzal 34.5",0.18]
["SC_1292_A1","Candelaria 115",0.11]
["SC_1292_A1","Candelaria Vlle 34.5",0.12]
["SC_1292_A1","Codazzi 115",0.04]
["SC_1292_A1","El Carmelo 115",0.15]
["SC_1292_A1","Carmelo 34.5",0.51]
["SC_1292_A1","Recreo_34.5",0.02]
["SC_1292_A1","Estambul 115",0.11]
["SC_1292_A1","Guachal 115",7.0000000000000007E-2]
["SC_1292_A1","Juanchito 115",0.14199999999999999]
["SC_1292_A1","Juanchito 34.5",0.05]
["SC_1292_A1","Dolores 34.5",0.04]
["SC_1292_A1","Palmaseca 115",0.08]
["SC_1292_A1","Palmaseca 34.5",0.08]
["SC_1292_A1","Santa Barbara 115",0.04]
["SC_1292_A1","Santa_Barbara 34.5",0.04]
["SC_1292_A1","Sucromiles 115",0.04]
["SC_1292_A1","Termoyumbo 115",0.03]
["SC_1292_A1","TYUMB 34.5",0]
["SC_1292_A1","Tunal 34.5",0.33]
["SC_1292_A1","UPEREIRA 34.5",0.04]
["SC_1401_A1","Cartago 115",0.6]
["SC_1401_A1","Cartago 220",0.17]
["SC_1401_A1","La Union 115",0.05]
["SC_1401_A1","Zarzal 115",7.0000000000000007E-2]
["SC_1401_A1","San Marcos 220",0.04]
["SC_1401_A1","Virginia 220",0.16]
["SC_1401_A2","Cartago 115",0.08]
["SC_1401_A2","Cartago 220",0.69]
["SC_1401_A2","La Union 115",0]
["SC_1401_A2","Zarzal 115",0]
["SC_1401_A2","San Marcos 220",0.01]
["SC_1401_A2","Virginia 220",0.14000000000000001]
["SC_1413_A1","Cartago 220",0.79]
["SC_1413_A1","Virginia 220",0.32]
["SC_1413_A1","San Marcos 220",7.0000000000000007E-2]
["SC_1413_A1","Armenia 220",0.03]
["SC_1413_A1","Virginia 500",0.05]
["SC_1454_A1","San Marcos 115",0.57999999999999996]
["SC_1454_A1","San Marcos 220",0.13]
["SC_1454_A1","Vijes 115",0.06]
["SC_1454_A1","Buga 115",0.03]
["SC_1454_A1","Guachal 115",0.05]
["SC_1454_A1","Termoyumbo 115",0.22]
["SC_1454_A1","Cartago 220",0.01]
["SC_1454_A1","San Marcos 500",0.02]
["SC_1454_A2","San Marcos 115",0.09]
["SC_1454_A2","San Marcos 220",0.57999999999999996]
["SC_1454_A2","Vijes 115",0.01]
["SC_1454_A2","Buga 115",0]
["SC_1454_A2","Guachal 115",7.0000000000000007E-2]
["SC_1454_A2","Termoyumbo 115",0.03]
["SC_1454_A2","Cartago 220",0.02]
["SC_1454_A2","San Marcos 500",0.05]
["SC_1325_A1","Guachal 115",6.5000000000000002E-2]
["SC_1325_A1","San Luis 115",8.2000000000000003E-2]
["SC_1325_A1","Dolores 34.5",0.04]
["SC_1325_A1","Recreo_34.5",0.03]
["SC_1325_A1","Santa_Barbara 34.5",0.04]
["SC_1325_A1","Palmaseca 34.5",0.09]
["SC_1325_A1","Juanchito 34.5",0.05]
["SC_1325_A1","Carmelo 34.5",0.84]
["SC_1325_A1","Estambul 115",0.1]
["SC_1325_A1","Tunal 34.5",0.34]
["SC_1325_A1","El Carmelo 115",0.26]
["SC_1325_A1","Termoyumbo 115",8.3000000000000004E-2]
["SC_1325_A1","Candelaria 115",0.15]
["SC_1325_A1","Juanchito 115",0.185]
["SC_1325_A1","Sucromiles 115",0.04]
["SC_1325_A1","Codazzi 115",0.03]
["SC_1325_A1","Santa Barbara 115",0.04]
["SC_1325_A1","Palmaseca 115",0.05]
["SC_1325_A1","Candelaria Vlle 34.5",0.14000000000000001]
["SC_1517_A1","Guachal 115",3.3000000000000002E-2]
["SC_1517_A1","San Luis 115",2.4E-2]
["SC_1517_A1","Dolores 34.5",0]
["SC_1517_A1","Recreo_34.5",0.1]
["SC_1517_A1","Santa_Barbara 34.5",0.73]
["SC_1517_A1","Palmaseca 34.5",0.02]
["SC_1517_A1","Juanchito 34.5",0.01]
["SC_1517_A1","Carmelo 34.5",0.01]
["SC_1517_A1","Estambul 115",0.03]
["SC_1517_A1","Tunal 34.5",0.01]
["SC_1517_A1","El Carmelo 115",0.01]
["SC_1517_A1","Termoyumbo 115",2.8000000000000001E-2]
["SC_1517_A1","Candelaria 115",0.01]
["SC_1517_A1","Juanchito 115",2.4E-2]
["SC_1517_A1","Sucromiles 115",0.13]
["SC_1517_A1","Codazzi 115",0.18]
["SC_1517_A1","Santa Barbara 115",0.26]
["SC_1517_A1","Amcor 34.5",0]
["SC_1517_A1","Palmaseca 115",0.04]
["SC_1517_A1","Candelaria Vlle 34.5",0.02]
["SC_1502_A1","Juanchito 115",0.14000000000000001]
["SC_1502_A1","Estambul 115",0.1]
["SC_1502_A1","El Carmelo 115",0.14000000000000001]
["SC_1502_A1","Juanchito 34.5",0.05]
["SC_1502_A1","San Luis 115",0.09]
["SC_1502_A1","Candelaria 115",0.11]
["SC_1502_A1","Candelaria Vlle 34.5",0.12]
["SC_1502_A1","Palmaseca 115",7.0000000000000007E-2]
["SC_1502_A1","Palmaseca 34.5",7.0000000000000007E-2]
["SC_1502_A1","Guachal 115",0.04]
["SC_1503_A1","Juanchito 115",0.14000000000000001]
["SC_1503_A1","Estambul 115",0.1]
["SC_1503_A1","El Carmelo 115",0.14000000000000001]
["SC_1503_A1","Juanchito 34.5",0.05]
["SC_1503_A1","San Luis 115",0.09]
["SC_1503_A1","Candelaria 115",0.11]
["SC_1503_A1","Candelaria Vlle 34.5",0.12]
["SC_1503_A1","Palmaseca 115",7.0000000000000007E-2]
["SC_1503_A1","Palmaseca 34.5",7.0000000000000007E-2]
["SC_1503_A1","Guachal 115",0.04]
["SC_1503_A1","Termoyumbo 115",2.9000000000000001E-2]
["SC_1503_A1","San Marcos 115",0.05]
["SC_1601_A1","San Luis 115",2.4E-2]
["SC_1601_A1","Recreo_34.5",0.1]
["SC_1601_A1","Santa_Barbara 34.5",0.73]
["SC_1601_A1","Carmelo 34.5",0.01]
["SC_1601_A1","Estambul 115",0.03]
["SC_1601_A1","Tunal 34.5",0.01]
["SC_1601_A1","El Carmelo 115",0.01]
["SC_1601_A1","Termoyumbo 115",2.8000000000000001E-2]
["SC_1601_A1","Candelaria 115",0.01]
["SC_1601_A1","Juanchito 115",2.4E-2]
["SC_1601_A1","Sucromiles 115",0.13]
["SC_1649_A1","Armenia 220",0.18]
["SC_1649_A1","Cartago 115",0.26]
["SC_1649_A1","Cartago 220",0]
["SC_1649_A1","Certegui 115",0.04]
["SC_1649_A1","Esmeralda 220",0.02]
["SC_1649_A1","Enea 220",0.11]
["SC_1649_A1","Hermosa 220",0.14000000000000001]
["SC_1649_A1","La Sierra 220",0.02]
["SC_1649_A1","Virginia 500",7.0000000000000007E-2]
["SC_1649_A1","Medellin 500",0.03]
["SC_1649_A1","La Miel 220",0.09]
["SC_1649_A1","Medellin 220",0.06]
["SC_1649_A1","Purnio 220",0.04]
["SC_1649_A1","Salamina 220",7.0000000000000007E-2]
["SC_1649_A1","San Carlos 220",0.08]
["SC_1649_A1","San Carlos 500",0.04]
["SC_1649_A1","San Felipe 220",7.0000000000000007E-2]
["SC_1649_A1","San Marcos 220",0.12]
["SC_1649_A1","San Marcos 500",0.05]
["SC_1649_A1","Virginia 115",7.0000000000000007E-2]
["SC_1649_A1","Virginia 220",0.3]
["SC_1658_A1","Armenia 220",0.1]
["SC_1658_A1","Cartago 115",0.16]
["SC_1658_A1","Cartago 220",0.19]
["SC_1658_A1","Certegui 115",0.02]
["SC_1658_A1","Esmeralda 220",0.22]
["SC_1658_A1","Enea 220",0.11]
["SC_1658_A1","Hermosa 220",0.14000000000000001]
["SC_1658_A1","La Sierra 220",0.02]
["SC_1658_A1","Virginia 500",7.0000000000000007E-2]
["SC_1658_A1","Medellin 500",0.03]
["SC_1658_A1","La Miel 220",0.09]
["SC_1658_A1","Medellin 220",0.06]
["SC_1658_A1","Purnio 220",0.04]
["SC_1658_A1","Salamina 220",7.0000000000000007E-2]
["SC_1658_A1","San Carlos 220",0.08]
["SC_1658_A1","San Carlos 500",0.04]
["SC_1658_A1","San Felipe 220",7.0000000000000007E-2]
["SC_1658_A1","San Marcos 220",0.12]
["SC_1658_A1","San Marcos 500",0.05]
["SC_1658_A1","Virginia 115",7.0000000000000007E-2]
["SC_1658_A1","Virginia 220",0.3]
["SC_1572_A1","Alferez 500",0.12]
["SC_1572_A1","San Marcos 500",0.12]
["SC_1572_A1","Virginia 500",7.0000000000000007E-2]
["SC_1572_A1","Alferez 220",0.5]
["SC_1572_A1","Cartago 220",0.05]
["SC_1572_A1","Juanchito 220",0.45]
["SC_1572_A1","Pance 220",0.3]
["SC_1572_A1","San Marcos 220",1.1599999999999999]
["SC_1572_A1","Virginia 220",0.06]
["SC_1572_A1","Yumbo 220",0.73]
["SC_1572_A1","Buga 115",0.02]
["SC_1572_A1","Calima 115",0]
["SC_1572_A1","Cartago 115",0.01]
["SC_1572_A1","Cerrito 115",0.01]
["SC_1572_A1","Chipichape 115",0.18]
["SC_1572_A1","Codazzi 115",0.04]
["SC_1572_A1","Estambul 115",0.42]
["SC_1572_A1","Guachal 115",0.44]
["SC_1572_A1","La Union 115",0]
["SC_1572_A1","Ladera 115",0.1]
["SC_1572_A1","Palmaseca 115",0.23]
["SC_1572_A1","Pance 115",0.22]
["SC_1572_A1","San Antonio (Valle) 115",0.15]
["SC_1572_A1","San Marcos 115",0.49]
["SC_1572_A1","Santa Barbara 115",0.06]
["SC_1572_A1","Sucromiles 115",0.06]
["SC_1572_A1","Termoyumbo 115",0.59]
["SC_1572_A1","Tulua 115",0.01]
["SC_1572_A1","Vijes 115",0.03]
["SC_1572_A2","Alferez 500",0.36]
["SC_1572_A2","San Marcos 500",0.52]
["SC_1572_A2","Virginia 500",0.22]
["SC_1572_A2","Alferez 220",0.4]
["SC_1572_A2","Cartago 220",0.04]
["SC_1572_A2","Juanchito 220",0.24]
["SC_1572_A2","Pance 220",0.19]
["SC_1572_A2","San Marcos 220",0.37]
["SC_1572_A2","Virginia 220",7.0000000000000007E-2]
["SC_1572_A2","Yumbo 220",0.32]
["SC_1572_A2","Buga 115",0.01]
["SC_1572_A2","Calima 115",0]
["SC_1572_A2","Cartago 115",0.01]
["SC_1572_A2","Cerrito 115",0]
["SC_1572_A2","Chipichape 115",0.09]
["SC_1572_A2","Codazzi 115",0.02]
["SC_1572_A2","Estambul 115",0.21]
["SC_1572_A2","Guachal 115",0.2]
["SC_1572_A2","La Union 115",0]
["SC_1572_A2","Ladera 115",0.06]
["SC_1572_A2","Palmaseca 115",0.11]
["SC_1572_A2","Pance 115",0.13]
["SC_1572_A2","San Antonio (Valle) 115",0.08]
["SC_1572_A2","San Marcos 115",0.2]
["SC_1572_A2","Santa Barbara 115",0.03]
["SC_1572_A2","Sucromiles 115",0.03]
["SC_1572_A2","Termoyumbo 115",0.27]
["SC_1572_A2","Tulua 115",0]
["SC_1572_A2","Vijes 115",0.01]
["SC_1501_A1","La Union 115",0.01]
["SC_1501_A1","San Marcos 115",0.11]
["SC_1501_A1","Zarzal 115",0.01]
["SC_1501_A1","Palmaseca 115",0.1]
["SC_1501_A1","Guachal 115",0.09]
["SC_1501_A1","Cartago 115",0.02]
["SC_1501_A1","Santa Barbara 115",0.13]
["SC_1501_A1","Codazzi 115",0.1]
["SC_1501_A1","Sucromiles 115",0.15]
["SC_1501_A1","Candelaria 115",0.03]
["SC_1501_A1","El Carmelo 115",0.04]
["SC_1501_A1","Candelaria Vlle 34.5",7.0000000000000007E-2]
["SC_1501_A1","TYUMB 34.5",0.04]
["SC_1501_A1","Carmelo 34.5",0.03]
["SC_1501_A1","Palmaseca 34.5",0.05]
["SC_1501_A1","Santa_Barbara 34.5",0.12]
["SC_1490_A1","Palmaseca 115",0.2]
["SC_1490_A1","Estambul 115",0.36]
["SC_1490_A1","Aguablanca 115",0.02]
["SC_1490_A1","Sucromiles 115",0.01]
["SC_1490_A1","Candelaria 115",0]
["SC_1490_A1","El Carmelo 115",0.01]
["SC_1490_A1","Mayaguez 115",0]
["SC_1490_A1","Pacifico 220",0]
["SC_1490_A1","Papeles 115",0]
["SC_1490_A1","Tulua 34.5",0]
["SC_1490_A1","Santa Barbara 115",0.01]
["SC_1490_A1","Melendez 115",0.01]
["SC_1883_A1","Alferez 500",0.114]
["SC_1883_A1","San Antonio (Valle) 115",1.2E-2]
["SC_1883_A1","San Marcos 220",0.1]
["SC_1883_A1","Virginia 220",3.4000000000000002E-2]
["SC_1883_A1","San Marcos 500",0.158]
["SC_1883_A1","Chipichape 115",0.01]
["SC_1883_A1","Pance 115",3.6999999999999998E-2]
["SC_1883_A1","Alferez 220",0.122]
["SC_1883_A1","Pance 220",0.06]
["SC_1883_A1","Calima 115",1E-3]
["SC_1883_A1","Virginia 500",7.3999999999999996E-2]
["SC_1883_A1","San Marcos 115",0.02]
["SC_1883_A1","Zarzal 115",1E-3]
["SC_1883_A1","Guachal 115",1.4E-2]
["SC_1883_A1","Juanchito 220",6.7000000000000004E-2]
["SC_1883_A1","Buga 115",0]
["SC_1883_A1","Cartago 115",7.0000000000000001E-3]
["SC_1883_A1","Cartago 220",2.1000000000000001E-2]
["SC_1883_A1","Cerrito 115",1E-3]
["SC_1883_A1","Codazzi 115",0]
["SC_1883_A1","Estambul 115",7.2999999999999995E-2]
["SC_1883_A1","La Union 115",1E-3]
["SC_1883_A1","Ladera 115",1.2E-2]
["SC_1883_A1","Palmaseca 115",7.0000000000000001E-3]
["SC_1883_A1","Santa Barbara 115",1E-3]
["SC_1883_A1","Sucromiles 115",1E-3]
["SC_1883_A1","Tulua 115",2.7010000000000001]
["SC_1883_A1","Vijes 115",5.0000000000000001E-3]
["SC_1883_A1","Yumbo 220",5.6000000000000001E-2]
["SC_1883_A2","Alferez 500",0.60399999999999998]
["SC_1883_A2","San Antonio (Valle) 115",1.9E-2]
["SC_1883_A2","San Marcos 220",2.76]
["SC_1883_A2","Virginia 220",3.5000000000000003E-2]
["SC_1883_A2","San Marcos 500",1.3720000000000001]
["SC_1883_A2","Chipichape 115",8.1000000000000003E-2]
["SC_1883_A2","Pance 115",5.1999999999999998E-2]
["SC_1883_A2","Alferez 220",0.27]
["SC_1883_A2","Pance 220",7.6999999999999999E-2]
["SC_1883_A2","Calima 115",7.0000000000000001E-3]
["SC_1883_A2","Virginia 500",0.27700000000000002]
["SC_1883_A2","San Marcos 115",0.68700000000000006]
["SC_1883_A2","Zarzal 115",4.0000000000000001E-3]
["SC_1883_A2","Guachal 115",0.26900000000000002]
["SC_1883_A2","Juanchito 220",9.8000000000000004E-2]
["SC_1883_A2","Buga 115",2.5000000000000001E-2]
["SC_1883_A2","Cartago 115",0.01]
["SC_1883_A2","Cartago 220",0.03]
["SC_1883_A2","Cerrito 115",8.0000000000000002E-3]
["SC_1883_A2","Codazzi 115",3.7999999999999999E-2]
["SC_1883_A2","Estambul 115",0.26400000000000001]
["SC_1883_A2","La Union 115",2E-3]
["SC_1883_A2","Ladera 115",1.7999999999999999E-2]
["SC_1883_A2","Palmaseca 115",0.14000000000000001]
["SC_1883_A2","Santa Barbara 115",5.8999999999999997E-2]
["SC_1883_A2","Sucromiles 115",5.5E-2]
["SC_1883_A2","Tulua 115",2.7080000000000002]
["SC_1883_A2","Vijes 115",4.7E-2]
["SC_1883_A2","Yumbo 220",0.96399999999999997]
["SC_1947_A1","Alban 34.5",0.1]
["SC_1947_A1","Anserma 34.5",0.1]
["SC_1947_A1","Buga 115",0.1]
["SC_1947_A1","Caicedo 34.5",0.1]
["SC_1947_A1","Cartago 115",0.1]
["SC_1947_A1","Cartago 34.5",0.1]
["SC_1947_A1","La Union 115",0.9]
["SC_1947_A1","La Union 34.5",2.2999999999999998]
["SC_1947_A1","La Argelia 34.5",0.1]
["SC_1947_A1","La Mariela 34.5",0.4]
["SC_1947_A1","La Victoria 34.5",0.4]
["SC_1947_A1","Tulua 34.5",0.1]
["SC_1947_A1","Roldanillo 34.5",0.2]
["SC_1947_A1","Tulua 115",0.1]
["SC_1947_A1","Zarzal 115",0.4]
["SC_1947_A1","Zarzal 34.5",0.5]
["SC_1950_A1","Alferez 220",0.1]
["SC_1950_A1","Chipichape 115",0]
["SC_1950_A1","Juanchito 115",0.1]
["SC_1950_A1","Juanchito 220",0.1]
["SC_1950_A1","Pance 115",0.2]
["SC_1950_A1","Pance 220",0.1]
["SC_1950_A1","Santander 115",0.1]
["SC_1950_A1","Jamundi 115",0.1]
["SC_1950_A1","Papel Cauca 115",1.4]
["SC_1950_A1","Melendez 115",0.1]
["SC_1950_A1","Aguablanca 115",0.3]
["SC_1950_A1","San Antonio (Valle) 115",0]
["SC_1950_A1","Ladera 115",0]
["SC_1950_A1","Diesel II 115",0.1]
["SC_1950_A1","Sur (Cali) 115",0]
["SC_2008_A1","Buga 115",0.1]
["SC_2008_A1","Cerrito 115",0.1]
["SC_2008_A1","Cerrito 34.5",0.2]
["SC_2008_A1","Costa Rica 34.5",0.2]
["SC_2008_A1","ROSARIO 34.5",0.1]
["SC_2008_A1","Las Palmas 34.5",0.1]
["SC_2008_A1","Norte 34.5",0.1]
["SC_2098_A1","Buga 115",0]
["SC_2098_A1","La Union 115",0]
["SC_2098_A1","Zarzal 115",0]
["SC_2098_A1","Cerrito 115",0.01]
["SC_2098_A1","Palmaseca 115",0]
["SC_2098_A1","Cartago 115",0]
["SC_2098_A1","Santa Barbara 115",0]
["SC_2098_A1","Codazzi 115",0]
["SC_2098_A1","Sucromiles 115",0]
["SC_2098_A1","Candelaria 115",0]
["SC_2098_A1","El Carmelo 115",0]
["SC_2098_A1","Candelaria Vlle 34.5",0]
["SC_2098_A1","Carmelo 34.5",0]
["SC_2098_A1","Palmaseca 34.5",0]
["SC_2098_A1","Las Palmas 34.5",0]
["SC_2098_A1","Santa_Barbara 34.5",0]
["SC_2098_A1","Cerrito 34.5",0.01]
["SC_2208_A1","Guachal 115",0.1]
["SC_2208_A1","San Luis 115",0.1]
["SC_2208_A1","Dolores 34.5",0.1]
["SC_2208_A1","UPEREIRA 34.5",0.1]
["SC_2208_A1","Recreo_34.5",0.1]
["SC_2208_A1","Carmelo 34.5",0.9]
["SC_2208_A1","Estambul 115",0.1]
["SC_2208_A1","Tunal 34.5",0.4]
["SC_2208_A1","El Carmelo 115",0.2]
["SC_2208_A1","Termoyumbo 115",0.1]
["SC_2208_A1","Candelaria 115",0.2]
["SC_2208_A1","Juanchito 115",0.1]
["SC_2208_A1","Sucromiles 115",0.1]
["SC_2208_A1","Codazzi 115",0.1]
["SC_2208_A1","Santa Barbara 115",0.1]
["SC_2208_A1","Palmaseca 115",0.1]
["SC_2208_A1","Candelaria Vlle 34.5",0.2]
["SC_2210_A1","Alban 34.5",0.1]
["SC_2210_A1","Anserma 34.5",0.1]
["SC_2210_A1","Buga 115",0.1]
["SC_2210_A1","Caicedo 34.5",0.1]
["SC_2210_A1","Cartago 115",0.1]
["SC_2210_A1","Cartago 34.5",0.1]
["SC_2210_A1","La Union 115",0.9]
["SC_2210_A1","La Union 34.5",2.2999999999999998]
["SC_2210_A1","La Argelia 34.5",0.1]
["SC_2210_A1","La Mariela 34.5",0.4]
["SC_2210_A1","La Victoria 34.5",0.4]
["SC_2210_A1","Roldanillo 34.5",0.2]
["SC_2210_A1","Tulua 115",0.1]
["SC_2210_A1","Tulua 34.5",0.2]
["SC_2210_A1","Zarzal 115",0.4]
["SC_2210_A1","Zarzal 34.5",0.5]
["SC_2214_A1","Palmaseca 115",0.23]
["SC_2214_A1","Guachal 34.5",0.23]
["SC_2214_A1","La Y Rimax",0.23]
["SC_2214_A1","Santa Barbara 115",0]
["SC_2214_A1","San Marcos 115",0.01]
["SC_2214_A1","Guachal 115",0.06]
["SC_2214_A1","Termoyumbo 115",0.01]
["SC_1816_A1","Cartago 220",0]
["SC_1816_A1","Pacifico 220",0]
["SC_1816_A1","San Marcos 220",0]
["SC_1816_A1","Bajo 115",0]
["SC_1816_A1","Buga 115",0]
["SC_1816_A1","Cartago 115",0]
["SC_1816_A1","Codazzi 115",0]
["SC_1816_A1","Tabor (Bventura) 115",0]
["SC_1816_A1","Estambul 115",0]
["SC_1816_A1","Termoyumbo 115",0]
["SC_1816_A1","Tulua 115",0]
["SC_1816_A1","Vijes 115",0]
["SC_1816_A1","Cartago 34.5",0]
["SC_1816_A1","Santa Maria 34.5",0]
["SC_1816_A1","Tulua 34.5",0]
["SC_1816_A1","Zarzal 34.5",0]
["SC_1816_A1","Cartago 13.2",0]
["SC_1816_A1","Planta Diesel 13.2",0]
["SC_1816_A2","Cartago 220",0]
["SC_1816_A2","Pacifico 220",0]
["SC_1816_A2","San Marcos 220",2.1]
["SC_1816_A2","Bajo 115",0]
["SC_1816_A2","Buga 115",0]
["SC_1816_A2","Cartago 115",1.9]
["SC_1816_A2","Codazzi 115",0]
["SC_1816_A2","Tabor (Bventura) 115",0]
["SC_1816_A2","Estambul 115",0]
["SC_1816_A2","Termoyumbo 115",0]
["SC_1816_A2","Tulua 115",0]
["SC_1816_A2","Vijes 115",0]
["SC_1816_A2","Cartago 34.5",0.4]
["SC_1816_A2","Santa Maria 34.5",0]
["SC_1816_A2","Tulua 34.5",0]
["SC_1816_A2","Zarzal 34.5",0]
["SC_1816_A2","Cartago 13.2",0.8]
["SC_1816_A2","Planta Diesel 13.2",1.3]
["SC_2296_A1","Armenia 220",0.08]
["SC_2296_A1","Cartago 115",0.15]
["SC_2296_A1","Cartago 220",0.3]
["SC_2296_A1","Certegui 115",0.02]
["SC_2296_A1","Esmeralda 220",0.28999999999999998]
["SC_2296_A1","Enea 220",0.1]
["SC_2296_A1","Hermosa 220",0.13]
["SC_2296_A1","Virginia 500",0.14000000000000001]
["SC_2296_A1","Medellin 500",0.03]
["SC_2296_A1","Medellin 220",0.05]
["SC_2296_A1","Salamina 220",0.06]
["SC_2296_A1","San Carlos 220",7.0000000000000007E-2]
["SC_2296_A1","San Carlos 500",0.03]
["SC_2296_A1","San Felipe 220",0.06]
["SC_2296_A1","San Lorenzo 220",0.02]
["SC_2296_A1","San Marcos 220",0.1]
["SC_2296_A1","San Marcos 500",0.04]
["SC_2296_A1","Virginia 115",7.0000000000000007E-2]
["SC_2296_A1","Virginia 220",0.83]
["SC_2228_A1","Alferez 220",0.88]
["SC_2228_A1","Alferez 500",0.73]
["SC_2228_A1","Alferez II 115",0.46]
["SC_2228_A1","Armenia 220",0.09]
["SC_2228_A1","Tabor (Bventura) 115",0.09]
["SC_2228_A1","Cartago 115",0.16]
["SC_2228_A1","Cartago 220",0.18]
["SC_2228_A1","Pailon 115",0.09]
["SC_2228_A1","Esmeralda 220",0.22]
["SC_2228_A1","Estambul 115",0.6]
["SC_2228_A1","Guachal 115",0.55000000000000004]
["SC_2228_A1","Juanchito 220",0.44]
["SC_2228_A1","Juanchito 115",0.53]
["SC_2228_A1","La Union 115",0.05]
["SC_2228_A1","Virginia 500",0.33]
["SC_2228_A1","Pacifico 115",0.13]
["SC_2228_A1","Pacifico 220",0.11]
["SC_2228_A1","San Marcos 115",0.63]
["SC_2228_A1","San Marcos 220",0.93]
["SC_2228_A1","San Marcos 500",1.63]
["SC_2228_A1","Virginia 220",0.28000000000000003]
["SC_2228_A1","Zarzal 115",0.05]
["SC_2228_A2","Alferez 220",0.62]
["SC_2228_A2","Alferez 500",0.23]
["SC_2228_A2","Alferez II 115",0.53]
["SC_2228_A2","Armenia 220",0.1]
["SC_2228_A2","Tabor (Bventura) 115",0.15]
["SC_2228_A2","Cartago 115",0.19]
["SC_2228_A2","Cartago 220",0.21]
["SC_2228_A2","Pailon 115",0.15]
["SC_2228_A2","Esmeralda 220",0.25]
["SC_2228_A2","Estambul 115",0.81]
["SC_2228_A2","Guachal 115",0.82]
["SC_2228_A2","Juanchito 220",0.51]
["SC_2228_A2","Juanchito 115",0.68]
["SC_2228_A2","La Union 115",7.0000000000000007E-2]
["SC_2228_A2","Virginia 500",0.15]
["SC_2228_A2","Pacifico 115",0.22]
["SC_2228_A2","Pacifico 220",0.19]
["SC_2228_A2","San Marcos 115",1.04]
["SC_2228_A2","San Marcos 220",1.86]
["SC_2228_A2","San Marcos 500",0.27]
["SC_2228_A2","Virginia 220",0.27]
["SC_2228_A2","Zarzal 115",7.0000000000000007E-2]
["SC_2113_A1","Zarzal 115",0.35]
["SC_2113_A1","Buga 115",0.02]
["SC_2113_A1","Tulua 115",0.05]
["SC_2113_A1","La Union 115",0.08]
["SC_2113_A1","Cartago 115",0.09]
["SC_2113_A1","Cartago 220",0.08]
["SC_2315_A1","Yumbo 220",0.6]
["SC_2315_A1","San Marcos 220",0.98]
["SC_2315_A1","Esmeralda 220",0.09]
["SC_2315_A1","San Marcos 500",0.12]
["SC_2315_A1","Alferez 220",0.38]
["SC_2315_A1","Cartago 220",0.06]
["SC_2315_A1","Armenia 220",0.01]
["SC_2315_A1","Tesalia 220",0.01]
["SC_2315_A1","Alferez 500",0.11]
["SC_2315_A1","Alto Anchya 220",0.05]
["SC_2315_A2","Yumbo 220",1]
["SC_2315_A2","San Marcos 220",0.59]
["SC_2315_A2","Esmeralda 220",0.11]
["SC_2315_A2","San Marcos 500",0.1]
["SC_2315_A2","Alferez 220",0.43]
["SC_2315_A2","Cartago 220",0.05]
["SC_2315_A2","Armenia 220",0.01]
["SC_2315_A2","Tesalia 220",0.01]
["SC_2315_A2","Alferez 500",0.11]
["SC_2315_A2","Alto Anchya 220",7.0000000000000007E-2]
["SC_2214_A1"]

{"sheet":"zonas","index":6,"n_rows":210,"n_cols":4,"rows_kept":210,"cut":false,"hidden":false,"merged":[]}
["nombre","periodo","capacidad","factor"]
["Zona5",2023,568.30836766585708,1]
["Zona5",2024,363.61668383292852,1]
["Zona5",2025,375.84168383292848,1]
["Zona5",2026,567.69211255312712,1]
["Zona5",2027,663.96738310307262,1]
["Zona5",2028,634.0693359375,1]
["Zona5",2029,778.58541870117188,1]
["Zona5",2030,778.58541870117188,1]
["Zona5",2031,780.97337436676025,1]
["Zona5",2032,780.97337436676025,1]
["Zona5",2033,769.23050481453538,1]
["Zona7",2023,427.58407592773438,1]
["Zona7",2024,352.197265625,1]
["Zona7",2025,605.16815185546875,1]
["Zona7",2026,605.16815185546875,1]
["Zona7",2027,605.16815185546875,1]
["Zona7",2028,605.16815185546875,1]
["Zona7",2029,605.16815185546875,1]
["Zona7",2030,605.16815185546875,1]
["Zona7",2031,605.16815185546875,1]
["Zona7",2032,605.16815185546875,1]
["Zona7",2033,605.16815185546875,1]
["Zona9",2023,271.97500000000002,1]
["Zona9",2024,271.97500000000002,1]
["Zona9",2025,284.33749999999998,1]
["Zona9",2026,333.78750000000002,1]
["Zona9",2027,333.78750000000002,1]
["Zona9",2028,358.51249999999999,1]
["Zona9",2029,457.41250000000002,1]
["Zona9",2030,457.41250000000002,1]
["Zona9",2031,457.41250000000002,1]
["Zona9",2032,457.41250000000002,1]
["Zona9",2033,553.46527099609375,1]
["Zona19",2023,38.821180232320913,1]
["Zona19",2024,38.22540035006088,1]
["Zona19",2025,38.225400350060887,1]
["Zona19",2026,37.648238589121483,1]
["Zona19",2027,37.648238589121483,1]
["Zona19",2028,37.648238589121483,1]
["Zona19",2029,37.089113133211427,1]
["Zona19",2030,36.547460347798577,1]
["Zona19",2031,36.547460347798577,1]
["Zona19",2032,36.022734211929873,1]
["Zona19",2033,36.022734211929873,1]
["Zona14",2023,464,1]
["Zona14",2024,416.25,1]
["Zona14",2025,416.25,1]
["Zona14",2026,416.25,1]
["Zona14",2027,237.46337890625,1]
["Zona14",2028,222.6219177246094,1]
["Zona14",2029,222.6219177246094,1]
["Zona14",2030,222.6219177246094,1]
["Zona14",2031,222.6219177246094,1]
["Zona14",2032,222.6219177246094,1]
["Zona14",2033,222.6219177246094,1]
["Zona4",2023,134.3980831294904,1]
["Zona4",2024,142.19010064482691,1]
["Zona4",2025,327.60000000000002,1]
["Zona4",2026,409.5,1]
["Zona4",2027,409.5,1]
["Zona4",2028,409.5,1]
["Zona4",2029,409.5,1]
["Zona4",2030,409.5,1]
["Zona4",2031,409.5,1]
["Zona4",2032,409.5,1]
["Zona4",2033,542.58749999999998,1]
["Zona1",2023,360.01171875,1]
["Zona1",2024,360.01171875,1]
["Zona1",2025,360.01171875,1]
["Zona1",2026,360.01171875,1]
["Zona1",2027,317.1875,1]
["Zona1",2028,317.1875,1]
["Zona1",2029,317.1875,1]
["Zona1",2030,317.1875,1]
["Zona1",2031,317.1875,1]
["Zona1",2032,317.1875,1]
["Zona1",2033,367.1875,1]
["Zona11",2023,88.172876317689543,1]
["Zona11",2024,88.172876317689557,1]
["Zona11",2025,132.7041263176896,1]
["Zona11",2026,132.7041263176896,1]
["Zona11",2027,132.7041263176896,1]
["Zona11",2028,132.7041263176896,1]
["Zona11",2029,132.7041263176896,1]
["Zona11",2030,132.7041263176896,1]
["Zona11",2031,132.7041263176896,1]
["Zona11",2032,133.4853763176896,1]
["Zona11",2033,133.4853763176896,1]
["Zona18",2023,285.546875,1]
["Zona18",2024,301.76240479946142,1]
["Zona18",2025,353.06240479946138,1]
["Zona18",2026,392.96240479946141,1]
["Zona18",2027,398.66240479946129,1]
["Zona18",2028,366.76941241550372,1]
["Zona18",2029,366.76941241550372,1]
["Zona18",2030,366.76941241550372,1]
["Zona18",2031,268.53896374475562,1]
["Zona18",2032,267.62056048874848,1]
["Zona18",2033,266.70529817187702,1]
["Zona2",2023,100,1]
["Zona2",2024,81.25,1]
["Zona2",2025,81.25,1]
["Zona2",2026,81.25,1]
["Zona2",2027,76.171875,1]
["Zona2",2028,56.83135986328125,1]
["Zona2",2029,81.83135986328125,1]
["Zona2",2030,81.83135986328125,1]
["Zona2",2031,81.83135986328125,1]
["Zona2",2032,81.83135986328125,1]
["Zona2",2033,96.602439880371094,1]
["Zona3",2023,74.711820959999997,1]
["Zona3",2024,74.711820959999997,1]
["Zona3",2025,74.711820959999997,1]
["Zona3",2026,74.711820959999997,1]
["Zona3",2027,74.711820959999997,1]
["Zona3",2028,74.711820959999997,1]
["Zona3",2029,74.711820959999997,1]
["Zona3",2030,74.711820959999997,1]
["Zona3",2031,74.711820959999997,1]
["Zona3",2032,74.711820959999997,1]
["Zona3",2033,74.711820959999997,1]
["Zona8",2023,400,1]
["Zona8",2024,400,1]
["Zona8",2025,300,1]
["Zona8",2026,251.79592037200931,1]
["Zona8",2027,238.34694027900699,1]
["Zona8",2028,238.34694027900699,1]
["Zona8",2029,238.34694027900699,1]
["Zona8",2030,238.34694027900699,1]
["Zona8",2031,238.34694027900699,1]
["Zona8",2032,238.34694027900699,1]
["Zona8",2033,238.34694027900699,1]
["Zona16",2023,280.74462890625,1]
["Zona16",2024,280.74462890625,1]
["Zona16",2025,280.74462890625,1]
["Zona16",2026,280.74462890625,1]
["Zona16",2027,315.18392039999998,1]
["Zona16",2028,315.18392039999998,1]
["Zona16",2029,315.18392039999998,1]
["Zona16",2030,305.72840278799998,1]
["Zona16",2031,296.55655070436001,1]
["Zona16",2032,287.65985418322919,1]
["Zona16",2033,261.52387551963329,1]
["Zona12",2023,99.160909652709961,1]
["Zona12",2024,124.58045482635499,1]
["Zona12",2025,124.58045482635499,1]
["Zona12",2026,124.58045482635499,1]
["Zona12",2027,124.58045482635499,1]
["Zona12",2028,124.58045482635499,1]
["Zona12",2029,124.58045482635499,1]
["Zona12",2030,124.58045482635499,1]
["Zona12",2031,140.70422444122519,1]
["Zona12",2032,140.70422444122519,1]
["Zona12",2033,174.58045482635501,1]
["Zona6",2023,74.47265625,1]
["Zona6",2024,72.983203125000003,1]
["Zona6",2025,71.523539062500006,1]
["Zona6",2026,76.375,1]
["Zona6",2027,81.236492216586996,1]
["Zona6",2028,81.236492216586996,1]
["Zona6",2029,81.236492216586996,1]
["Zona6",2030,81.236492216586996,1]
["Zona6",2031,81.236492216586996,1]
["Zona6",2032,74.844543457031193,1]
["Zona6",2033,70.96875,1]
["Zona13",2023,942.09822416305497,1]
["Zona13",2024,942.09822416305497,1]
["Zona13",2025,942.09822416305497,1]
["Zona13",2026,959.19644832611084,1]
["Zona13",2027,959.19644832611084,1]
["Zona13",2028,959.19644832611084,1]
["Zona13",2029,959.19644832611084,1]
["Zona13",2030,959.19644832611084,1]
["Zona13",2031,959.19644832611084,1]
["Zona13",2032,959.19644832611084,1]
["Zona13",2033,959.19644832611084,1]
["Zona10",2023,300.45981442977489,1]
["Zona10",2024,299.43224186442512,1]
["Zona10",2025,298.40818359724881,1]
["Zona10",2026,297.38762760934623,1]
["Zona10",2027,296.37056192292209,1]
["Zona10",2028,295.35697460114579,1]
["Zona10",2029,294.34685374800978,1]
["Zona10",2030,293.34018750819172,1]
["Zona10",2031,292.33696406691359,1]
["Zona10",2032,291.33717164980482,1]
["Zona10",2033,290.34079852276238,1]
["Zona17",2023,111.61670706,1]
["Zona17",2024,111.61670706,1]
["Zona17",2025,111.61670706,1]
["Zona17",2026,111.61670706,1]
["Zona17",2027,111.61670706,1]
["Zona17",2028,111.61670706,1]
["Zona17",2029,100.81670706,1]
["Zona17",2030,100.81670706,1]
["Zona17",2031,100.81670706,1]
["Zona17",2032,100.81670706,1]
["Zona17",2033,100.81670706,1]
["Zona15",2023,170.81937388755321,1]
["Zona15",2024,181.22855163574221,1]
["Zona15",2025,181.22855163574221,1]
["Zona15",2026,181.22855163574221,1]
["Zona15",2027,181.22855163574221,1]
["Zona15",2028,99.991616484375001,1]
["Zona15",2029,99.991616484375001,1]
["Zona15",2030,99.991616484375001,1]
["Zona15",2031,175.16480163574221,1]
["Zona15",2032,178.19667663574219,1]
["Zona15",2033,178.19667663574219,1]

{"sheet":"zonaBarra","index":7,"n_rows":57,"n_cols":2,"rows_kept":57,"cut":false,"hidden":false,"merged":[]}
["nombre","barra"]
["Zona1","Juanchito 115"]
["Zona1","Melendez 115"]
["Zona1","Alferez II 115"]
["Zona1","Diesel II 115"]
["Zona1","Aguablanca 115"]
["Zona2","La Union 115"]
["Zona2","Zarzal 115"]
["Zona2","La Union 34.5"]
["Zona2","Roldanillo 13.2"]
["Zona2","Roldanillo 34.5"]
["Zona2","Zarzal 34.5"]
["Zona3","Codazzi 115"]
["Zona3","Santa Barbara 115"]
["Zona3","Sucromiles 115"]
["Zona4","BMalaga 115"]
["Zona4","Bajo 115"]
["Zona4","Pacifico 220"]
["Zona4","Pacifico 115"]
["Zona4","El Pailon 115"]
["Zona5","Cartago 220"]
["Zona6","Buga 115"]
["Zona6","Tulua 115"]
["Zona6","Calima 115"]
["Zona6","Vijes 115"]
["Zona7","Papel Cauca 115"]
["Zona7","Chipichape 115"]
["Zona7","Pance 115"]
["Zona7","Ladera 115"]
["Zona7","Alferez I 115"]
["Zona8","Cartago 115"]
["Zona8","Planta Diesel 13.2"]
["Zona8","Santa Maria 34.5"]
["Zona9","Juanchito 220"]
["Zona9","Pance 220"]
["Zona9","Salvajina 220"]
["Zona10","Candelaria 115"]
["Zona10","El Carmelo 115"]
["Zona10","Mayaguez 115"]
["Zona11","Termoyumbo 115"]
["Zona11","San Marcos 115"]
["Zona11","Termovalle 115"]
["Zona11","Guachal 34.5"]
["Zona12","San Marcos 220"]
["Zona13","San Marcos 500"]
["Zona14","Alferez 220"]
["Zona15","Cerrito 115"]
["Zona15","Cerrito 34.5"]
["Zona15","Costa Rica 34.5"]
["Zona16","Yumbo 220"]
["Zona17","Alto Anchya 220"]
["Zona18","Estambul 115"]
["Zona18","Palmaseca 115"]
["Zona18","Guachal 115"]
["Zona18","San Luis 115"]
["Zona19","Carmelo 34.5"]
["Zona19","Amcor 34.5"]

{"sheet":"calificacionProyectos","index":8,"n_rows":41,"n_cols":8,"rows_kept":41,"cut":false,"hidden":false,"merged":[]}
["nombre","BT_Confi","BT_Flex","EC_RE","EC_RP","EC_Per","EC_Mar","B_Ambiental"]
["SC_487_A1",6284007.3086382803,5824534.1515894653,6492509.6123046726,7345922.4531198107,5328340.8481426369,7345922.4531198107,5824534.1515894653]
["SC_1140_A2",6192135.0273617636,5824534.1515894653,6358947.0124635715,7041718.7976402212,5383521.3336528037,7041718.7976402212,5824534.1515894653]
["SC_1259_A1",6235511.9307028949,5824534.1515894653,6422007.7300467165,7185346.5858742101,5775403.2683037501,7185346.5858742101,5824534.1515894653]
["SC_1259_A2",6235511.9307028949,5824534.1515894653,6422007.7300467165,7185346.5858742101,5770913.7220724691,7185346.5858742101,5824534.1515894653]
["SC_612_A1",6338225.1411700398,5824534.1515894653,6571330.7166690668,7525446.2727003908,5824476.1365878331,7525446.2727003908,5824534.1515894653]
["SC_612_A2",6338225.1411700398,5824534.1515894653,6571330.7166690668,7525446.2727003908,5824476.3636262827,7525446.2727003908,5824534.1515894653]
["SC_1254_A1",6398840.6779405475,5824534.1515894653,6659452.7113484591,7726153.9029914793,5740463.5599848125,7726153.9029914793,11036998.740503572]
["SC_1292_A1",6398840.6779405475,5824534.1515894653,6659452.7113484591,7726153.9029914793,5742684.5448663989,7726153.9029914793,11036998.740503572]
["SC_1401_A1",6284007.3086382803,5824534.1515894653,6492509.6123046717,7345922.4531198097,5828476.2061286839,7345922.4531198097,9998701.426953394]
["SC_1401_A2",6284007.3086382803,5824534.1515894653,6492509.6123046717,7345922.4531198097,5828870.411582605,7345922.4531198097,9999095.6324073151]
["SC_1413_A1",6235511.9307028949,5824534.1515894653,6422007.7300467165,7185346.5858742101,5831004.3394959634,7185346.5858742101,5824534.1515894653]
["SC_1454_A1",6146891.8426513271,5824534.1515894653,6996131.5773519296,8492977.4140853528,5691020.4728780994,8492977.4140853528,5824534.1515894653]
["SC_1454_A2",6146891.8426513271,5824534.1515894653,6996131.5773519296,8492977.4140853528,5728832.1995330825,8492977.4140853528,5824534.1515894653]
["SC_1325_A1",6284007.3086382803,5824534.1515894653,6492509.6123046726,7345922.4531198107,5788199.8981430642,7345922.4531198107,5824534.1515894653]
["SC_1517_A1",6284007.3086382803,5824534.1515894653,6492509.6123046717,7345922.4531198097,5789379.6652191775,7345922.4531198097,5824534.1515894653]
["SC_1502_A1",6284007.3086382803,5824534.1515894653,6492509.6123046726,7345922.4531198107,5787100.4809223274,7345922.4531198107,5824534.1515894653]
["SC_1503_A1",6284007.3086382803,5824534.1515894653,6492509.6123046726,7345922.4531198107,5787035.1101686619,7345922.4531198107,5824534.1515894653]
["SC_1601_A1",6398840.6779405475,5824534.1515894653,6659452.7113484591,7726153.9029914793,5824534.1515894653,7726153.9029914793,5824534.1515894653]
["SC_1658_A1",6192135.0273617636,5824534.1515894653,6358947.0124635715,7041718.7976402212,5806543.6653285781,7041718.7976402212,5824534.1515894653]
["SC_1572_A1",6184930.0501966272,5824534.1515894653,7134380.0735919001,8807853.7190598678,5774785.6669182461,8807853.7190598678,5824534.1515894653]
["SC_1572_A2",6184930.0501966272,5824534.1515894653,7134380.0735919001,8807853.7190598678,5778568.0903661866,8807853.7190598678,5824534.1515894653]
["SC_1501_A1",6284007.3086382803,5824534.1515894653,6492509.6123046726,7345922.4531198107,0,7345922.4531198107,5824534.1515894653]
["SC_1490_A1",6235511.9307028949,5824534.1515894653,6422007.7300467165,7185346.585874211,5812578.7252531992,7185346.585874211,5824534.1515894653]
["SC_1883_A1",6146891.8426513271,5824534.1515894653,6996131.5773519296,8492977.4140853547,5654380.0523004252,8492977.4140853547,5824534.1515894653]
["SC_1883_A2",6146891.8426513271,5824534.1515894653,6996131.5773519296,8492977.4140853547,5642543.6702561248,8492977.4140853547,5824534.1515894653]
["SC_1947_A1",6398840.6779405475,5824534.1515894653,6659452.7113484591,7726153.9029914793,5779616.7750712344,7726153.9029914793,5824534.1515894653]
["SC_1950_A1",6284007.3086382803,5824534.1515894653,6492509.6123046726,7345922.4531198107,5807002.904015556,7345922.4531198107,5824534.1515894653]
["SC_2008_A1",6398840.6779405475,5824534.1515894653,6659452.7113484591,7726153.9029914802,5749132.0112310341,7726153.9029914802,5824534.1515894653]
["SC_2098_A1",6284007.3086382803,5824534.1515894653,6492509.6123046726,7345922.4531198107,5775446.6583825182,7345922.4531198107,5824534.1515894653]
["SC_2208_A1",6284007.3086382803,5824534.1515894653,6492509.6123046726,7345922.4531198107,5783790.3436685419,7345922.4531198107,5824534.1515894653]
["SC_2210_A1",6398840.6779405475,5824534.1515894653,6659452.7113484591,7726153.9029914793,5773503.4956145613,7726153.9029914793,5824534.1515894653]
["SC_2214_A1",6398840.6779405475,5824534.1515894653,6659452.7113484591,7726153.9029914802,5743906.1203151038,7726153.9029914802,5824534.1515894653]
["SC_1816_A1",6338225.1411700398,5824534.1515894653,6571330.7166690659,7525446.2727003908,5824562.0468882499,7525446.2727003908,5824534.1515894653]
["SC_1816_A2",6338225.1411700398,5824534.1515894653,6571330.7166690659,7525446.2727003908,5824543.727350275,7525446.2727003908,5824534.1515894653]
["SC_2296_A1",6284007.3086382803,5824534.1515894653,6492509.6123046726,7345922.4531198107,5809056.6599548599,7345922.4531198107,5824534.1515894653]
["SC_2228_A1",6192135.0273617646,5824534.1515894653,6358947.0124635715,7041718.7976402212,5765040.2008950142,7041718.7976402212,5824534.1515894653]
["SC_2228_A2",6192135.0273617646,5824534.1515894653,6358947.0124635715,7041718.7976402212,5755253.2189296298,7041718.7976402212,5824534.1515894653]
["SC_2113_A1",6235511.9307028949,5824534.1515894653,6422007.7300467165,7185346.5858742101,5798985.1306674583,7185346.5858742101,5824534.1515894653]
["SC_2315_A1",6284007.3086382803,5824534.1515894653,6492509.6123046717,7345922.4531198107,5915982.6384180095,7345922.4531198107,5824534.1515894653]
["SC_2315_A2",6284007.3086382803,5824534.1515894653,6492509.6123046717,7345922.4531198107,5914722.2847407311,7345922.4531198107,5824534.1515894653]

{"sheet":"ejecutar","index":9,"n_rows":20,"n_cols":14,"rows_kept":20,"cut":false,"hidden":false,"merged":[]}
[]
[]
[]
[]
[]
[]
[]
[null,null,null,null,null,null,null,null,null,null,null,"OPTIMIZADOR",null,"cbc"]
[]
[null,null,null,null,null,null,null,null,null,null,null,"PERIODO INICIAL",null,2023]
[]
[null,null,null,null,null,null,null,null,null,null,null,"PERIODO FINAL",null,2033]
[]
[null,null,null,null,null,null,null,null,null,null,null,"ESCALAR",null,0]
[]
[null,null,null,null,null,null,null,null,null,null,null,"TOLERANCIA ",null,9.9999999999999995E-7]
[]
[null,null,null,null,null,null,null,null,null,null,null,"TIEMPO MAXIMO",null,1000]
[]
[null,null,null,null,null,null,null,null,null,null,null,"OBRAS EN FILA 2",null,0]

{"sheet":"ASIGNACION","index":10,"n_rows":39,"n_cols":28,"rows_kept":39,"cut":false,"hidden":false,"merged":[]}
[null,null,null,null,null,null,"aprobado","aprobado","aprobado","aprobado","aprobado","aprobado","aprobado","aprobado","aprobado","aprobado","aprobado","calificacion","calificacion","calificacion","calificacion","calificacion","calificacion","calificacion","calificacion","calificacion","calificacion","calificacion"]
["nombre","barra","tipo","capacidad","periodoIni","Fila",2023,2024,2025,2026,2027,2028,2029,2030,2031,2032,2033,2023,2024,2025,2026,2027,2028,2029,2030,2031,2032,2033]
["SC_1572_A2","San Marcos 500","Eólico Onshore",165,2026,2,0,0,0,0,0,0,0,0,0,0,0,39881553.18981082,39881553.18981082,39881553.18981082,39881553.18981082,39881553.18981082,39881553.18981082,39881553.18981082,39881553.18981082,39881553.18981082,39881553.18981082,39881553.18981082]
["SC_1572_A1","San Marcos 220","Eólico Onshore",165,2026,2,0,0,0,0,0,0,0,0,0,0,0,39877770.766362876,39877770.766362876,39877770.766362876,39877770.766362876,39877770.766362876,39877770.766362876,39877770.766362876,39877770.766362876,39877770.766362876,39877770.766362876,39877770.766362876]
["SC_1292_A1","Carmelo 34.5","Solar FV",19.899999999999999,2023,2,0,0,0,0,0,0,0,0,0,0,0,39525842.56238316,39525842.56238316,39525842.56238316,39525842.56238316,39525842.56238316,39525842.56238316,39525842.56238316,39525842.56238316,39525842.56238316,39525842.56238316,39525842.56238316]
["SC_1254_A1","Zarzal 115","Solar FV",19.899999999999999,2023,2,1,1,1,1,1,1,1,1,1,1,1,39523621.577501573,39523621.577501573,39523621.577501573,39523621.577501573,39523621.577501573,39523621.577501573,39523621.577501573,39523621.577501573,39523621.577501573,39523621.577501573,39523621.577501573]
["SC_1454_A2","San Marcos 220","Eólico Onshore",80,2027,2,0,0,0,0,1,1,1,1,1,1,1,39183216.137730673,39183216.137730673,39183216.137730673,39183216.137730673,39183216.137730673,39183216.137730673,39183216.137730673,39183216.137730673,39183216.137730673,39183216.137730673,39183216.137730673]
["SC_1454_A1","San Marcos 115","Eólico Onshore",80,2027,2,0,0,0,0,0,0,0,0,0,0,0,39145404.411075689,39145404.411075689,39145404.411075689,39145404.411075689,39145404.411075689,39145404.411075689,39145404.411075689,39145404.411075689,39145404.411075689,39145404.411075689,39145404.411075689]
["SC_1883_A1","San Marcos 500","Eólico Onshore",250,2027,2,0,0,0,0,1,1,1,1,1,1,1,39108763.990498014,39108763.990498014,39108763.990498014,39108763.990498014,39108763.990498014,39108763.990498014,39108763.990498014,39108763.990498014,39108763.990498014,39108763.990498014,39108763.990498014]
["SC_1883_A2","San Marcos 220","Eólico Onshore",250,2027,2,0,0,0,0,0,0,0,0,0,0,0,39096927.608453713,39096927.608453713,39096927.608453713,39096927.608453713,39096927.608453713,39096927.608453713,39096927.608453713,39096927.608453713,39096927.608453713,39096927.608453713,39096927.608453713]
["SC_1401_A2","Cartago 220","Solar FV",90,2025,2,0,0,1,1,1,1,1,1,1,1,1,38448533.853516929,38448533.853516929,38448533.853516929,38448533.853516929,38448533.853516929,38448533.853516929,38448533.853516929,38448533.853516929,38448533.853516929,38448533.853516929,38448533.853516929]
["SC_1401_A1","Cartago 115","Solar FV",90,2025,2,0,0,0,0,0,0,0,0,0,0,0,38448021.386426829,38448021.386426829,38448021.386426829,38448021.386426829,38448021.386426829,38448021.386426829,38448021.386426829,38448021.386426829,38448021.386426829,38448021.386426829,38448021.386426829]
["SC_1601_A1","Guachal 115","Solar FV",0,2023,2,0,0,0,0,0,0,0,0,0,0,0,38043952.792431995,38043952.792431995,38043952.792431995,38043952.792431995,38043952.792431995,38043952.792431995,38043952.792431995,38043952.792431995,38043952.792431995,38043952.792431995,38043952.792431995]
["SC_2210_A1","La Union 34.5","Solar FV",19.899999999999999,2023,2,0,0,0,0,0,0,0,0,0,0,0,37992922.136457093,37992922.136457093,37992922.136457093,37992922.136457093,37992922.136457093,37992922.136457093,37992922.136457093,37992922.136457093,37992922.136457093,37992922.136457093,37992922.136457093]
["SC_2008_A1","Costa Rica 34.5","Solar FV",9.9,2023,2,1,1,1,1,1,1,1,1,1,1,1,37968550.652073562,37968550.652073562,37968550.652073562,37968550.652073562,37968550.652073562,37968550.652073562,37968550.652073562,37968550.652073562,37968550.652073562,37968550.652073562,37968550.652073562]
["SC_2214_A1","Guachal 34.5","Solar FV",9.9,2023,2,0,0,0,0,0,0,0,0,0,0,0,37963324.761157632,37963324.761157632,37963324.761157632,37963324.761157632,37963324.761157632,37963324.761157632,37963324.761157632,37963324.761157632,37963324.761157632,37963324.761157632,37963324.761157632]
["SC_1816_A1","Planta Diesel 13.2","Solar FV",4.99,2024,2,0,1,1,1,1,1,1,1,1,1,1,37594181.710844249,37594181.710844249,37594181.710844249,37594181.710844249,37594181.710844249,37594181.710844249,37594181.710844249,37594181.710844249,37594181.710844249,37594181.710844249,37594181.710844249]
["SC_1816_A2","Santa Maria 34.5","Solar FV",4.99,2024,2,0,0,0,0,0,0,0,0,0,0,0,37594163.391306274,37594163.391306274,37594163.391306274,37594163.391306274,37594163.391306274,37594163.391306274,37594163.391306274,37594163.391306274,37594163.391306274,37594163.391306274,37594163.391306274]
["SC_612_A2","La Union 34.5","Solar FV",9.9,2024,2,0,1,1,1,1,1,1,1,1,1,1,37594096.02758228,37594096.02758228,37594096.02758228,37594096.02758228,37594096.02758228,37594096.02758228,37594096.02758228,37594096.02758228,37594096.02758228,37594096.02758228,37594096.02758228]
["SC_612_A1","Roldanillo 34.5","Solar FV",9.9,2024,2,0,0,0,0,0,0,0,0,0,0,0,37594095.80054383,37594095.80054383,37594095.80054383,37594095.80054383,37594095.80054383,37594095.80054383,37594095.80054383,37594095.80054383,37594095.80054383,37594095.80054383,37594095.80054383]
["SC_2315_A1","San Marcos 220","Solar FV",300,2025,2,0,0,0,0,0,0,0,0,0,0,0,37283277.636106983,37283277.636106983,37283277.636106983,37283277.636106983,37283277.636106983,37283277.636106983,37283277.636106983,37283277.636106983,37283277.636106983,37283277.636106983,37283277.636106983]
["SC_2315_A2","Yumbo 220","Solar FV",300,2025,2,0,0,0,0,0,0,0,0,0,0,0,37282017.282429703,37282017.282429703,37282017.282429703,37282017.282429703,37282017.282429703,37282017.282429703,37282017.282429703,37282017.282429703,37282017.282429703,37282017.282429703,37282017.282429703]
["SC_2296_A1","Cartago 220","Solar FV",80,2025,2,0,0,1,1,1,1,1,1,1,1,1,37176351.657643832,37176351.657643832,37176351.657643832,37176351.657643832,37176351.657643832,37176351.657643832,37176351.657643832,37176351.657643832,37176351.657643832,37176351.657643832,37176351.657643832]
["SC_1950_A1","Papel Cauca 115","Solar FV",19.899999999999999,2025,2,0,0,0,0,0,0,0,0,0,0,0,37174297.901704527,37174297.901704527,37174297.901704527,37174297.901704527,37174297.901704527,37174297.901704527,37174297.901704527,37174297.901704527,37174297.901704527,37174297.901704527,37174297.901704527]
["SC_1517_A1","Amcor 34.5","Solar FV",7.3,2025,2,0,0,0,0,0,0,0,0,0,0,0,37156674.662908144,37156674.662908144,37156674.662908144,37156674.662908144,37156674.662908144,37156674.662908144,37156674.662908144,37156674.662908144,37156674.662908144,37156674.662908144,37156674.662908144]
["SC_1325_A1","Carmelo 34.5","Solar FV",19.899999999999999,2025,2,0,0,0,0,0,0,0,0,0,0,0,37155494.895832032,37155494.895832032,37155494.895832032,37155494.895832032,37155494.895832032,37155494.895832032,37155494.895832032,37155494.895832032,37155494.895832032,37155494.895832032,37155494.895832032]
["SC_1502_A1","El Carmelo 115","Solar FV",19.899999999999999,2025,2,0,0,0,0,0,0,0,0,0,0,0,37154395.478611298,37154395.478611298,37154395.478611298,37154395.478611298,37154395.478611298,37154395.478611298,37154395.478611298,37154395.478611298,37154395.478611298,37154395.478611298,37154395.478611298]
["SC_1503_A1","El Carmelo 115","Solar FV",19.899999999999999,2025,2,0,0,0,0,0,0,0,0,0,0,0,37154330.10785763,37154330.10785763,37154330.10785763,37154330.10785763,37154330.10785763,37154330.10785763,37154330.10785763,37154330.10785763,37154330.10785763,37154330.10785763,37154330.10785763]
["SC_2208_A1","Carmelo 34.5","Solar FV",19.899999999999999,2025,2,0,0,1,1,1,1,1,1,1,1,1,37151085.341357514,37151085.341357514,37151085.341357514,37151085.341357514,37151085.341357514,37151085.341357514,37151085.341357514,37151085.341357514,37151085.341357514,37151085.341357514,37151085.341357514]
["SC_2098_A1","Cerrito 34.5","Solar FV",19.899999999999999,2025,2,0,0,1,1,1,1,1,1,1,1,1,37142741.656071492,37142741.656071492,37142741.656071492,37142741.656071492,37142741.656071492,37142741.656071492,37142741.656071492,37142741.656071492,37142741.656071492,37142741.656071492,37142741.656071492]
["SC_1413_A1","Cartago 220","Solar FV",120,2026,2,0,0,0,1,1,1,1,1,1,1,1,36838438.276123196,36838438.276123196,36838438.276123196,36838438.276123196,36838438.276123196,36838438.276123196,36838438.276123196,36838438.276123196,36838438.276123196,36838438.276123196,36838438.276123196]
["SC_1490_A1","Estambul 115","Solar FV",50,2026,2,0,0,0,0,0,0,0,0,0,0,0,36820012.661880434,36820012.661880434,36820012.661880434,36820012.661880434,36820012.661880434,36820012.661880434,36820012.661880434,36820012.661880434,36820012.661880434,36820012.661880434,36820012.661880434]
["SC_2113_A1","Zarzal 115","Solar FV",98,2026,2,0,0,0,0,0,0,0,0,0,0,0,36806419.067294687,36806419.067294687,36806419.067294687,36806419.067294687,36806419.067294687,36806419.067294687,36806419.067294687,36806419.067294687,36806419.067294687,36806419.067294687,36806419.067294687]
["SC_487_A1","Aguablanca 115","Solar FV",80,2025,2,0,0,0,0,0,0,0,0,0,0,0,36695635.84583161,36695635.84583161,36695635.84583161,36695635.84583161,36695635.84583161,36695635.84583161,36695635.84583161,36695635.84583161,36695635.84583161,36695635.84583161,36695635.84583161]
["SC_1658_A1","Cartago 220","Solar FV",100,2027,2,0,0,0,0,1,1,1,1,1,1,1,36492098.298680551,36492098.298680551,36492098.298680551,36492098.298680551,36492098.298680551,36492098.298680551,36492098.298680551,36492098.298680551,36492098.298680551,36492098.298680551,36492098.298680551]
["SC_2228_A1","San Marcos 500","Solar FV",250,2027,2,0,0,0,0,0,0,0,0,0,0,0,36450594.834246986,36450594.834246986,36450594.834246986,36450594.834246986,36450594.834246986,36450594.834246986,36450594.834246986,36450594.834246986,36450594.834246986,36450594.834246986,36450594.834246986]
["SC_2228_A2","San Marcos 220","Solar FV",250,2027,2,0,0,0,0,0,0,0,0,0,0,0,36440807.8522816,36440807.8522816,36440807.8522816,36440807.8522816,36440807.8522816,36440807.8522816,36440807.8522816,36440807.8522816,36440807.8522816,36440807.8522816,36440807.8522816]
["SC_1140_A2","Zarzal 115","Solar FV",100,2027,2,0,0,0,0,0,0,0,0,0,0,0,36069075.967004776,36069075.967004776,36069075.967004776,36069075.967004776,36069075.967004776,36069075.967004776,36069075.967004776,36069075.967004776,36069075.967004776,36069075.967004776,36069075.967004776]
["SC_1501_A1","Sucromiles 115","Solar FV",19.899999999999999,2025,2,0,0,0,0,0,0,0,0,0,0,0,31367294.997688971,31367294.997688971,31367294.997688971,31367294.997688971,31367294.997688971,31367294.997688971,31367294.997688971,31367294.997688971,31367294.997688971,31367294.997688971,31367294.997688971]

{"sheet":"RESUMEN","index":11,"n_rows":4,"n_cols":13,"rows_kept":4,"cut":false,"hidden":false,"merged":[]}
[null,null,"capacidad aprobada","capacidad aprobada","capacidad aprobada","capacidad aprobada","capacidad aprobada","capacidad aprobada","capacidad aprobada","capacidad aprobada","capacidad aprobada","capacidad aprobada","capacidad aprobada"]
["tipo","Fila",2023,2024,2025,2026,2027,2028,2029,2030,2031,2032,2033]
["Eólico Onshore",2,0,0,0,0,330,330,330,330,330,330,330]
["Solar FV",2,29.799999999999997,44.69,254.49,374.49,474.49,474.49,474.49,474.49,474.49,474.49,474.49]

{"sheet":"RESUMEN %","index":12,"n_rows":4,"n_cols":13,"rows_kept":4,"cut":false,"hidden":true,"merged":[]}
[null,null,"capacidad aprobada","capacidad aprobada","capacidad aprobada","capacidad aprobada","capacidad aprobada","capacidad aprobada","capacidad aprobada","capacidad aprobada","capacidad aprobada","capacidad aprobada","capacidad aprobada"]
["tipo","Fila",2023,2024,2025,2026,2027,2028,2029,2030,2031,2032,2033]
["Eólico Onshore",2,0,0,0,0,330,330,330,330,330,330,330]
["Solar FV",2,29.799999999999997,44.69,254.49,374.49,474.49,474.49,474.49,474.49,474.49,474.49,474.49]

{"sheet":"INTERCAMBIO","index":13,"n_rows":2,"n_cols":13,"rows_kept":2,"cut":false,"hidden":true,"merged":[]}
["area","fila",2023,2024,2025,2026,2027,2028,2029,2030,2031,2032,2033]
["Valle",2,-129.80000000000001,-144.69,-354.49,-474.49,-904.49,-904.49,-904.49,-904.49,-904.49,-904.49,-904.49]

{"sheet":"BENEFICIO","index":14,"n_rows":2,"n_cols":12,"rows_kept":2,"cut":false,"hidden":true,"merged":[]}
["fila",2023,2024,2025,2026,2027,2028,2029,2030,2031,2032,2033]
[2,240892.87870817436,240892.87870817436,240892.87870817436,240892.87870817436,240892.87870817436,240892.87870817436,240892.87870817436,240892.87870817436,240892.87870817436,240892.87870817436,240892.87870817436]

{"sheet":"PORCENTAJE BARRAS","index":15,"n_rows":57,"n_cols":13,"rows_kept":57,"cut":false,"hidden":false,"merged":[]}
["barra","fila",2023,2024,2025,2026,2027,2028,2029,2030,2031,2032,2033]
["Aguablanca 115",2,0,0,0,0,0,0,0,0,0,0,0]
["Alferez 220",2,0,0,0,0,0,0,0,0,0,0,0]
["Alferez I 115",2,0,0,0,0,0,0,0,0,0,0,0]
["Alferez II 115",2,0,0,0,0,0,0,0,0,0,0,0]
["Alto Anchya 220",2,0,0,0,0,0,0,0,0,0,0,0]
["Amcor 34.5",2,0,0,0,0,0,0,0,0,0,0,0]
["BMalaga 115",2,0,0,0,0,0,0,0,0,0,0,0]
["Bajo 115",2,0,0,0,0,0,0,0,0,0,0,0]
["Buga 115",2,0,0,0,0,0,0,0,0,0,0,0]
["Calima 115",2,0,0,0,0,0,0,0,0,0,0,0]
["Candelaria 115",2,0,0,0,0,0,0,0,0,0,0,0]
["Carmelo 34.5",2,0,0,0.52059624798588411,0.52857718570000067,0.52857718570000067,0.52857718570000067,0.53654558761019699,0.54449747836442119,0.54449747836442119,0.55242891566541863,0.55242891566541863]
["Cartago 115",2,0,0,0,0,0,0,0,0,0,0,0]
["Cartago 220",2,0,0,0.45231810975913322,0.51084028399788717,0.58737825068653615,0.6150746896210767,0.50090843038210753,0.50090843038210753,0.49937681974910508,0.49937681974910508,0.50700017427679966]
["Cerrito 115",2,0,0,0,0,0,0,0,0,0,0,0]
["Cerrito 34.5",2,0,0,0.4974514207596914,0.4974514207596914,0.4974514207596914,0.4974514207596914,0.4974514207596914,0.50257978592216246,0.50257978592216246,0.50257978592216246,0.50257978592216246]
["Chipichape 115",2,0,0,0,0,0,0,0,0,0,0,0]
["Codazzi 115",2,0,0,0,0,0,0,0,0,0,0,0]
["Costa Rica 34.5",2,0.53817139093502653,0.53817139093502653,0.53817139093502653,0.53817139093502653,0.53817139093502653,0.53817139093502653,0.53817139093502653,0.53817139093502653,0.53817139093502653,0.53817139093502653,0.53817139093502653]
["Diesel II 115",2,0,0,0,0,0,0,0,0,0,0,0]
["El Carmelo 115",2,0,0,0,0,0,0,0,0,0,0,0]
["Estambul 115",2,0,0,0,0,0,0,0,0,0,0,0]
["Guachal 115",2,0,0,0,0,0,0,0,0,0,0,0]
["Guachal 34.5",2,0,0,0,0,0,0,0,0,0,0,0]
["Juanchito 115",2,0,0,0,0,0,0,0,0,0,0,0]
["Juanchito 220",2,0,0,0,0,0,0,0,0,0,0,0]
["La Union 115",2,0,0,0,0,0,0,0,0,0,0,0]
["La Union 34.5",2,0,0.32923611968257244,0.32923611968257244,0.23256029859474953,0.23256029859474958,0.23256029859474958,0.23256029859474958,0.23086553352493283,0.23086553352493283,0.23086553352493283,0.22919529068824898]
["La Y Rimax",2,0,0,0,0,0,0,0,0,0,0,0]
["Ladera 115",2,0,0,0,0,0,0,0,0,0,0,0]
["Mayaguez 115",2,0,0,0,0,0,0,0,0,0,0,0]
["Melendez 115",2,0,0,0,0,0,0,0,0,0,0,0]
["Pacifico 115",2,null,null,0,0,0,0,0,0,0,0,0]
["Pacifico 220",2,null,null,0,0,0,0,0,0,0,0,0]
["Palmaseca 115",2,0,0,0,0,0,0,0,0,0,0,0]
["Pance 115",2,0,0,0,0,0,0,0,0,0,0,0]
["Pance 220",2,0,0,0,0,0,0,0,0,0,0,0]
["Papel Cauca 115",2,0,0,0,0,0,0,0,0,0,0,0]
["Planta Diesel 13.2",2,0,0.25741863979848867,0.26137297591074027,0.25716358146045326,0.26111823443077575,0.26506704560326583,0.26900804298884096,0.27293927025024195,0.27293927025024212,0.2647981369980153,0.27214032603082494]
["Roldanillo 13.2",2,0,0,0,0,0,0,0,0,0,0,0]
["Roldanillo 34.5",2,0,0,0,0,0,0,0,0,0,0,0]
["Salvajina 220",2,0,0,0,0,0,0,0,0,0,0,0]
["San Luis 115",2,0,0,0,0,0,0,0,0,0,0,0]
["San Marcos 115",2,0,0,0,0,0,0,0,0,0,0,0]
["San Marcos 220",2,0,0,0,0,0.64215530527246079,0.64215530527246079,0.64215530527246079,0.64215530527246079,0.56856857224935353,0.56856857224935353,0.45824144563932617]
["San Marcos 500",2,0,0,0,0,0.26063482661583431,0.26063482661583431,0.26063482661583431,0.26063482661583431,0.26063482661583431,0.26063482661583431,0.26063482661583431]
["Santa Barbara 115",2,0,0,0,0,0,0,0,0,0,0,0]
["Santa Maria 34.5",2,0,0,0,0,0,0,0,0,0,0,0]
["Sucromiles 115",2,0,0,0,0,0,0,0,0,0,0,0]
["Termovalle 115",2,0,0,0,0,0,0,0,0,0,0,0]
["Termoyumbo 115",2,0,0,0,0,0,0,0,0,0,0,0]
["Tulua 115",2,0,0,0,0,0,0,0,0,0,0,0]
["Vijes 115",2,0,0,0,0,0,0,0,0,0,0,0]
["Yumbo 220",2,0,0,0,0,0,0,0,0,0,0,0]
["Zarzal 115",2,0.19899999999999998,0.24492307692307691,0.24492307692307691,0.24492307692307691,0.26125128205128201,0.35015878641428377,0.24318305394469408,0.24318305394469408,0.24318305394469408,0.24318305394469408,0.20599893775605901]
["Zarzal 34.5",2,0,0,0,0,0,0,0,0,0,0,0]

{"sheet":"PORCENTAJE AREAS","index":16,"n_rows":2,"n_cols":13,"rows_kept":2,"cut":false,"hidden":true,"merged":[]}
["area","fila",2023,2024,2025,2026,2027,2028,2029,2030,2031,2032,2033]
["Valle",2,-1.298001298001298E-4,-1.4469014469014468E-4,-3.544903544903545E-4,-4.7449047449047452E-4,-9.0449090449090446E-4,-9.0449090449090446E-4,-9.0449090449090446E-4,-9.0449090449090446E-4,-9.0449090449090446E-4,-9.0449090449090446E-4,-9.0449090449090446E-4]

{"sheet":"PORCENTAJE ZONAS","index":17,"n_rows":20,"n_cols":13,"rows_kept":20,"cut":false,"hidden":false,"merged":[]}
["zona","fila",2023,2024,2025,2026,2027,2028,2029,2030,2031,2032,2033]
["Zona1",2,0,0,0,0,0,0,0,0,0,0,0]
["Zona10",2,0,0,0,0,0,0,0,0,0,0,0]
["Zona11",2,0,0,0,0,0,0,0,0,0,0,0]
["Zona12",2,0,0,0,0,0.64215530527246079,0.64215530527246079,0.64215530527246079,0.64215530527246079,0.56856857224935353,0.56856857224935353,0.45824144563932617]
["Zona13",2,0,0,0,0,0.26063482661583431,0.26063482661583431,0.26063482661583431,0.26063482661583431,0.26063482661583431,0.26063482661583431,0.26063482661583431]
["Zona14",2,0,0,0,0,0,0,0,0,0,0,0]
["Zona15",2,5.7955955315214781E-2,5.4627154003296166E-2,0.16443325144426521,0.16443325144426521,0.16443325144426521,0.29802498497118141,0.29802498497118141,0.29802498497118141,0.17012550307892071,0.16723095269007276,0.16723095269007276]
["Zona16",2,0,0,0,0,0,0,0,0,0,0,0]
["Zona17",2,0,0,0,0,0,0,0,0,0,0,0]
["Zona18",2,0,0,0,0,0,0,0,0,0,0,0]
["Zona19",2,0,0,0.52059624798588411,0.52857718570000067,0.52857718570000067,0.52857718570000067,0.53654558761019699,0.54449747836442119,0.54449747836442119,0.55242891566541863,0.55242891566541863]
["Zona2",2,0.19899999999999998,0.36676923076923074,0.36676923076923074,0.36676923076923074,0.39122051282051279,0.52435838367566112,0.36416356821868762,0.36416356821868762,0.36416356821868762,0.36416356821868762,0.30848082136334465]
["Zona3",2,0,0,0,0,0,0,0,0,0,0,0]
["Zona4",2,0,0,0,0,0,0,0,0,0,0,0]
["Zona5",2,0,0,0.45231810975913322,0.51084028399788717,0.58737825068653615,0.6150746896210767,0.50090843038210753,0.50090843038210753,0.49937681974910508,0.49937681974910508,0.50700017427679966]
["Zona6",2,0,0,0,0,0,0,0,0,0,0,0]
["Zona7",2,0,0,0,0,0,0,0,0,0,0,0]
["Zona8",2,0,1.2475E-2,1.6633333333333333E-2,1.981763641216925E-2,2.0935867664836589E-2,2.0935867664836589E-2,2.0935867664836589E-2,2.0935867664836589E-2,2.0935867664836589E-2,2.0935867664836589E-2,2.0935867664836589E-2]
["Zona9",2,0,0,0,0,0,0,0,0,0,0,0]